## dataset
UTILITY_ID | UTILITY_NAME | PLANT_CODE | PLANT_NAME | STATE | COUNTY | GENERATOR_ID | PRIME_MOVER | STATUS | NAMEPLATE | SUMMER_CAPABILITY | WINTER_CAPABILITY | UNIT_CODE | OPERATING_MONTH | OPERATING_YEAR | ENERGY_SOURCE_1 | ENERGY_SOURCE_2 | MULTIPLE_FUELS | DELIVER_POWER_TRANSGRID | COGENERATOR | SECTOR_NAME | PLANNED_NEW_PRIMEMOVER | PLANNED_ENERGY_SOURCE_1 | PLANNED_REPOWER_YEAR | PLANNED_RETIREMENT_YEAR | SFG_SYSTEM | PULVERIZED_COAL | FLUIDIZED_BED | SUBCRITICAL | SUPERCRITICAL | ULTRASUPERCRITICAL | CARBONCAPTURE | FLUE_ID | INSERVICE_YR | EXIT_RATE_50_PCT | STANDARD_PARTICULATE_RATE | STANDARD_SULFUR_RATE | STANDARD_NITROGEN_RATE | UNIT_PARTICULATE | UNIT_SULFUR | UNIT_NITROGEN | COMP_YEAR_PARTICULATE | COMP_YEAR_SULFUR | COMP_YEAR_NITROGEN | STRATEGY_SULFUR1 | STRATEGY_FOR_CAAA1 | STRATEGY_FOR_CAAA2 | STRATEGY_FOR_CAAA3 | PLANNED_FOR_CAAA1 | PLANNED_FOR_CAAA2 | PLANNED_FOR_CAAA3 | FGD_STATUS | FGD_TYPE1 | FGD_TYPE2 | FGD_TYPE3 | FGD_TYPE4 | SORBENT_TYPE1 | SORBENT_TYPE2 | SORBENT_TYPE3 | SORBENT_TYPE4 | FLUE_GAS_BYPASS_FGD | SPEC_FOR_COAL_SULFUR | REMOVAL_EFF_SULFUR | SULFUR_EMISION_RATE | FLUE_GAS_EXIT_RATE | FLUE_GAS_ENTERING | FGP_STATUS | COLLECTOR_TYPE1 | COLLECTOR_TYPE2 | COLLECTOR_TYPE3 | FUEL_SPEC_ASH_COAL | FUEL_SPEC_ASH_PET | FUEL_SPEC_SULFUR_COAL | FUEL_SPEC_SULFUR_COAL2 | FUEL_SPEC_SULFUR_PET | FUEL_SPEC_SULFUR_PET2 | COLLECTION_EFFICIENCY | EMISSION_RATE | GAS_EXIT_RATE | NOX_CONTROL_STATUS | LOW_NOX_PROCESS1 | LOW_NOX_PROCESS2 | LOW_NOX_PROCESS3 | Fuel Type | STATE | FACILITY_NAME | ORISPL_CODE | UNITID | OP_YEAR | ASSOC_STACKS | PRG_CODE_INFO | SUM_OP_TIME | NUM_MONTHS_REPORTED | GLOAD | SLOAD | SO2_MASS | NOX_RATE | NOX_MASS | CO2_MASS | HEAT_INPUT | EPA_REGION | NERC_DESCRIPTION | COUNTY | SOURCE_CAT | SIC_CODE | SIC_CODE_DESCRIPTION | LATITUDE | LONGITUDE | OWN_DISPLAY | SO2_PHASE | NOX_PHASE | OP_STATUS_INFO | UNIT_TYPE_INFO | PRIMARY_FUEL_INFO | SECONDARY_FUEL_INFO | SO2_CONTROL_INFO | NOX_CONTROL_INFO | PART_CONTROL_INFO | CAPACITY_INPUT | HEAT_RATE | fuel category | capacity | score | nox | so2 | hr
7 | Tate & Lyle Ingredients Americas Inc | 10867 | Tate & Lyle Decatur Plant Cogen | IL | Macon | GEN1 | ST | OP | 62 | 58.1 | 62 |  | 1 | 1989 | BIT |  | N | Y | Y | Industrial CHP |  |  |  |  | N |  | Y | [38 empty] | OP | BP |  |  | 10.6 |  | 4.9 |  |  |  | 99.9 | 24 | 85000 |  |  |  |  | COAL | IL | Tate & Lyle | 10867 | 123-09 | 2010 |  | SIPNOX | 7514.99 | 12 |  | 2711800.63 |  | 0.1035 | 224.759 |  | 4116348.236 | 5 |  | Macon | Cogeneration | 4961 | Steam Supply | 39.8466 | -88.9261 | Tate & Lyle (Owner/Operator) |  |  | Operating | Circulating fluidized bed boiler | Coal | Pipeline Natural Gas | Fluidized Bed Limestone Injection | Other | Baghouse | 470 | 10.4 | COAL | 58.9365 | -25.99 | 0.1035 | 0.476 | 10.9826
8 | Tate & Lyle Ingredients Americas Inc | 50903 | Sagamore Plant Cogeneration | IN | Tippecanoe | GEN1 | ST | OP | 7.4 | 7.4 | 7.4 |  | 10 | 1984 | BIT |  | N | N | Y | Industrial CHP |  |  |  |  | N | Y | [56 empty] | COAL | [39 empty] | 0.73054 | 0.89498 | 12.0631
21 | AES Shady Point LLC | 10671 | AES Shady Point LLC | OK | Leflore | GEN1 | ST | OP | 175 | 160 | 160 |  | 9 | 1990 | BIT | SUB | N | Y | Y | IPP CHP |  |  |  |  | N |  | Y |  |  |  |  | 1A | 1991 | 744000 | [16 empty] | OP | BR |  |  |  | LS |  |  |  | N | 0.6¦¦ 1.3 | 85.2¦¦ 84.7 | 590.5 |  |  | OP | BP |  |  | 8.6 |  | 1.8 |  |  |  | 99 | 18 | 293000 |  |  |  |  | COAL | [39 empty] | 0.23727 | 0.14388 | 10.7245
21 | AES Shady Point LLC | 10671 | AES Shady Point LLC | OK | Leflore | GEN2 | ST | OP | 175 | 160 | 160 |  | 11 | 1990 | BIT | SUB | N | Y | Y | IPP CHP |  |  |  |  | N |  | Y |  |  |  |  | 1A | 1991 | 744000 | [16 empty] | OP | BR |  |  |  | LS |  |  |  | N | 1.3 | 82.9¦¦ 84.6 | 590.5 |  |  | OP | BP |  |  | 8.6 |  | 1.8 |  |  |  | 99 | 18 | 293000 |  |  |  |  | COAL | [39 empty] | 0.23727 | 0.14388 | 10.7245
25 | AES Greenidge | 2527 | AES Greenidge LLC | NY | Yates | 4 | ST | OP | 112.5 | 107.5 | 106.3 |  | 12 | 1953 | BIT | WDS | Y | Y | N | IPP Non-CHP |  |  |  |  | N | Y |  | Y |  |  |  | 4 | 1953 | 285000 | [16 empty] | OP | CD |  |  |  | LI |  |  |  | N | 2 | 94.1 | 98 | 375000 | 100 | ¦¦OP | ¦¦BP |  |  | ¦¦ 25 |  | ¦¦ 1 |  |  |  | ¦¦ 99 | ¦¦ 0 | ¦¦ 374800 |  |  |  |  | COAL | NY | AES Greenidge | 2527 | 6 | 2010 |  | ARP, CAIRNOX, CAIROS, CAIRSO2, RGGI | 8302.75 | 12 | 605628.98 |  | 448.865 | 0.2032 | 560.988 | 599104.657 | 5838307.245 | 2 | Northeast Power Coordinating Council | Yates | Electric Utility | 4911 | Electric Services | 42.6789 | -76.9483 | AES Corporation (Owner/Operator) | Table 1 | Phase 1 Group 1 | Operating | Tangentially-fired | Coal | Residual Oil | Dry Lime FGD | Low NOx Burner Technology w/ Closed-coupled OFA Selective Catalytic Reduction | Electrostatic Precipitator Baghouse | 1345 | 9.1723 | COAL | 116 | 454.3744 | 0.2032 | 0.15377 | 9.1723
34 | City of Abbeville - (SC) | 3305 | Rocky River | SC | Anderson | 1 | HY | OP | 1.8 | 1.8 | 1.8 |  | 1 | 1941 | WAT |  | N | Y | N | Electric Utility |  |  |  |  | N | [57 empty] | N/A | [39 empty] | 0 | 0 | 10.4
34 | City of Abbeville - (SC) | 3305 | Rocky River | SC | Anderson | 2 | HY | OP | 0.8 | 0.8 | 0.8 |  | 1 | 1941 | WAT |  | N | Y | N | Electric Utility |  |  |  |  | N | [57 empty] | N/A | [39 empty] | 0 | 0 | 10.4
34 | City of Abbeville - (SC) | 3305 | Rocky River | SC | Anderson | IC1 | IC | OP | 1.1 | 1.1 | 1.1 |  | 11 | 1946 | DFO |  | N | Y | N | Electric Utility |  |  |  |  | N | [57 empty] | LIQUID | [39 empty] | 0.7385 | 0.025484 | 12.5895
35 | AES WR Ltd Partnership | 10678 | AES Warrior Run Cogeneration Facility | MD | Allegany | GEN1 | ST | OP | 229 | 180 | 180 |  | 8 | 1999 | BIT | DFO | N | Y | Y | IPP CHP |  |  |  |  | N |  | Y |  |  |  |  | STK1 | 2000 | 327687 | [31 empty] | OP | BR |  |  | 19.7 |  | 1.8 |  | 0.1 |  | 99.9 | 9 | 419000 |  |  |  |  | COAL | MD | AES Warrior Run | 10678 | 1 | 2010 |  | CAIRNOX, CAIROS, CAIRSO2, RGGI | 8296.06 | 12 | 1360692.19 |  | 1246.543 | 0.0828 | 611.447 | 1562314.757 | 15232885.23 | 3 |  | Allegany | Cogeneration | 4911 | Electric Services | 39.5944 | -78.7456 | AES Corporation (Owner/Operator) |  |  | Operating | Circulating fluidized bed boiler | Coal | Diesel Oil | Fluidized Bed Limestone Injection | Ammonia Injection Selective Non-catalytic Reduction | Baghouse | 2047 | 10.4 | COAL | 196.8269 | 453.2585 | 0.0828 | 0.16366 | 10.6203
52 | ACE Cogeneration Co | 10002 | ACE Cogeneration Facility | CA | San Bernardino | GEN1 | ST | OP | 108 | 101.2 | 101.5 |  | 9 | 1990 | BIT | PC | Y | Y | Y | IPP CHP |  |  |  | 2015 | N |  | Y | Y |  |  |  | FLUE | 1990 | 140000 | [31 empty] | OP | BR |  |  | 9.2 |  | 0.5 | 6 |  |  | 96.8 | 15 | 343195 |  |  |  |  | COAL | [39 empty] | 0.39287 | 0.29179 | 10.8857
82 | Ada Cogeneration Ltd Partnership | 10819 | Ada Cogeneration LP | MI | Kent | GEN1 | CT | OP | 23 | 23 | 23 |  | 10 | 1990 | NG |  | N | Y | Y | IPP CHP |  |  |  |  | N | [57 empty] | GAS | [39 empty] | 0.11648 | 0.0011668 | 12.1236
82 | Ada Cogeneration Ltd Partnership | 10819 | Ada Cogeneration LP | MI | Kent | GEN2 | CA | OP | 10.1 | 6.4 | 7 |  | 10 | 1990 | NG |  | N | Y | Y | IPP CHP |  |  |  |  | N | [57 empty] | GAS | [39 empty] | 0 | 0 | 10.4
84 | A & N Electric Coop | 6390 | Tangier | VA | Accomack | 5 | IC | OP | 1.2 | 1.2 | 1.2 |  | 12 | 1993 | DFO |  | N | Y | N | Electric Utility |  |  |  |  | N | [57 empty] | LIQUID | [39 empty] | 0.7385 | 0.025484 | 12.5895
84 | A & N Electric Coop | 6390 | Tangier | VA | Accomack | 6 | IC | OP | 1.2 | 1.2 | 1.2 |  | 12 | 1993 | DFO |  | N | Y | N | Electric Utility |  |  |  |  | N | [57 empty] | LIQUID | [39 empty] | 0.7385 | 0.025484 | 12.5895
84 | A & N Electric Coop | 6391 | Smith Island | MD | Somerset | 2 | IC | OP | 0.5 | 0.4 | 0.4 |  | 12 | 1969 | DFO |  | N | Y | N | Electric Utility |  |  |  |  | N | [57 empty] | LIQUID | [39 empty] | 0.7385 | 0.025484 | 12.5895
84 | A & N Electric Coop | 6391 | Smith Island | MD | Somerset | 3 | IC | OP | 1.2 | 1.2 | 1.2 |  | 3 | 1994 | DFO |  | N | Y | N | Electric Utility |  |  |  |  | N | [57 empty] | LIQUID | [39 empty] | 0.7385 | 0.025484 | 12.5895
88 | Granite Ridge Energy LLC | 55170 | Granite Ridge | NH | Rockingham | CT11 | CT | OP | 300 | 222 | 263 |  | 3 | 2003 | NG |  | N | Y | N | IPP Non-CHP |  |  |  |  | N | [57 empty] | GAS | NH | Granite Ridge Energy | 55170 | 1 | 2010 |  | ARP, NHNOX, RGGI | 6052.3 | 12 | 1062334.16 |  | 3.725 | 0.01 | 54.38 | 737825.56 | 12415324.3 | 1 |  | Rockingham | Electric Utility | 4911 | Electric Services | 42.9043 | -71.4251 | Granite Ridge Energy, LLC (Owner/Operator) | Phase 2 |  | Operating | Combined cycle | Pipeline Natural Gas |  |  | Dry Low NOx Burners Ammonia Injection |  | 2849 | 10.4 | GAS | 273.9423 | -20.8029 | 0.01 | 0.0006 | 9.0991
88 | Granite Ridge Energy LLC | 55170 | Granite Ridge | NH | Rockingham | CT12 | CT | OP | 300 | 222 | 263 |  | 3 | 2003 | NG |  | N | Y | N | IPP Non-CHP |  |  |  |  | N | [57 empty] | GAS | NH | Granite Ridge Energy | 55170 | 1 | 2010 |  | ARP, NHNOX, RGGI | 6052.3 | 12 | 1062334.16 |  | 3.725 | 0.01 | 54.38 | 737825.56 | 12415324.3 | 1 |  | Rockingham | Electric Utility | 4911 | Electric Services | 42.9043 | -71.4251 | Granite Ridge Energy, LLC (Owner/Operator) | Phase 2 |  | Operating | Combined cycle | Pipeline Natural Gas |  |  | Dry Low NOx Burners Ammonia Injection |  | 2849 | 10.4 | GAS | 273.9423 | -20.8029 | 0.01 | 0.0006 | 9.0991
88 | Granite Ridge Energy LLC | 55170 | Granite Ridge | NH | Rockingham | STG | CA | OP | 300 | 234 | 271 |  | 3 | 2003 | NG |  | N | Y | N | IPP Non-CHP |  |  |  |  | N | [57 empty] | GAS | [39 empty] | 0 | 0 | 10.4
109 | Ag Processing Inc | 10223 | AG Processing Inc | IA | Wright | E.C. | ST | OP | 8.5 | 8.5 | 8.5 |  | 1 | 1982 | SUB |  | N | Y | Y | Industrial CHP |  |  |  |  | N |  |  | Y | [54 empty] | COAL | [39 empty] | 0.42772 | 0.63019 | 12.6108
135 | Agrilectric Power Partners Ltd | 10593 | Agrilectric Power Partners Ltd | LA | Calcasieu | GEN1 | ST | OP | 12.1 | 10.9 | 10.9 |  | 7 | 1984 | AB | NG | N | Y | N | IPP Non-CHP |  |  |  |  | N | [40 empty] | ¦¦OP | ¦¦BP | [8 empty] | ¦¦ 99.9 | ¦¦ 1 | ¦¦ 63000 |  |  |  |  | OTHER SOLID | [39 empty] | 0.1371 | 0.012928 | 12.8432
142 | AES Beaver Valley | 10676 | AES Beaver Valley Partners Beaver Valley | PA | Beaver | GEN2 | ST | OP | 35 | 32 | 31.5 |  | 7 | 1987 | BIT | PC | Y | Y | Y | IPP CHP |  |  |  |  | N | Y |  | Y |  |  |  | 2¦¦3¦¦4 | 1987 | 68000¦¦ 75000¦¦ 80000 | [16 empty] | OP | SP |  |  |  | MO |  |  |  | N | 3 | 92 | 200 | 144000¦¦ 148970¦¦ 158460 | 100 | OP | EC | WS |  | 7.2 |  | 2.5 |  |  | 3 | 99.6 | 25¦¦ 31¦¦ 14 | 210980¦¦ 218260¦¦ 232150 |  |  |  |  | COAL | PA | AES Beaver Valley LLC | 10676 | 35 | 2010 |  | CAIRNOX, CAIROS, CAIRSO2 | 8212 | 12 |  | 1460188.5 | 500.888 | 0.4776 | 447.119 |  | 1871768.95 | 3 | East Central Area Reliability Coordination Agreement | Beaver | Cogeneration | 4911 | Electric Services | 40.6558 | -80.3556 | AES Corporation (Owner/Operator) |  |  | Operating | Dry bottom wall-fired boiler | Coal |  | Magnesium Oxide | Low NOx Burner Technology (Dry Bottom only) Selective Non-catalytic Reduction | Electrostatic Precipitator Wet Scrubber | 285 | 10.4 | COAL | 27.4038 | -74.7368 | 0.4776 | 0.5352 | 11.2281
142 | AES Beaver Valley | 10676 | AES Beaver Valley Partners Beaver Valley | PA | Beaver | GEN3 | ST | OP | 114 | 114 | 120 |  | 7 | 1987 | BIT | PC | Y | Y | Y | IPP CHP |  |  |  |  | N | Y |  | Y |  |  |  | 2¦¦3¦¦4¦¦5 | 1987 | 68000¦¦ 75000¦¦ 80000¦¦ 33000 | [16 empty] | OP | SP |  |  |  | MO |  |  |  | N | 3 | 92 | 200¦¦ 105 | 144000¦¦ 148970¦¦ 158460¦¦ 88910 | 100 | OP | EC | WS |  | 7.2 |  | 2.5 |  |  | 3 | 99.6 | 25¦¦ 31¦¦ 14¦¦ 6 | 210980¦¦ 218260¦¦ 232150¦¦ 130260 |  |  |  |  | COAL | PA | AES Beaver Valley LLC | 10676 | 32 | 2010 |  | CAIRNOX, CAIROS, CAIRSO2 | 7966 | 12 |  | 2920396.25 | 918.153 | 0.4368 | 762.713 |  | 3498505.25 | 3 | East Central Area Reliability Coordination Agreement | Beaver | Cogeneration | 4911 | Electric Services | 40.6558 | -80.3556 | AES Corporation (Owner/Operator) |  |  | Operating | Dry bottom wall-fired boiler | Coal |  | Magnesium Oxide | Low NOx Burner Technology w/ Overfire Air Selective Non-catalytic Reduction | Electrostatic Precipitator Wet Scrubber | 550 | 10.4 | COAL | 52.8846 | -634.5455 | 0.4368 | 0.52488 | 10.7223
150 | Adrian Public Utilities Comm | 1956 | Adrian | MN | NOBLES | 5 | IC | OP | 2 | 2 | 2 |  | 5 | 2005 | DFO |  | N | Y | N | Electric Utility |  |  |  |  | N | [57 empty] | LIQUID | [39 empty] | 0.7385 | 0.025484 | 12.5895
156 | AES Deepwater Inc | 10670 | AES Deepwater | TX | Harris | REDST | BA | OP | 1 | 1 | 1 |  | 8 | 2010 | MWH |  | N | Y | N | IPP Non-CHP |  |  |  |  | N | [57 empty] | N/A | [39 empty] | 0 | 0 | 10.4
164 | AERA Energy LLC | 50752 | South Belridge Cogeneration Facility | CA | Kern | GEN1 | GT | OP | 31.4 | 19 | 21 |  | 12 | 1985 | NG |  | N | Y | Y | Industrial CHP |  |  |  |  | N | [57 empty] | GAS | [39 empty] | 0.15693 | 0.002182 | 12.2623
164 | AERA Energy LLC | 50752 | South Belridge Cogeneration Facility | CA | Kern | GEN2 | GT | OP | 31.4 | 19 | 21 |  | 12 | 1985 | NG |  | N | Y | Y | Industrial CHP |  |  |  |  | N | [57 empty] | GAS | [39 empty] | 0.15693 | 0.002182 | 12.2623
164 | AERA Energy LLC | 50752 | South Belridge Cogeneration Facility | CA | Kern | GEN3 | GT | OP | 31.4 | 19 | 21 |  | 12 | 1986 | NG |  | N | Y | Y | Industrial CHP |  |  |  |  | N | [57 empty] | GAS | [39 empty] | 0.15362 | 0.0021295 | 12.1849
164 | AERA Energy LLC | 52077 | Lost Hills Cogeneration Plant | CA | Kern | GEN4 | GT | OP | 3.5 | 2.7 | 3 |  | 10 | 1985 | NG |  | N | N | Y | Industrial CHP |  |  |  |  | N | [57 empty] | GAS | [39 empty] | 0.29609 | 0.0023714 | 8.7499
164 | AERA Energy LLC | 52077 | Lost Hills Cogeneration Plant | CA | Kern | GEN5 | GT | OP | 3.5 | 2.7 | 3 |  | 10 | 1985 | NG |  | N | N | Y | Industrial CHP |  |  |  |  | N | [57 empty] | GAS | [39 empty] | 0.29609 | 0.0023714 | 8.7499
164 | AERA Energy LLC | 52077 | Lost Hills Cogeneration Plant | CA | Kern | GEN6 | GT | OP | 3.5 | 2.7 | 3 |  | 10 | 1985 | NG |  | N | N | Y | Industrial CHP |  |  |  |  | N | [57 empty] | GAS | [39 empty] | 0.29609 | 0.0023714 | 8.7499
177 | AES Hawaii Inc | 10673 | AES Hawaii | HI | Honolulu | GEN1 | ST | OP | 203 | 180 | 180 |  | 5 | 1992 | BIT | WO | Y | Y | Y | IPP CHP |  |  |  |  | N |  | Y |  |  |  |  | STACK1 | 1992 | 390500 | [31 empty] | OP | BR |  |  | 4 |  | 0.3 | 1 |  | 0.1 | 99.9 | 3 | 306000 |  |  |  |  | COAL | [39 empty] | 0.47207 | 0.16534 | 11.1006
189 | PowerSouth Energy Cooperative | 56 | Charles R Lowman | AL | Washington | 1 | ST | OP | 66 | 80 | 80 |  | 6 | 1969 | BIT |  | N | Y | N | Electric Utility |  |  |  |  | N | Y | [5 empty] | 1 | 1969 | 83000 | [31 empty] | OP | EW |  |  | 12 |  | 1.5 |  | 0.4 |  | 99.7 | 140 | 440000 | OP | LN | OV |  | COAL | AL | Charles R Lowman | 56 | 1 | 2010 | CS004, MS001 | ARP, CAIRNOX, CAIROS, CAIRSO2 | 8105.84 | 12 | 583685.15 |  | 4674.985 | 0.3554 | 1228.073 | 676666.659 | 6595173.001 | 4 | Southeastern Electric Reliability Council | Washington | Electric Utility | 4911 | Electric Services | 31.4858 | -87.9106 | PowerSouth Energy Cooperative, Inc. (Owner/Operator) | Phase 2 | Phase II Group 1 | Operating | Dry bottom wall-fired boiler | Coal |  | Wet Limestone | Low NOx Burner Technology (Dry Bottom only) | Electrostatic Precipitator | 1119 | 11.2363 | COAL | 87 | 1956.25 | 0.3554 | 1.4177 | 11.2363
189 | PowerSouth Energy Cooperative | 56 | Charles R Lowman | AL | Washington | 2 | ST | OP | 236 | 235 | 235 |  | 6 | 1978 | BIT |  | N | Y | N | Electric Utility |  |  |  |  | N | Y | [5 empty] | 2 | 1979 | 323000 | 0.12 |  |  | PB | DP | NP | 1975 | 1975 | 1996 | MS | SS | [5 empty] | OP | SP | TR |  |  | LS |  |  |  | Y | 1.9 | 85 | 2900 | 818000 | 70 | OP | EW |  |  | 12 |  | 1.9 |  | 0.4 |  | 99.5 | 190 | 1353000 | OP | LN |  |  | COAL | AL | Charles R Lowman | 56 | 2 | 2010 | CS004 | ARP, CAIRNOX, CAIROS, CAIRSO2 | 6069.56 | 12 | 1260568.91 |  | 521.074 | 0.3142 | 2127.843 | 1340632.648 | 13066570.96 | 4 | Southeastern Electric Reliability Council | Washington | Electric Utility | 4911 | Electric Services | 31.4858 | -87.9106 | PowerSouth Energy Cooperative, Inc. (Owner/Operator) | Phase 2 | Early Election | Operating | Dry bottom wall-fired boiler | Coal |  | Wet Limestone | Selective Catalytic Reduction Overfire Air | Electrostatic Precipitator | 3103 | 10.345 | COAL | 261 | 1944.6809 | 0.3142 | 0.079757 | 10.345
189 | PowerSouth Energy Cooperative | 56 | Charles R Lowman | AL | Washington | 3 | ST | OP | 236 | 235 | 235 |  | 6 | 1980 | BIT |  | N | Y | N | Electric Utility |  |  |  |  | N | Y | [5 empty] | 2 | 1979 | 323000 | 0.12 |  |  | PB | DP | NP | 1975 | 1975 | 1996 | MS | SS | [5 empty] | OP | SP | TR |  |  | LS |  |  |  | Y | 1.9 | 85 | 2900 | 818000 | 70 | OP | EW |  |  | 12 |  | 1.9 |  | 0.4 |  | 99.5 | 190 | 1353000 | OP | LN |  |  | COAL | AL | Charles R Lowman | 56 | 3 | 2010 | MS03C, MS03D | ARP, CAIRNOX, CAIROS, CAIRSO2 | 7951.68 | 12 | 1704370.83 |  | 1464.731 | 0.303 | 2786.43 | 1823966.813 | 17777526.92 | 4 | Southeastern Electric Reliability Council | Washington | Electric Utility | 4911 | Electric Services | 31.4858 | -87.9106 | PowerSouth Energy Cooperative, Inc. (Owner/Operator) | Phase 2 | Early Election | Operating | Dry bottom wall-fired boiler | Coal |  | Wet Limestone | Selective Catalytic Reduction Overfire Air | Electrostatic Precipitator | 3010 | 10.3895 | COAL | 263 | 1940.4255 | 0.303 | 0.16478 | 10.3895
189 | PowerSouth Energy Cooperative | 533 | McWilliams | AL | Covington | 1 | CA | OP | 7.5 | 10 | 10 |  | 12 | 1954 | NG | DFO | Y | Y | N | Electric Utility |  |  |  |  | N | [57 empty] | GAS | [39 empty] | 0 | 0 | 10.4
189 | PowerSouth Energy Cooperative | 533 | McWilliams | AL | Covington | 2 | CA | OP | 7.5 | 10 | 10 |  | 12 | 1954 | NG | DFO | Y | Y | N | Electric Utility |  |  |  |  | N | [57 empty] | GAS | [39 empty] | 0 | 0 | 10.4
189 | PowerSouth Energy Cooperative | 533 | McWilliams | AL | Covington | 3 | CA | OP | 25 | 20 | 20 |  | 8 | 1959 | NG | DFO | Y | Y | N | Electric Utility |  |  |  |  | N | [57 empty] | GAS | [39 empty] | 0 | 0 | 10.4
189 | PowerSouth Energy Cooperative | 533 | McWilliams | AL | Covington | 4 | CT | OP | 107 | 109 | 119 |  | 12 | 1996 | NG | DFO | Y | Y | N | Electric Utility |  |  |  |  | N | [57 empty] | GAS | AL | McWilliams | 533 | **4 | 2010 |  | ARP, CAIRNOX, CAIROS, CAIRSO2 | 2467.47 | 12 | 186596.93 |  | 0.683 | 0.0665 | 69.386 | 136730.122 | 2300715.478 | 4 |  | Covington | Electric Utility | 4911 | Electric Services | 31.4001 | -86.4767 | PowerSouth Energy Cooperative, Inc. (Owner/Operator) | Phase 2 |  | Operating | Combined cycle | Pipeline Natural Gas | Diesel Oil |  | Dry Low NOx Burners Water Injection |  | 1380 | 11.4913 | GAS | 118 | 495.7627 | 0.0665 | 0.000594 | 11.4913
189 | PowerSouth Energy Cooperative | 7063 | McIntosh | AL | Washington | 1 | CE | OP | 110 | 110 | 110 |  | 6 | 1991 | NG |  | N | Y | N | Electric Utility |  |  |  |  | N | [57 empty] | GAS | AL | McIntosh (7063) | 7063 | **3 | 2010 |  | ARP, CAIRNOX, CAIROS, CAIRSO2 | 323.69 | 12 | 21248.77 |  | 0.095 | 0.0848 | 9.205 | 16287.301 | 273479.505 | 4 |  | Washington | Electric Utility | 4911 | Electric Services | 31.2546 | -88.0299 | PowerSouth Energy Cooperative, Inc. (Owner/Operator) | Phase 2 |  | Operating | Combustion turbine | Pipeline Natural Gas | Diesel Oil |  |  |  | 1423 | 11.4734 | GAS | 116 | -27.2727 | 0.0848 | 0.000695 | 11.4734
189 | PowerSouth Energy Cooperative | 7063 | McIntosh | AL | Washington | 2 | GT | OP | 113 | 114 | 120 |  | 6 | 1998 | NG | DFO | Y | Y | N | Electric Utility |  |  |  |  | N | [57 empty] | GAS | AL | McIntosh (7063) | 7063 | **2 | 2010 |  | ARP, CAIRNOX, CAIROS, CAIRSO2 | 370.92 | 12 | 24886.07 |  | 0.091 | 0.0706 | 8.254 | 15975.1 | 268340.838 | 4 |  | Washington | Electric Utility | 4911 | Electric Services | 31.2546 | -88.0299 | PowerSouth Energy Cooperative, Inc. (Owner/Operator) | Phase 2 |  | Operating | Combustion turbine | Pipeline Natural Gas | Diesel Oil |  |  |  | 1423 | 9.6744 | GAS | 119 | 495.7983 | 0.0706 | 0.000678 | 9.6744
189 | PowerSouth Energy Cooperative | 7063 | McIntosh | AL | Washington | 3 | GT | OP | 113 | 114 | 120 |  | 6 | 1998 | NG | DFO | Y | Y | N | Electric Utility |  |  |  |  | N | [57 empty] | GAS | AL | McIntosh (7063) | 7063 | **3 | 2010 |  | ARP, CAIRNOX, CAIROS, CAIRSO2 | 323.69 | 12 | 21248.77 |  | 0.095 | 0.0848 | 9.205 | 16287.301 | 273479.505 | 4 |  | Washington | Electric Utility | 4911 | Electric Services | 31.2546 | -88.0299 | PowerSouth Energy Cooperative, Inc. (Owner/Operator) | Phase 2 |  | Operating | Combustion turbine | Pipeline Natural Gas | Diesel Oil |  |  |  | 1423 | 11.4734 | GAS | 116 | 482.7586 | 0.0848 | 0.000695 | 11.4734
189 | PowerSouth Energy Cooperative | 7063 | McIntosh | AL | Washington | 4 | GT | OP | 224 | 170 | 224 |  | 12 | 2010 | NG |  | N | Y | N | Electric Utility |  |  |  |  | N | [57 empty] | GAS | AL | McIntosh (7063) | 7063 | **4 | 2010 |  | ARP, CAIRNOX, CAIROS, CAIRSO2 | 241.82 | 6 | 35201.28 |  | 0.111 | 0.0456 | 6.666 | 21967.538 | 369657.842 | 4 |  | Washington | Electric Utility | 4911 | Electric Services | 31.2546 | -88.0299 | PowerSouth Energy Cooperative, Inc. (Owner/Operator) | Phase 2 |  | Operating (Started 08/26/2010) | Combustion turbine (Started Aug 26, 2010) | Pipeline Natural Gas |  |  | Dry Low NOx Burners |  | 2023 | 10.0223 | GAS | 213 | 474.1784 | 0.0456 | 0.000601 | 10.0223
189 | PowerSouth Energy Cooperative | 7063 | McIntosh | AL | Washington | 5 | GT | OP | 224 | 170 | 224 |  | 12 | 2010 | NG |  | N | Y | N | Electric Utility |  |  |  |  | N | [57 empty] | GAS | AL | McIntosh (7063) | 7063 | **5 | 2010 |  | ARP, CAIRNOX, CAIROS, CAIRSO2 | 183.66 | 6 | 26816.65 |  | 0.064 | 0.045 | 3.978 | 12694.416 | 213601.865 | 4 |  | Washington | Electric Utility | 4911 | Electric Services | 31.2546 | -88.0299 | PowerSouth Energy Cooperative, Inc. (Owner/Operator) | Phase 2 |  | Operating (Started 09/08/2010) | Combustion turbine (Started Sep 08, 2010) | Pipeline Natural Gas |  |  | Dry Low NOx Burners |  | 2023 | 7.2803 | GAS | 214 | 476.6355 | 0.045 | 0.000599 | 7.2803
189 | PowerSouth Energy Cooperative | 53 | Gantt | AL | Covington | 3 | HY | OP | 1.2 | 1 | 1 |  | 1 | 1926 | WAT |  | N | Y | N | Electric Utility |  |  |  |  | N | [57 empty] | N/A | [39 empty] | 0 | 0 | 10.4
189 | PowerSouth Energy Cooperative | 53 | Gantt | AL | Covington | 4 | HY | OP | 1.8 | 1.8 | 1.8 |  | 2 | 1985 | WAT |  | N | Y | N | Electric Utility |  |  |  |  | N | [57 empty] | N/A | [39 empty] | 0 | 0 | 10.4
189 | PowerSouth Energy Cooperative | 55 | Point A | AL | Covington | 1 | HY | OP | 1.6 | 1.8 | 1.8 |  | 1 | 1925 | WAT |  | N | Y | N | Electric Utility |  |  |  |  | N | [57 empty] | N/A | [39 empty] | 0 | 0 | 10.4
189 | PowerSouth Energy Cooperative | 55 | Point A | AL | Covington | 2 | HY | OP | 1.6 | 1.8 | 1.8 |  | 1 | 1925 | WAT |  | N | Y | N | Electric Utility |  |  |  |  | N | [57 empty] | N/A | [39 empty] | 0 | 0 | 10.4
189 | PowerSouth Energy Cooperative | 55 | Point A | AL | Covington | 3 | HY | OP | 2 | 1.8 | 1.8 |  | 1 | 1949 | WAT |  | N | Y | N | Electric Utility |  |  |  |  | N | [57 empty] | N/A | [39 empty] | 0 | 0 | 10.4
189 | PowerSouth Energy Cooperative | 533 | McWilliams | AL | Covington | VAN1 | CT | OP | 165 | 163 | 177 |  | 1 | 2002 | NG |  | N | Y | N | Electric Utility | [62 empty] | GAS | AL | McWilliams | 533 | **V1 | 2010 |  | ARP, CAIRNOX, CAIROS, CAIRSO2 | 6141.24 | 12 | 822706 |  | 2.797 | 0.0104 | 46.018 | 554066.099 | 9323289.109 | 4 |  | Covington | Electric Utility | 4911 | Electric Services | 31.4001 | -86.4767 | PowerSouth Energy Cooperative, Inc. (Owner/Operator) | Phase 2 |  | Operating | Combined cycle | Pipeline Natural Gas |  |  | Dry Low NOx Burners Selective Catalytic Reduction |  | 2044 | 11.0071 | GAS | 192 | 457.6271 | 0.0104 | 0.0006 | 11.0071
189 | PowerSouth Energy Cooperative | 533 | McWilliams | AL | Covington | VAN2 | CT | OP | 165 | 163 | 177 |  | 1 | 2002 | NG |  | N | Y | N | Electric Utility | [62 empty] | GAS | AL | McWilliams | 533 | **V2 | 2010 |  | ARP, CAIRNOX, CAIROS, CAIRSO2 | 6515.7 | 12 | 878581.87 |  | 2.936 | 0.0114 | 53.384 | 581474.48 | 9784491.763 | 4 |  | Covington | Electric Utility | 4911 | Electric Services | 31.4001 | -86.4767 | PowerSouth Energy Cooperative, Inc. (Owner/Operator) | Phase 2 |  | Operating | Combined cycle | Pipeline Natural Gas |  |  | Dry Low NOx Burners Selective Catalytic Reduction |  | 2044 | 10.8572 | GAS | 188 | 468.9266 | 0.0114 | 0.0006 | 10.8572
189 | PowerSouth Energy Cooperative | 533 | McWilliams | AL | Covington | VAN3 | CA | OP | 177 | 175 | 185 |  | 1 | 2002 | NG |  | N | Y | N | Electric Utility | [62 empty] | GAS | [39 empty] | 0 | 0 | 10.4
194 | Albuquerque City of | 10339 | Southside Water Reclamation Plant | NM | Bernalillo | GEN1 | IC | OP | 2.2 | 2.1 | 2.2 |  | 11 | 2002 | OBG | NG | Y | Y | Y | IPP CHP |  |  |  |  | N | [57 empty] | GAS | [39 empty] | 1.1659 | 0.0016829 | 10.4
194 | Albuquerque City of | 10339 | Southside Water Reclamation Plant | NM | Bernalillo | GEN2 | IC | OP | 2.2 | 2.1 | 2.2 |  | 11 | 2002 | OBG | NG | Y | Y | Y | IPP CHP |  |  |  |  | N | [57 empty] | GAS | [39 empty] | 1.1659 | 0.0016829 | 10.4
194 | Albuquerque City of | 10339 | Southside Water Reclamation Plant | NM | Bernalillo | GEN3 | IC | OP | 1.1 | 1.1 | 1.1 |  | 2 | 1987 | OBG | NG | Y | Y | Y | IPP CHP |  |  |  |  | N | [57 empty] | GAS | [39 empty] | 1.1659 | 0.0016829 | 10.4
194 | Albuquerque City of | 10339 | Southside Water Reclamation Plant | NM | Bernalillo | GEN4 | IC | OP | 1.1 | 1.1 | 1.1 |  | 2 | 1987 | OBG | NG | Y | Y | Y | IPP CHP |  |  |  |  | N | [57 empty] | GAS | [39 empty] | 1.1659 | 0.0016829 | 10.4
195 | Alabama Power Co | 2 | Bankhead Dam | AL | Tuscaloosa | 1 | HY | OP | 45 | 56 | 52 |  | 7 | 1963 | WAT |  | N | Y | N | Electric Utility | [62 empty] | N/A | [39 empty] | 0 | 0 | 10.4
195 | Alabama Power Co | 3 | Barry | AL | Mobile | 1 | ST | OP | 153.1 | 138 | 138 |  | 2 | 1954 | BIT | WC | N | Y | N | Electric Utility |  |  |  | 2019 |  | Y |  | Y |  |  |  | 41277 | 1976 | 1450000 | 0.12 |  |  | PB | DP | NP | 1978 | 1991 | 1996 | MS | SS | [20 empty] | OP | EW |  |  | 4 |  | 0.7 | 5 |  |  | 99 | 122 | 714000 | OP | LN |  |  | COAL | AL | Barry | 3 | 1 | 2010 | CS0AAN | ARP, CAIRNOX, CAIROS, CAIRSO2 | 4916.25 | 12 | 468582 |  | 1948.39 | 0.4179 | 911.478 | 456186.432 | 4446263.65 | 4 | Southeastern Electric Reliability Council | Mobile | Electric Utility | 4911 | Electric Services | 31.0069 | -88.0103 | Alabama Power Company (Owner/Operator) | Phase 2 | Phase II Group 1 | Operating | Tangentially-fired | Coal | Diesel Oil, Pipeline Natural Gas |  | Low NOx Burner Technology w/ Closed-coupled OFA Selective Non-catalytic Reduction | Electrostatic Precipitator | 2322 | 9.2925 | COAL | 145 | 1974.6377 | 0.4179 | 0.87642 | 9.2925
195 | Alabama Power Co | 3 | Barry | AL | Mobile | 2 | ST | OP | 153.1 | 137 | 137 |  | 7 | 1954 | BIT | WC | N | Y | N | Electric Utility |  |  |  | 2019 |  | Y |  | Y |  |  |  | 41277 | 1976 | 1450000 | 0.12 |  |  | PB | DP | NP | 1978 | 1991 | 1996 | MS | SS | [20 empty] | OP | EW |  |  | 4 |  | 0.7 | 5 |  |  | 99 | 122 | 714000 | OP | LN |  |  | COAL | AL | Barry | 3 | 2 | 2010 | CS0AAN | ARP, CAIRNOX, CAIROS, CAIRSO2 | 6536 | 12 | 580264.5 |  | 2606.877 | 0.4386 | 1352.529 | 650675.847 | 6341863.7 | 4 | Southeastern Electric Reliability Council | Mobile | Electric Utility | 4911 | Electric Services | 31.0069 | -88.0103 | Alabama Power Company (Owner/Operator) | Phase 2 | Phase II Group 1 | Operating | Tangentially-fired | Coal | Diesel Oil, Pipeline Natural Gas |  | Low NOx Burner Technology w/ Closed-coupled OFA Selective Non-catalytic Reduction | Electrostatic Precipitator | 2359 | 10.2576 | COAL | 146 | 1967.1533 | 0.4386 | 0.82212 | 10.2576
195 | Alabama Power Co | 3 | Barry | AL | Mobile | 3 | ST | OP | 272 | 249 | 249 |  | 7 | 1959 | BIT | WC | N | Y | N | Electric Utility | [5 empty] | Y |  | Y |  |  |  | 41277 | 1976 | 1450000 | 0.12 |  |  | PB | DP | NP | 1978 | 1991 | 1996 | MS | SS | [20 empty] | OP | EW |  |  | 4 |  | 0.7 | 5 |  |  | 99 | 218 | 1274000 | OP | LN |  |  | COAL | AL | Barry | 3 | 3 | 2010 | CS0AAN | ARP, CAIRNOX, CAIROS, CAIRSO2 | 5896.75 | 12 | 934237.25 |  | 4329.378 | 0.4371 | 2027.827 | 965889.646 | 9414133.05 | 4 | Southeastern Electric Reliability Council | Mobile | Electric Utility | 4911 | Electric Services | 31.0069 | -88.0103 | Alabama Power Company (Owner/Operator) | Phase 2 | Phase II Group 1 | Operating | Tangentially-fired | Coal | Diesel Oil, Pipeline Natural Gas |  | Low NOx Burner Technology w/ Closed-coupled OFA Selective Non-catalytic Reduction | Electrostatic Precipitator | 4318 | 9.292 | COAL | 309 | 1879.5181 | 0.4371 | 0.91976 | 9.292
195 | Alabama Power Co | 3 | Barry | AL | Mobile | 4 | ST | OP | 403.7 | 362 | 362 |  | 12 | 1969 | BIT | WC | N | Y | N | Electric Utility | [5 empty] | Y |  | Y |  |  |  | 4 | 1969 | 810000 | 0.12 |  |  | PB | DP | NP | 1978 | 1991 | 1996 | MS | SS | [20 empty] | OP | EC |  |  | 5 |  | 0.5 | 3 |  |  | 99.4 | 431 | 1360000 | OP | LN |  |  | COAL | AL | Barry | 3 | 4 | 2010 | MS4A, MS4B | ARP, CAIRNOX, CAIROS, CAIRSO2 | 7490 | 12 | 1975202.25 |  | 7703.858 | 0.3042 | 2542.391 | 1821887.15 | 17757303.7 | 4 | Southeastern Electric Reliability Council | Mobile | Electric Utility | 4911 | Electric Services | 31.0069 | -88.0103 | Alabama Power Company (Owner/Operator) | Phase 2 | Phase II Group 1 | Operating | Tangentially-fired | Coal | Diesel Oil, Pipeline Natural Gas |  | Low NOx Burner Technology w/ Separated OFA Selective Non-catalytic Reduction | Electrostatic Precipitator | 6372 | 9.2991 | COAL | 378 | 1977.9006 | 0.3042 | 0.86768 | 8.9901
195 | Alabama Power Co | 3 | Barry | AL | Mobile | 5 | ST | OP | 788.8 | 726.5 | 726.5 |  | 10 | 1971 | BIT | WC | N | Y | N | Electric Utility | [5 empty] | Y |  |  | Y | [5 empty] | 0.12 |  |  | PB | DP | NP | 1978 | 1979 | 1996 | MS | TU | SS |  |  |  |  | OP | BR |  |  |  | LS |  |  |  | Y | 2.5 | 95 | 640 | 2583000 | 100 | OP | EC |  |  | 5 |  | 0.5 | 3 |  |  | 99 | 836 | 2423000 | OP | LN | SR |  | COAL | AL | Barry | 3 | 5 | 2010 | MS5C, MS5D | ARP, CAIRNOX, CAIROS, CAIRSO2 | 7619.75 | 12 | 4368758.75 |  | 1962.903 | 0.0629 | 1328.876 | 4317788.475 | 42083741.1 | 4 | Southeastern Electric Reliability Council | Mobile | Electric Utility | 4911 | Electric Services | 31.0069 | -88.0103 | Alabama Power Company (Owner/Operator) | Phase 2 | Phase II Group 1 | Operating | Tangentially-fired | Coal | Diesel Oil, Pipeline Natural Gas | Wet Limestone (Began Jan 21, 2010) | Low NOx Burner Technology w/ Separated OFA Selective Catalytic Reduction | Electrostatic Precipitator | 11057 | 9.4926 | COAL | 774 | 1967.309 | 0.0629 | 0.093286 | 9.4926
195 | Alabama Power Co | 3 | Barry | AL | Mobile | A1CT | CT | OP | 170.1 | 154 | 170 | G521 | 5 | 2000 | NG |  | N | Y | N | Electric Utility | [62 empty] | GAS | AL | Barry | 3 | 6A | 2010 |  | ARP, CAIRNOX, CAIROS, CAIRSO2 | 7615.75 | 12 | 1874316.75 |  | 4.035 | 0.0105 | 64.259 | 799333.55 | 13450304.68 | 4 | Southeastern Electric Reliability Council | Mobile | Electric Utility | 4911 | Electric Services | 31.0069 | -88.0103 | Alabama Power Company (Owner/Operator) | Phase 2 |  | Operating | Combined cycle | Pipeline Natural Gas |  |  | Dry Low NOx Burners Selective Catalytic Reduction |  | 3000 | 7.1359 | GAS | 287 | -344.1176 | 0.0105 | 0.0006 | 7.1359
195 | Alabama Power Co | 3 | Barry | AL | Mobile | A1ST | CA | OP | 195.2 | 173 | 192 | G521 | 5 | 2000 | NG |  | N | Y | N | Electric Utility | [11 empty] | 6A¦¦6B | 2000 | 75000 | [48 empty] | GAS | [39 empty] | 0 | 0 | 10.4
195 | Alabama Power Co | 3 | Barry | AL | Mobile | A2C1 | CT | OP | 170.1 | 154 | 170 | G522 | 5 | 2000 | NG |  | N | Y | N | Electric Utility | [62 empty] | GAS | AL | Barry | 3 | 6A | 2010 |  | ARP, CAIRNOX, CAIROS, CAIRSO2 | 7615.75 | 12 | 1874316.75 |  | 4.035 | 0.0105 | 64.259 | 799333.55 | 13450304.68 | 4 | Southeastern Electric Reliability Council | Mobile | Electric Utility | 4911 | Electric Services | 31.0069 | -88.0103 | Alabama Power Company (Owner/Operator) | Phase 2 |  | Operating | Combined cycle | Pipeline Natural Gas |  |  | Dry Low NOx Burners Selective Catalytic Reduction |  | 3000 | 7.1359 | GAS | 287 | -344.1176 | 0.0105 | 0.0006 | 7.1359
195 | Alabama Power Co | 3 | Barry | AL | Mobile | A2C2 | CT | OP | 170.1 | 154 | 170 | G522 | 5 | 2000 | NG |  | N | Y | N | Electric Utility | [62 empty] | GAS | AL | Barry | 3 | 6A | 2010 |  | ARP, CAIRNOX, CAIROS, CAIRSO2 | 7615.75 | 12 | 1874316.75 |  | 4.035 | 0.0105 | 64.259 | 799333.55 | 13450304.68 | 4 | Southeastern Electric Reliability Council | Mobile | Electric Utility | 4911 | Electric Services | 31.0069 | -88.0103 | Alabama Power Company (Owner/Operator) | Phase 2 |  | Operating | Combined cycle | Pipeline Natural Gas |  |  | Dry Low NOx Burners Selective Catalytic Reduction |  | 3000 | 7.1359 | GAS | 287 | -344.1176 | 0.0105 | 0.0006 | 7.1359
195 | Alabama Power Co | 3 | Barry | AL | Mobile | A2ST | CA | OP | 195.2 | 173 | 192 | G522 | 5 | 2000 | NG |  | N | Y | N | Electric Utility | [11 empty] | 7A¦¦7B | 2001 | 75000 | [48 empty] | GAS | [39 empty] | 0 | 0 | 10.4
195 | Alabama Power Co | 4 | Walter Bouldin Dam | AL | Elmore | 1 | HY | OP | 75 | 75.3 | 76 |  | 7 | 1967 | WAT |  | N | Y | N | Electric Utility | [62 empty] | N/A | [39 empty] | 0 | 0 | 10.4
195 | Alabama Power Co | 4 | Walter Bouldin Dam | AL | Elmore | 2 | HY | OP | 75 | 75.3 | 76 |  | 8 | 1967 | WAT |  | N | Y | N | Electric Utility | [62 empty] | N/A | [39 empty] | 0 | 0 | 10.4
195 | Alabama Power Co | 4 | Walter Bouldin Dam | AL | Elmore | 3 | HY | OP | 75 | 75.3 | 76 |  | 8 | 1967 | WAT |  | N | Y | N | Electric Utility | [62 empty] | N/A | [39 empty] | 0 | 0 | 10.4
195 | Alabama Power Co | 7 | Gadsden | AL | Etowah | 1 | ST | OP | 69 | 64 | 64 |  | 4 | 1949 | BIT | NG | Y | Y | Y | Electric Utility |  |  |  | 2014 | N | Y |  | Y |  |  |  | 41276 | 1975 | 300000 | 0.12 |  |  | PB | DP | NP | 1975 | 1975 | 1999 | MS | WA | [20 empty] | OP | EK |  |  | 4 |  | 0.5 | 2.5 |  |  | 99.7 | 23 | 300000 |  |  |  |  | COAL | AL | Gadsden | 7 | 1 | 2010 | CS0BAN | ARP, CAIRNOX, CAIROS, CAIRSO2 | 6423.5 | 12 |  | 1629108.75 | 2657.181 | 0.4973 | 519.929 | 212122.469 | 2093117.35 | 4 | Southeastern Electric Reliability Council | Etowah | Electric Utility | 4911 | Electric Services | 34.0128 | -85.9708 | Alabama Power Company (Owner/Operator) | Phase 2 | Phase 1 Group 1 | Operating | Tangentially-fired | Coal | Diesel Oil, Pipeline Natural Gas |  |  | Electrostatic Precipitator | 1142 | 10.4 | COAL | 88.6263 | 1807.6071 | 0.4973 | 2.539 | 11.5127
195 | Alabama Power Co | 7 | Gadsden | AL | Etowah | 2 | ST | OP | 69 | 66 | 66 |  | 7 | 1949 | BIT | NG | Y | Y | Y | Electric Utility |  |  |  | 2014 | N | Y |  | Y |  |  |  | 41276 | 1975 | 300000 | [31 empty] | OP | EK |  |  | 4 |  | 0.5 | 2.5 |  |  | 99.7 | 23 | 300000 |  |  |  |  | COAL | AL | Gadsden | 7 | 2 | 2010 | CS0BAN | ARP, CAIRNOX, CAIROS, CAIRSO2 | 4195.75 | 12 |  | 1113021 | 1890.849 | 0.5287 | 406.244 | 155714.408 | 1521131.325 | 4 | Southeastern Electric Reliability Council | Etowah | Electric Utility | 4911 | Electric Services | 34.0128 | -85.9708 | Alabama Power Company (Owner/Operator) | Phase 2 | Phase 1 Group 1 | Operating | Tangentially-fired | Coal | Diesel Oil, Pipeline Natural Gas |  |  | Electrostatic Precipitator | 1090 | 10.4 | COAL | 90.6942 | 1812.9224 | 0.5287 | 2.4861 | 11.5127
195 | Alabama Power Co | 8 | Gorgas | AL | Walker | 10 | ST | OP | 788.8 | 703 | 703 |  | 10 | 1972 | BIT | WC | N | Y | N | Electric Utility |  |  |  |  | N | Y |  |  | Y | [21 empty] | OP | SP |  |  |  | LS |  |  |  | Y | 2 | 95 | 697 | 3330000 | 100 | OP | EW |  |  | 13 |  | 1 | 2.5 |  |  | 99.7 | 31 | 1100210 |  |  |  |  | COAL | AL | Gorgas | 8 | 10 | 2010 | CS0DCN | ARP, CAIRNOX, CAIROS, CAIRSO2 | 8482.75 | 12 | 5078365.25 |  | 797.511 | 0.2218 | 5214.296 | 4998318.874 | 48716555.55 | 4 | Southeastern Electric Reliability Council | Walker | Electric Utility | 4911 | Electric Services | 33.6446 | -87.2003 | Alabama Power Company (Owner/Operator) | Phase 2 | Phase II Group 1 | Operating | Tangentially-fired | Coal | Diesel Oil | Wet Limestone | Low NOx Burner Technology w/ Separated OFA Selective Catalytic Reduction | Electrostatic Precipitator | 11025 | 9.544 | COAL | 749 | 1967.2831 | 0.2218 | 0.032741 | 9.544
195 | Alabama Power Co | 8 | Gorgas | AL | Walker | 6 | ST | OP | 125 | 103 | 103 |  | 4 | 1951 | BIT | WC | N | Y | N | Electric Utility |  |  |  | 2016 | N | Y |  | Y |  |  |  | 41401 | 1976 | 850000 | [31 empty] | OP | EK |  |  | 13 |  | 1 | 2.5 |  |  | 99.6 | 11 | 507370 |  |  |  |  | COAL | AL | Gorgas | 8 | 6 | 2010 | CS0DAN | ARP, CAIRNOX, CAIROS, CAIRSO2 | 3491 | 12 | 260540.75 |  | 3128.734 | 0.4345 | 595.887 | 273213.191 | 2662913.2 | 4 | Southeastern Electric Reliability Council | Walker | Electric Utility | 4911 | Electric Services | 33.6446 | -87.2003 | Alabama Power Company (Owner/Operator) | Phase 2 | Phase II Group 1 | Operating | Dry bottom wall-fired boiler | Coal | Diesel Oil |  | Low NOx Burner Technology (Dry Bottom only) | Electrostatic Precipitator | 3096 | 10.1521 | COAL | 111 | 1961.165 | 0.4345 | 2.3499 | 10.1521
195 | Alabama Power Co | 8 | Gorgas | AL | Walker | 7 | ST | OP | 125 | 104 | 104 |  | 7 | 1952 | BIT | WC | N | Y | N | Electric Utility |  |  |  | 2017 | N | Y |  | Y |  |  |  | 41401 | 1976 | 850000 | [31 empty] | OP | EK |  |  | 13 |  | 1 | 2.5 |  |  | 99.6 | 32 | 587691 |  |  |  |  | COAL | AL | Gorgas | 8 | 7 | 2010 | CS0DAN | ARP, CAIRNOX, CAIROS, CAIRSO2 | 3459.75 | 12 | 266402 |  | 3256.157 | 0.439 | 615.401 | 281126.611 | 2740034.175 | 4 | Southeastern Electric Reliability Council | Walker | Electric Utility | 4911 | Electric Services | 33.6446 | -87.2003 | Alabama Power Company (Owner/Operator) | Phase 2 | Phase II Group 1 | Operating | Dry bottom wall-fired boiler | Coal | Diesel Oil |  | Low NOx Burner Technology (Dry Bottom only) | Electrostatic Precipitator | 2319 | 10.2616 | COAL | 110 | 1971.1538 | 0.439 | 2.3767 | 10.2616
195 | Alabama Power Co | 8 | Gorgas | AL | Walker | 8 | ST | OP | 187.5 | 161 | 161 |  | 5 | 1956 | BIT | WC | N | Y | N | Electric Utility |  |  |  |  | N | Y |  | Y | [22 empty] | OP | SP |  |  |  | LS |  |  |  | Y | 2 | 95 | 697 | 3330000 | 100 | OP | EW |  |  | 13 |  | 1 | 2.5 |  |  | 99.4 | 25 | 622048 |  |  |  |  | COAL | AL | Gorgas | 8 | 8 | 2010 | CS0DCN | ARP, CAIRNOX, CAIROS, CAIRSO2 | 6412.5 | 12 | 801549 |  | 267.653 | 0.2009 | 776.641 | 781733.786 | 7619240.625 | 4 | Southeastern Electric Reliability Council | Walker | Electric Utility | 4911 | Electric Services | 33.6446 | -87.2003 | Alabama Power Company (Owner/Operator) | Phase 2 | Phase II Group 1 | Operating | Tangentially-fired | Coal | Diesel Oil | Wet Limestone | Low NOx Burner Technology w/ Closed-coupled/Separated OFA | Electrostatic Precipitator | 2846 | 9.4117 | COAL | 179 | 1944.0994 | 0.2009 | 0.070257 | 9.4117
195 | Alabama Power Co | 8 | Gorgas | AL | Walker | 9 | ST | OP | 190.4 | 170 | 170 |  | 6 | 1958 | BIT | WC | N | Y | N | Electric Utility |  |  |  |  | N | Y |  | Y | [22 empty] | OP | SP |  |  |  | LS |  |  |  | Y | 2 | 95 | 697 | 3330000 | 100 | OP | EW |  |  | 13 |  | 1 | 2.5 |  |  | 99.4 | 61 | 709987 |  |  |  |  | COAL | AL | Gorgas | 8 | 9 | 2010 | CS0DCN | ARP, CAIRNOX, CAIROS, CAIRSO2 | 8431 | 12 | 985253 |  | 151.476 | 0.2226 | 1051.111 | 972131.135 | 9474960.625 | 4 | Southeastern Electric Reliability Council | Walker | Electric Utility | 4911 | Electric Services | 33.6446 | -87.2003 | Alabama Power Company (Owner/Operator) | Phase 2 | Phase II Group 1 | Operating | Tangentially-fired | Coal | Diesel Oil | Wet Limestone | Low NOx Burner Technology w/ Closed-coupled/Separated OFA | Electrostatic Precipitator | 2778 | 9.497 | COAL | 185 | 1955.8824 | 0.2226 | 0.031974 | 9.497
195 | Alabama Power Co | 10 | Greene County | AL | Greene | 1 | ST | OP | 299.2 | 254 | 254 |  | 6 | 1965 | BIT | WC | N | Y | N | Electric Utility |  |  |  |  | N | Y |  | Y |  |  |  | 3 | 1976 | 1200000 | [31 empty] | OP | EW |  |  | 4 |  | 0.7 | 5 |  |  | 99.3 | 67 | 1400000 | OP | LN |  |  | COAL | AL | Greene County | 10 | 1 | 2010 | CS0EBN | ARP, CAIRNOX, CAIROS, CAIRSO2 | 8271 | 12 | 1652060.5 |  | 18978.872 | 0.357 | 2795.448 | 1604568.67 | 15639091.05 | 4 | Southeastern Electric Reliability Council | Greene | Electric Utility | 4911 | Electric Services | 32.6017 | -87.7811 | Mississippi Power Company (Owner) Alabama Power Company (Owner/Operator) | Phase 2 | Group 2 | Operating | Cell burner boiler | Coal | Diesel Oil, Pipeline Natural Gas |  | Low NOx Cell Burner Overfire Air | Electrostatic Precipitator | 3208.4 | 9.223 | COAL | 274 | 1960.6299 | 0.357 | 2.4271 | 9.223
195 | Alabama Power Co | 10 | Greene County | AL | Greene | 2 | ST | OP | 269.2 | 243 | 243 |  | 7 | 1966 | BIT | WC | N | Y | N | Electric Utility |  |  |  |  | N | Y |  | Y |  |  |  | 3 | 1976 | 1200000 | [31 empty] | OP | EW |  |  | 4 |  | 0.7 | 5 |  |  | 99.3 | 67 | 1400000 | OP | LN | OV | SR | COAL | AL | Greene County | 10 | 2 | 2010 | CS0EBN | ARP, CAIRNOX, CAIROS, CAIRSO2 | 6519.75 | 12 | 1278743.75 |  | 14641.015 | 0.3588 | 2144.183 | 1222857.33 | 11918705.38 | 4 | Southeastern Electric Reliability Council | Greene | Electric Utility | 4911 | Electric Services | 32.6017 | -87.7811 | Mississippi Power Company (Owner) Alabama Power Company (Owner/Operator) | Phase 2 | Phase II Group 1 | Operating | Dry bottom wall-fired boiler | Coal | Diesel Oil |  | Low NOx Burner Technology (Dry Bottom only) Overfire Air | Electrostatic Precipitator | 3334 | 9.1216 | COAL | 262 | 1960.9053 | 0.3588 | 2.4568 | 9.1216
195 | Alabama Power Co | 10 | Greene County | AL | Greene | GT10 | GT | OP | 80 | 85 | 101 |  | 5 | 1996 | NG | DFO | Y | Y | N | Electric Utility | [62 empty] | GAS | AL | Greene County | 10 | CT10 | 2010 |  | ARP, CAIRNOX, CAIROS, CAIRSO2 | 91 | 12 | 5768.25 |  | 0.922 | 0.0812 | 3.104 | 5385.9 | 75355.475 | 4 | Southeastern Electric Reliability Council | Greene | Electric Utility | 4911 | Electric Services | 32.6017 | -87.7811 | Alabama Power Company (Owner/Operator) | Phase 2 |  | Operating | Combustion turbine | Pipeline Natural Gas | Diesel Oil |  | Water Injection |  | 1294 | 11.7349 | GAS | 101 | 500 | 0.0812 | 0.024471 | 11.7349
195 | Alabama Power Co | 10 | Greene County | AL | Greene | GT2 | GT | OP | 80 | 84 | 100 |  | 5 | 1996 | NG | DFO | Y | Y | N | Electric Utility | [62 empty] | GAS | AL | Greene County | 10 | CT2 | 2010 |  | ARP, CAIRNOX, CAIROS, CAIRSO2 | 140.75 | 12 | 9369.75 |  | 1.32 | 0.0749 | 4.61 | 8311.592 | 122539 | 4 | Southeastern Electric Reliability Council | Greene | Electric Utility | 4911 | Electric Services | 32.6017 | -87.7811 | Alabama Power Company (Owner/Operator) | Phase 2 |  | Operating | Combustion turbine | Pipeline Natural Gas | Diesel Oil |  | Water Injection |  | 1375 | 12.6266 | GAS | 101 | 495 | 0.0749 | 0.021544 | 12.6266
195 | Alabama Power Co | 10 | Greene County | AL | Greene | GT3 | GT | OP | 80 | 82 | 98 |  | 5 | 1995 | NG | DFO | Y | Y | N | Electric Utility | [62 empty] | GAS | AL | Greene County | 10 | CT3 | 2010 |  | ARP, CAIRNOX, CAIROS, CAIRSO2 | 114.25 | 12 | 7485.25 |  | 0.61 | 0.0624 | 3.024 | 6810.194 | 98554.1 | 4 | Southeastern Electric Reliability Council | Greene | Electric Utility | 4911 | Electric Services | 32.6017 | -87.7811 | Alabama Power Company (Owner/Operator) | Phase 2 |  | Operating | Combustion turbine | Pipeline Natural Gas | Diesel Oil |  | Water Injection |  | 1307.2 | 12.5526 | GAS | 103 | 474.4898 | 0.0624 | 0.012379 | 12.5526
195 | Alabama Power Co | 10 | Greene County | AL | Greene | GT4 | GT | OP | 80 | 81 | 97 |  | 5 | 1995 | NG | DFO | Y | Y | N | Electric Utility | [62 empty] | GAS | AL | Greene County | 10 | CT4 | 2010 |  | ARP, CAIRNOX, CAIROS, CAIRSO2 | 128 | 12 | 7721.75 |  | 1.433 | 0.0747 | 3.907 | 7059.302 | 102638.9 | 4 | Southeastern Electric Reliability Council | Greene | Electric Utility | 4911 | Electric Services | 32.6017 | -87.7811 | Alabama Power Company (Owner/Operator) | Phase 2 |  | Operating | Combustion turbine | Pipeline Natural Gas | Diesel Oil |  | Water Injection |  | 1294 | 12.5291 | GAS | 97 | 500 | 0.0747 | 0.027923 | 12.5291
195 | Alabama Power Co | 10 | Greene County | AL | Greene | GT5 | GT | OP | 80 | 82 | 98 |  | 5 | 1995 | NG | DFO | Y | Y | N | Electric Utility | [62 empty] | GAS | AL | Greene County | 10 | CT5 | 2010 |  | ARP, CAIRNOX, CAIROS, CAIRSO2 | 121 | 12 | 7290 |  | 0.777 | 0.0623 | 2.964 | 6577.606 | 96211.95 | 4 | Southeastern Electric Reliability Council | Greene | Electric Utility | 4911 | Electric Services | 32.6017 | -87.7811 | Alabama Power Company (Owner/Operator) | Phase 2 |  | Operating | Combustion turbine | Pipeline Natural Gas | Diesel Oil |  | Water Injection |  | 1294 | 12.542 | GAS | 98 | 500 | 0.0623 | 0.016152 | 12.542
195 | Alabama Power Co | 10 | Greene County | AL | Greene | GT6 | GT | OP | 80 | 81 | 97 |  | 5 | 1995 | NG | DFO | Y | Y | N | Electric Utility | [62 empty] | GAS | AL | Greene County | 10 | CT6 | 2010 |  | ARP, CAIRNOX, CAIROS, CAIRSO2 | 89.25 | 12 | 5446.75 |  | 0.845 | 0.0658 | 2.374 | 5161.502 | 72986.075 | 4 | Southeastern Electric Reliability Council | Greene | Electric Utility | 4911 | Electric Services | 32.6017 | -87.7811 | Alabama Power Company (Owner/Operator) | Phase 2 |  | Operating | Combustion turbine | Pipeline Natural Gas | Diesel Oil |  | Water Injection |  | 1308.9 | 12.6084 | GAS | 100 | 484.5361 | 0.0658 | 0.023155 | 12.6084
195 | Alabama Power Co | 10 | Greene County | AL | Greene | GT7 | GT | OP | 80 | 80 | 96 |  | 5 | 1995 | NG | DFO | Y | Y | N | Electric Utility | [62 empty] | GAS | AL | Greene County | 10 | CT7 | 2010 |  | ARP, CAIRNOX, CAIROS, CAIRSO2 | 93.25 | 12 | 5581.25 |  | 0.421 | 0.0768 | 2.807 | 5032.201 | 74301.45 | 4 | Southeastern Electric Reliability Council | Greene | Electric Utility | 4911 | Electric Services | 32.6017 | -87.7811 | Alabama Power Company (Owner/Operator) | Phase 2 |  | Operating | Combustion turbine | Pipeline Natural Gas | Diesel Oil |  | Water Injection |  | 1294 | 12.7851 | GAS | 98 | 489.5833 | 0.0768 | 0.011332 | 12.7851
195 | Alabama Power Co | 10 | Greene County | AL | Greene | GT8 | GT | OP | 80 | 83 | 99 |  | 5 | 1996 | NG | DFO | Y | Y | N | Electric Utility | [62 empty] | GAS | AL | Greene County | 10 | CT8 | 2010 |  | ARP, CAIRNOX, CAIROS, CAIRSO2 | 98.5 | 12 | 6100.5 |  | 0.877 | 0.0698 | 2.806 | 5744.195 | 81471.5 | 4 | Southeastern Electric Reliability Council | Greene | Electric Utility | 4911 | Electric Services | 32.6017 | -87.7811 | Alabama Power Company (Owner/Operator) | Phase 2 |  | Operating | Combustion turbine | Pipeline Natural Gas | Diesel Oil |  | Water Injection |  | 1294 | 12.5061 | GAS | 99 | 500 | 0.0698 | 0.021529 | 12.5061
195 | Alabama Power Co | 10 | Greene County | AL | Greene | GT9 | GT | OP | 80 | 82 | 98 |  | 5 | 1996 | NG | DFO | Y | Y | N | Electric Utility | [62 empty] | GAS | AL | Greene County | 10 | CT9 | 2010 |  | ARP, CAIRNOX, CAIROS, CAIRSO2 | 76 | 12 | 4598 |  | 0.458 | 0.0766 | 2.203 | 4191.107 | 60711.7 | 4 | Southeastern Electric Reliability Council | Greene | Electric Utility | 4911 | Electric Services | 32.6017 | -87.7811 | Alabama Power Company (Owner/Operator) | Phase 2 |  | Operating | Combustion turbine | Pipeline Natural Gas | Diesel Oil |  | Water Injection |  | 1334.7 | 12.5325 | GAS | 103 | 474.4898 | 0.0766 | 0.015088 | 12.5325
195 | Alabama Power Co | 12 | Holt Dam | AL | Tuscaloosa | 1 | HY | OP | 40 | 45 | 45 |  | 8 | 1968 | WAT |  | N | Y | N | Electric Utility |  |  |  | 2015 | [58 empty] | N/A | [39 empty] | 0 | 0 | 10.4
195 | Alabama Power Co | 13 | Jordan Dam | AL | Elmore | 1 | HY | OP | 25 | 25 | 25 |  | 1 | 1929 | WAT |  | N | Y | N | Electric Utility | [62 empty] | N/A | [39 empty] | 0 | 0 | 10.4
195 | Alabama Power Co | 13 | Jordan Dam | AL | Elmore | 3 | HY | OP | 25 | 25 | 25 |  | 1 | 1929 | WAT |  | N | Y | N | Electric Utility | [62 empty] | N/A | [39 empty] | 0 | 0 | 10.4
195 | Alabama Power Co | 14 | Logan Martin Dam | AL | Talladega | 1 | HY | OP | 42.7 | 45 | 41.6 |  | 8 | 1964 | WAT |  | N | Y | N | Electric Utility | [62 empty] | N/A | [39 empty] | 0 | 0 | 10.4
195 | Alabama Power Co | 15 | Lay Dam | AL | Chilton | 1 | HY | OP | 29.5 | 29.8 | 30 |  | 4 | 1968 | WAT |  | N | Y | N | Electric Utility | [62 empty] | N/A | [39 empty] | 0 | 0 | 10.4
195 | Alabama Power Co | 15 | Lay Dam | AL | Chilton | 4 | HY | OP | 29.5 | 29.8 | 30 |  | 10 | 1967 | WAT |  | N | Y | N | Electric Utility | [62 empty] | N/A | [39 empty] | 0 | 0 | 10.4
195 | Alabama Power Co | 16 | Martin Dam | AL | Elmore | 1 | HY | OP | 50.2 | 46.5 | 40.8 |  | 1 | 1927 | WAT |  | N | Y | N | Electric Utility |  |  |  | 2013 | [58 empty] | N/A | [39 empty] | 0 | 0 | 10.4
195 | Alabama Power Co | 16 | Martin Dam | AL | Elmore | 2 | HY | OP | 50.2 | 46.5 | 40.8 |  | 1 | 1927 | WAT |  | N | Y | N | Electric Utility |  |  |  | 2013 | [58 empty] | N/A | [39 empty] | 0 | 0 | 10.4
195 | Alabama Power Co | 16 | Martin Dam | AL | Elmore | 3 | HY | OP | 50.2 | 46.5 | 40.8 |  | 1 | 1927 | WAT |  | N | Y | N | Electric Utility |  |  |  | 2013 | [58 empty] | N/A | [39 empty] | 0 | 0 | 10.4
195 | Alabama Power Co | 16 | Martin Dam | AL | Elmore | 4 | HY | OP | 60 | 46.5 | 40.8 |  | 7 | 1952 | WAT |  | N | Y | N | Electric Utility |  |  |  | 2013 | [58 empty] | N/A | [39 empty] | 0 | 0 | 10.4
195 | Alabama Power Co | 17 | Mitchell Dam | AL | Coosa | 4 | HY | OP | 20 | 19.5 | 19.5 |  | 11 | 1949 | WAT |  | N | Y | N | Electric Utility | [62 empty] | N/A | [39 empty] | 0 | 0 | 10.4
195 | Alabama Power Co | 17 | Mitchell Dam | AL | Coosa | 5 | HY | OP | 50 | 48.8 | 49.2 |  | 4 | 1985 | WAT |  | N | Y | N | Electric Utility | [62 empty] | N/A | [39 empty] | 0 | 0 | 10.4
195 | Alabama Power Co | 17 | Mitchell Dam | AL | Coosa | 6 | HY | OP | 50 | 48.8 | 49.2 |  | 4 | 1985 | WAT |  | N | Y | N | Electric Utility | [62 empty] | N/A | [39 empty] | 0 | 0 | 10.4
195 | Alabama Power Co | 17 | Mitchell Dam | AL | Coosa | 7 | HY | OP | 50 | 48.8 | 49.2 |  | 4 | 1985 | WAT |  | N | Y | N | Electric Utility | [62 empty] | N/A | [39 empty] | 0 | 0 | 10.4
195 | Alabama Power Co | 18 | Lewis Smith Dam | AL | Walker | 1 | HY | OP | 78.7 | 90 | 83 |  | 9 | 1961 | WAT |  | N | Y | N | Electric Utility | [62 empty] | N/A | [39 empty] | 0 | 0 | 10.4
195 | Alabama Power Co | 19 | Thurlow Dam | AL | Elmore | 1 | HY | OP | 40.5 | 34 | 34 |  | 1 | 1931 | WAT |  | N | Y | N | Electric Utility | [62 empty] | N/A | [39 empty] | 0 | 0 | 10.4
195 | Alabama Power Co | 19 | Thurlow Dam | AL | Elmore | 3 | HY | OP | 10 | 10 | 10 |  | 1 | 1931 | WAT |  | N | Y | N | Electric Utility | [62 empty] | N/A | [39 empty] | 0 | 0 | 10.4
195 | Alabama Power Co | 20 | Weiss Dam | AL | Cherokee | 1 | HY | OP | 29.2 | 24.7 | 22.3 |  | 7 | 1962 | WAT |  | N | Y | N | Electric Utility | [62 empty] | N/A | [39 empty] | 0 | 0 | 10.4
195 | Alabama Power Co | 21 | Yates Dam | AL | Elmore | 1 | HY | OP | 25.5 | 23.5 | 24 |  | 7 | 1928 | WAT |  | N | Y | N | Electric Utility | [62 empty] | N/A | [39 empty] | 0 | 0 | 10.4
195 | Alabama Power Co | 26 | E C Gaston | AL | Shelby | 1 | ST | OP | 272 | 254 | 254 |  | 5 | 1960 | BIT | WC | N | Y | N | Electric Utility |  |  |  |  | N | Y |  | Y |  |  |  | 41276 | 1960 | 2540000 | 0.02 |  |  | PB | DP | NP | 1985 | 1985 | 1985 | MS | NC | [20 empty] | OP | EW |  |  | 13.2 |  | 0.8 |  | 0.5 |  | 99.3 | 204 | 1250000 | OP | LN | OV |  | COAL | AL | E C Gaston | 26 | 1 | 2010 | CS0CAN | ARP, CAIRNOX, CAIROS, CAIRSO2 | 4692.75 | 12 | 739853.75 |  | 10293.066 | 0.3799 | 1436.675 | 720657.013 | 7023977.075 | 4 | Southeastern Electric Reliability Council | Shelby | Electric Utility | 4911 | Electric Services | 33.2442 | -86.4567 | Alabama Power Company (Owner/Operator) Southern Company (Owner) Georgia Power Company (Owner) | Table 1 | Phase 1 Group 1 | Operating | Dry bottom wall-fired boiler | Coal | Diesel Oil |  | Low NOx Burner Technology (Dry Bottom only) Overfire Air | Electrostatic Precipitator | 5462 | 9.4907 | COAL | 274 | 1960.6299 | 0.3799 | 2.9308 | 9.4907
195 | Alabama Power Co | 26 | E C Gaston | AL | Shelby | 2 | ST | OP | 272 | 256 | 256 |  | 7 | 1960 | BIT | WC | N | Y | N | Electric Utility |  |  |  |  | N | Y |  | Y |  |  |  | 41276 | 1960 | 2540000 | [31 empty] | OP | EW | BP |  | 13.2 |  | 0.8 |  | 0.5 |  | 99.9 | 25 | 1070000 | OP | OV | LN | LA | COAL | AL | E C Gaston | 26 | 2 | 2010 | CS0CAN | ARP, CAIRNOX, CAIROS, CAIRSO2 | 5815.75 | 12 | 975020 |  | 13915.912 | 0.4071 | 2075.2 | 984399.712 | 9594547.925 | 4 | Southeastern Electric Reliability Council | Shelby | Electric Utility | 4911 | Electric Services | 33.2442 | -86.4567 | Alabama Power Company (Owner/Operator) Southern Company (Owner) Georgia Power Company (Owner) | Table 1 | Phase 1 Group 1 | Operating | Dry bottom wall-fired boiler | Coal | Diesel Oil |  | Low NOx Burner Technology (Dry Bottom only) | Baghouse Electrostatic Precipitator | 5324 | 9.6871 | COAL | 275 | 1962.8906 | 0.4071 | 2.9008 | 9.6871
195 | Alabama Power Co | 26 | E C Gaston | AL | Shelby | 3 | ST | OP | 272 | 254 | 254 |  | 6 | 1961 | BIT | WC | N | Y | N | Electric Utility |  |  |  |  | N | Y |  | Y |  |  |  | 41276 | 1960 | 2540000 | [31 empty] | OP | EW | BP |  | 13.2 |  | 0.8 |  | 0.5 |  | 99.9 | 25 | 1070000 | OP | OV | LN |  | COAL | AL | E C Gaston | 26 | 3 | 2010 | CS0CBN | ARP, CAIRNOX, CAIROS, CAIRSO2 | 8010 | 12 | 1392685.75 |  | 20535.263 | 0.401 | 3064.529 | 1486379.77 | 14487145.78 | 4 | Southeastern Electric Reliability Council | Shelby | Electric Utility | 4911 | Electric Services | 33.2442 | -86.4567 | Alabama Power Company (Owner/Operator) Southern Company (Owner) Georgia Power Company (Owner) | Table 1 | Phase 1 Group 1 | Operating | Dry bottom wall-fired boiler | Coal | Diesel Oil |  | Low NOx Burner Technology (Dry Bottom only) | Baghouse Electrostatic Precipitator | 5077.2 | 10.2209 | COAL | 274 | 1960.6299 | 0.401 | 2.835 | 10.2209
195 | Alabama Power Co | 26 | E C Gaston | AL | Shelby | 5 | ST | OP | 952 | 842 | 842 |  | 8 | 1974 | BIT | WC | N | Y | N | Electric Utility |  |  |  |  | N | Y |  |  | Y | [21 empty] | OP | BR |  |  |  | LS |  |  |  | Y | 2.2 | 95 | 654 | 3137500 | 100 | OP | EH |  |  | 14 |  | 2 |  | 0.5 |  | 99.1 | 289 | 4100000 |  |  |  |  | COAL | AL | E C Gaston | 26 | 5 | 2010 | MS5B, MS5A | ARP, CAIRNOX, CAIROS, CAIRSO2 | 7515.5 | 12 | 5994320.5 |  | 12067.389 | 0.0894 | 2466.541 | 5469706.075 | 53310952.43 | 4 | Southeastern Electric Reliability Council | Shelby | Electric Utility | 4911 | Electric Services | 33.2442 | -86.4567 | Alabama Power Company (Owner/Operator) | Table 1 | Phase 1 Group 1 | Operating | Tangentially-fired | Coal | Diesel Oil | Wet Limestone (Began Mar 05, 2010) | Low NOx Burner Technology w/ Separated OFA Selective Catalytic Reduction | Electrostatic Precipitator | 11074 | 8.8758 | COAL | 963 | 1928.1473 | 0.0894 | 0.45272 | 8.8758
195 | Alabama Power Co | 26 | E C Gaston | AL | Shelby | GT4 | GT | OP | 21.2 | 16 | 20 |  | 6 | 1970 | DFO |  | N | Y | N | Electric Utility | [62 empty] | LIQUID | [39 empty] | 0.91207 | 0.15741 | 14.0839
195 | Alabama Power Co | 26 | E C Gaston | AL | Shelby | ST4 | ST | OP | 244.8 | 256 | 256 |  | 6 | 1962 | BIT |  | N | Y | N | Electric Utility |  |  |  |  | N | Y |  | Y |  |  |  | 41276 | 1960 | 2540000 | [31 empty] | OP | EW |  |  | 13.2 |  | 0.8 |  | 0.5 |  | 99.3 | 225 | 1250000 |  |  |  |  | COAL | AL | E C Gaston | 26 | 4 | 2010 | CS0CBN | ARP, CAIRNOX, CAIROS, CAIRSO2 | 6582.25 | 12 | 1135873.5 |  | 16329.253 | 0.4028 | 2401.089 | 1171149.605 | 11414750.3 | 4 | Southeastern Electric Reliability Council | Shelby | Electric Utility | 4911 | Electric Services | 33.2442 | -86.4567 | Alabama Power Company (Owner/Operator) Southern Company (Owner) Georgia Power Company (Owner) | Table 1 | Phase 1 Group 1 | Operating | Dry bottom wall-fired boiler | Coal | Diesel Oil |  | Low NOx Burner Technology (Dry Bottom only) | Electrostatic Precipitator | 3176 | 9.8497 | COAL | 271 | 470.7031 | 0.4028 | 2.8611 | 9.8497
195 | Alabama Power Co | 6001 | Joseph M Farley | AL | Houston | 1 | ST | OP | 888.2 | 874 | 874 |  | 12 | 1977 | NUC |  | N | Y | N | Electric Utility | [62 empty] | N/A | [39 empty] | 0 | 0 | 10.4
195 | Alabama Power Co | 6001 | Joseph M Farley | AL | Houston | 2 | ST | OP | 888.2 | 860 | 860 |  | 7 | 1981 | NUC |  | N | Y | N | Electric Utility | [62 empty] | N/A | [39 empty] | 0 | 0 | 10.4
195 | Alabama Power Co | 6002 | James H Miller Jr | AL | Jefferson | 1 | ST | OP | 705.5 | 672.6 | 672.6 |  | 10 | 1978 | SUB | WC | N | Y | N | Electric Utility |  |  |  |  | N | Y |  | Y | [6 empty] | 239 |  |  | PH | DP |  | 1979 | 1979 |  | MS | NC | [5 empty] | OP | SP |  |  |  | LS |  |  |  | Y | 0.4 | 95 | 143 | 2498000 | 100 | OP | EC |  |  | 14 |  | 0.5 |  |  |  | 99.4 | 630 | 284800 | OP | LN |  |  | COAL | AL | James H Miller Jr | 6002 | 1 | 2010 |  | ARP, CAIRNOX, CAIROS, CAIRSO2 | 7637 | 12 | 5044378 |  | 13715.614 | 0.1051 | 2554.616 | 5143729.475 | 49043995.6 | 4 | Southeastern Electric Reliability Council | Jefferson | Electric Utility | 4911 | Electric Services | 33.6319 | -87.0597 | Alabama Power Company (Owner/Operator) Alabama Electric Cooperative, Inc. (Owner) | Phase 2 | Phase II Group 1 | Operating | Dry bottom wall-fired boiler | Coal | Diesel Oil, Pipeline Natural Gas |  | Selective Catalytic Reduction Low NOx Burner Technology (Dry Bottom only) | Electrostatic Precipitator | 11845 | 9.7032 | COAL | 733 | 1955.0996 | 0.1051 | 0.55932 | 9.7032
195 | Alabama Power Co | 6002 | James H Miller Jr | AL | Jefferson | 2 | ST | OP | 705.5 | 664.6 | 664.6 |  | 5 | 1985 | SUB | WC | N | Y | N | Electric Utility |  |  |  |  | N | Y |  | Y | [6 empty] | 239 |  |  | PH | DP |  | 1979 | 1979 |  | MS | NC | [5 empty] | OP | SP |  |  |  | LS |  |  |  | Y | 0.4 | 95 | 143 | 2498000 | 100 | OP | EC |  |  | 14 |  | 0.5 |  |  |  | 99.4 | 630 | 284800 |  |  |  |  | COAL | AL | James H Miller Jr | 6002 | 2 | 2010 | MS2A, MS2B | ARP, CAIRNOX, CAIROS, CAIRSO2 | 7741 | 12 | 5213054.75 |  | 4400.757 | 0.0704 | 1856.925 | 5608308.8 | 53473641.33 | 4 | Southeastern Electric Reliability Council | Jefferson | Electric Utility | 4911 | Electric Services | 33.6319 | -87.0597 | Alabama Power Company (Owner/Operator) Alabama Electric Cooperative, Inc. (Owner) | Phase 2 | Phase II Group 1 | Operating | Dry bottom wall-fired boiler | Coal | Diesel Oil, Pipeline Natural Gas | Wet Limestone (Began Apr 08, 2010) | Selective Catalytic Reduction Low NOx Burner Technology (Dry Bottom only) | Electrostatic Precipitator | 10117 | 10.1584 | COAL | 734 | 1947.7881 | 0.0704 | 0.1646 | 10.1584
195 | Alabama Power Co | 6002 | James H Miller Jr | AL | Jefferson | 3 | ST | OP | 705.5 | 669 | 669 |  | 5 | 1989 | SUB | WC | N | Y | N | Electric Utility |  |  |  |  | N | Y |  | Y | [6 empty] | 0.1 |  |  | PB | DP | NP | 1980 | 1980 | 1980 | MS | IF | [5 empty] | OP | SP |  |  |  | LS |  |  |  | Y | 0.4 | 95 | 143 | 2498000 | 100 | OP | EK |  |  | 14 |  | 0.5 | 0.5 |  |  | 99.7 | 171 | 2848000 |  |  |  |  | COAL | AL | James H Miller Jr | 6002 | 3 | 2010 | MS3B, MS3A | ARP, CAIRNOX, CAIROS, CAIRSO2 | 8641.5 | 12 | 5882024 |  | 4047.305 | 0.0737 | 2203.756 | 6364628.625 | 60684896.15 | 4 | Southeastern Electric Reliability Council | Jefferson | Electric Utility | 4911 | Electric Services | 33.6319 | -87.0597 | Alabama Power Company (Owner/Operator) | Phase 2 | Phase II Group 1 | Operating | Dry bottom wall-fired boiler | Coal | Diesel Oil, Pipeline Natural Gas | Wet Limestone | Selective Catalytic Reduction Low NOx Burner Technology (Dry Bottom only) | Electrostatic Precipitator | 9489 | 10.3065 | COAL | 721 | 1961.136 | 0.0737 | 0.13339 | 10.3065
195 | Alabama Power Co | 6002 | James H Miller Jr | AL | Jefferson | 4 | ST | OP | 705.5 | 669 | 669 |  | 3 | 1991 | SUB | WC | N | Y | N | Electric Utility |  |  |  |  | N | Y |  | Y | [6 empty] | 0.1 |  |  | PB | DP | NP | 1981 | 1981 | 1981 | MS | IF | [5 empty] | OP | SP |  |  |  | LS |  |  |  | Y | 0.4 | 95 | 143 | 2498000 | 100 | OP | EK |  |  | 14 |  | 0.5 | 0.5 |  |  | 99.7 | 171 | 2848000 | OP | LN | OV |  | COAL | AL | James H Miller Jr | 6002 | 4 | 2010 | MS4B, MS4A | ARP, CAIRNOX, CAIROS, CAIRSO2 | 8488.25 | 12 | 5652827.75 |  | 3651.495 | 0.0718 | 1903.619 | 5585339.725 | 53254616.85 | 4 | Southeastern Electric Reliability Council | Jefferson | Electric Utility | 4911 | Electric Services | 33.6319 | -87.0597 | Alabama Power Company (Owner/Operator) | Phase 2 | Phase II Group 1 | Operating | Dry bottom wall-fired boiler | Coal | Diesel Oil, Pipeline Natural Gas | Wet Limestone (Began Jan 13, 2010) | Selective Catalytic Reduction Low NOx Burner Technology (Dry Bottom only) | Electrostatic Precipitator | 11520 | 9.3961 | COAL | 731 | 1953.6622 | 0.0718 | 0.13713 | 9.3961
195 | Alabama Power Co | 6188 | Harris Dam | AL | Randolph | 1 | HY | OP | 67.5 | 66 | 61.5 |  | 4 | 1983 | WAT |  | N | Y | N | Electric Utility | [62 empty] | N/A | [39 empty] | 0 | 0 | 10.4
195 | Alabama Power Co | 6188 | Harris Dam | AL | Randolph | 2 | HY | OP | 67.5 | 66 | 61.5 |  | 4 | 1983 | WAT |  | N | Y | N | Electric Utility | [62 empty] | N/A | [39 empty] | 0 | 0 | 10.4
195 | Alabama Power Co | 7697 | Washington County Cogeneration Facility | AL | Washington | 1 | CT | OP | 82.6 | 75 | 81 | G523 | 2 | 1999 | NG |  | N | Y | Y | Electric Utility | [62 empty] | GAS | AL | Washington County Cogen (Olin) | 7697 | CC1 | 2010 |  | ARP, CAIRNOX, CAIROS, CAIRSO2 | 8443 | 12 | 1353878 |  | 2.497 | 0.0519 | 236.145 | 551067.8 | 9272633.025 | 4 |  | Washington | Cogeneration | 4911 | Electric Services | 31.2504 | -88.0156 | Alabama Power Company (Owner/Operator) | Phase 2 |  | Operating | Combined cycle | Pipeline Natural Gas | Process Gas |  | Dry Low NOx Burners |  | 1400 | 6.8473 | GAS | 189 | -166.6667 | 0.0519 | 0.000539 | 10.1211
195 | Alabama Power Co | 7697 | Washington County Cogeneration Facility | AL | Washington | 2 | CA | OP | 39.9 | 25 | 26 | G523 | 2 | 1999 | NG |  | N | Y | Y | Electric Utility | [58 empty] | OP | LN | SR | OV | GAS | [39 empty] | 0 | 0 | 10.4
195 | Alabama Power Co | 7698 | General Electric Plastic | AL | Lowndes | 1 | CT | OP | 82.2 | 85 | 90 | G524 | 7 | 1999 | NG |  | N | Y | Y | Electric Utility | [62 empty] | GAS | AL | SABIC Innovative Plastics - Burkville | 7698 | CC1 | 2010 |  | ARP, CAIRNOX, CAIROS, CAIRSO2 | 8623.75 | 12 | 816151 |  | 1.68 | 0.0287 | 77.144 | 332780.55 | 5599727.45 | 4 |  | Lowndes | Cogeneration | 4911 | Electric Services | 32.3102 | -86.5242 | Alabama Power Company (Owner) SABIC Innovative Plastics US LLC (Operator) | Phase 2 |  | Operating | Combined cycle | Pipeline Natural Gas | Process Gas |  | Dry Low NOx Burners |  | 1365 | 6.8586 | GAS | 113 | 372.2222 | 0.0287 | 0.0006 | 10.1027
195 | Alabama Power Co | 7698 | General Electric Plastic | AL | Lowndes | 2 | CA | OP | 14.8 | 12 | 12 | G524 | 7 | 1999 | NG |  | N | Y | Y | Electric Utility | [62 empty] | GAS | [39 empty] | 0 | 0 | 10.4
195 | Alabama Power Co | 7721 | Theodore Cogen Facility | AL | Mobile | 1 | CT | OP | 229 | 160 | 185 | G525 | 12 | 2000 | NG |  | N | Y | Y | Electric Utility | [62 empty] | GAS | AL | Theodore Cogeneration | 7721 | CC1 | 2010 |  | ARP, CAIRNOX, CAIROS, CAIRSO2 | 8382.25 | 12 | 2079473.25 |  | 4.26 | 0.0077 | 53.836 | 843845.6 | 14199377.45 | 4 |  | Mobile | Cogeneration | 4911 | Electric Services | 30.5248 | -88.1289 | Alabama Power Company (Owner/Operator) | Phase 2 |  | Operating | Combined cycle | Pipeline Natural Gas |  |  | Dry Low NOx Burners Selective Catalytic Reduction |  | 2125 | 6.8273 | GAS | 296 | 200 | 0.0077 | 0.0006 | 9.5449
195 | Alabama Power Co | 7721 | Theodore Cogen Facility | AL | Mobile | 2 | CA | OP | 88.4 | 64.7 | 64.7 | G525 | 12 | 2000 | NG |  | N | Y | Y | Electric Utility | [62 empty] | GAS | [39 empty] | 0 | 0 | 10.4
195 | Alabama Power Co | 3 | Barry | AL | Mobile | A1CT2 | CT | OP | 170.1 | 154 | 170 | G521 | 5 | 2000 | NG |  | N | Y | N | Electric Utility | [62 empty] | GAS | AL | Barry | 3 | 6A | 2010 |  | ARP, CAIRNOX, CAIROS, CAIRSO2 | 7615.75 | 12 | 1874316.75 |  | 4.035 | 0.0105 | 64.259 | 799333.55 | 13450304.68 | 4 | Southeastern Electric Reliability Council | Mobile | Electric Utility | 4911 | Electric Services | 31.0069 | -88.0103 | Alabama Power Company (Owner/Operator) | Phase 2 |  | Operating | Combined cycle | Pipeline Natural Gas |  |  | Dry Low NOx Burners Selective Catalytic Reduction |  | 3000 | 7.1359 | GAS | 287 | -344.1176 | 0.0105 | 0.0006 | 7.1359
195 | Alabama Power Co | 11 | H Neely Henry Dam | AL | Calhoun | 1 | HY | OP | 24.3 | 23.3 | 22.3 |  | 6 | 1966 | WAT |  | N | Y | N | Electric Utility | [62 empty] | N/A | [39 empty] | 0 | 0 | 10.4
195 | Alabama Power Co | 11 | H Neely Henry Dam | AL | Calhoun | 2 | HY | OP | 24.3 | 23.3 | 22.3 |  | 6 | 1966 | WAT |  | N | Y | N | Electric Utility | [62 empty] | N/A | [39 empty] | 0 | 0 | 10.4
195 | Alabama Power Co | 11 | H Neely Henry Dam | AL | Calhoun | 3 | HY | OP | 24.3 | 23.4 | 22.4 |  | 6 | 1966 | WAT |  | N | Y | N | Electric Utility | [62 empty] | N/A | [39 empty] | 0 | 0 | 10.4
195 | Alabama Power Co | 13 | Jordan Dam | AL | Elmore | 2 | HY | OP | 25 | 25 | 25 |  | 1 | 1929 | WAT |  | N | Y | N | Electric Utility | [62 empty] | N/A | [39 empty] | 0 | 0 | 10.4
195 | Alabama Power Co | 13 | Jordan Dam | AL | Elmore | 4 | HY | OP | 25 | 25 | 25 |  | 1 | 1929 | WAT |  | N | Y | N | Electric Utility | [62 empty] | N/A | [39 empty] | 0 | 0 | 10.4
195 | Alabama Power Co | 14 | Logan Martin Dam | AL | Talladega | 2 | HY | OP | 42.7 | 45 | 41.6 |  | 8 | 1964 | WAT |  | N | Y | N | Electric Utility | [62 empty] | N/A | [39 empty] | 0 | 0 | 10.4
195 | Alabama Power Co | 14 | Logan Martin Dam | AL | Talladega | 3 | HY | OP | 42.7 | 45 | 41.8 |  | 8 | 1964 | WAT |  | N | Y | N | Electric Utility | [62 empty] | N/A | [39 empty] | 0 | 0 | 10.4
195 | Alabama Power Co | 15 | Lay Dam | AL | Chilton | 2 | HY | OP | 29.5 | 29.8 | 30 |  | 4 | 1968 | WAT |  | N | Y | N | Electric Utility | [62 empty] | N/A | [39 empty] | 0 | 0 | 10.4
195 | Alabama Power Co | 15 | Lay Dam | AL | Chilton | 3 | HY | OP | 29.5 | 29.8 | 30 |  | 12 | 1967 | WAT |  | N | Y | N | Electric Utility | [62 empty] | N/A | [39 empty] | 0 | 0 | 10.4
195 | Alabama Power Co | 15 | Lay Dam | AL | Chilton | 5 | HY | OP | 29.5 | 29.8 | 30 |  | 5 | 1967 | WAT |  | N | Y | N | Electric Utility | [62 empty] | N/A | [39 empty] | 0 | 0 | 10.4
195 | Alabama Power Co | 15 | Lay Dam | AL | Chilton | 6 | HY | OP | 29.5 | 29.8 | 30 |  | 2 | 1967 | WAT |  | N | Y | N | Electric Utility | [62 empty] | N/A | [39 empty] | 0 | 0 | 10.4
195 | Alabama Power Co | 18 | Lewis Smith Dam | AL | Walker | 2 | HY | OP | 78.7 | 90 | 83 |  | 7 | 1962 | WAT |  | N | Y | N | Electric Utility | [62 empty] | N/A | [39 empty] | 0 | 0 | 10.4
195 | Alabama Power Co | 19 | Thurlow Dam | AL | Elmore | 2 | HY | OP | 40.5 | 34 | 34 |  | 1 | 1931 | WAT |  | N | Y | N | Electric Utility | [62 empty] | N/A | [39 empty] | 0 | 0 | 10.4
195 | Alabama Power Co | 20 | Weiss Dam | AL | Cherokee | 2 | HY | OP | 29.2 | 24.7 | 22.3 |  | 6 | 1961 | WAT |  | N | Y | N | Electric Utility | [62 empty] | N/A | [39 empty] | 0 | 0 | 10.4
195 | Alabama Power Co | 20 | Weiss Dam | AL | Cherokee | 3 | HY | OP | 29.2 | 24.7 | 22.3 |  | 6 | 1961 | WAT |  | N | Y | N | Electric Utility | [62 empty] | N/A | [39 empty] | 0 | 0 | 10.4
195 | Alabama Power Co | 21 | Yates Dam | AL | Elmore | 2 | HY | OP | 25 | 23.5 | 24 |  | 7 | 1928 | WAT |  | N | Y | N | Electric Utility | [62 empty] | N/A | [39 empty] | 0 | 0 | 10.4
213 | Alaska Electric Light&Power Co | 62 | Annex Creek | AK | Juneau | 5 | HY | OP | 1.8 | 1.8 | 1.8 |  | 12 | 1915 | WAT |  | N | Y | N | Electric Utility |  |  |  |  | N | [57 empty] | N/A | [39 empty] | 0 | 0 | 10.4
213 | Alaska Electric Light&Power Co | 62 | Annex Creek | AK | Juneau | 6 | HY | OP | 2.2 | 1.8 | 1.8 |  | 12 | 1915 | WAT |  | N | Y | N | Electric Utility |  |  |  |  | N | [57 empty] | N/A | [39 empty] | 0 | 0 | 10.4
213 | Alaska Electric Light&Power Co | 63 | Gold Creek | AK | Juneau | 1 | HY | OP | 0.8 | 0.8 | 0.8 |  | 9 | 1951 | WAT |  | N | Y | N | Electric Utility |  |  |  |  | N | [57 empty] | N/A | [39 empty] | 0 | 0 | 10.4
213 | Alaska Electric Light&Power Co | 63 | Gold Creek | AK | Juneau | 2 | HY | OP | 0.4 | 0.4 | 0.4 |  | 9 | 1906 | WAT |  | N | Y | N | Electric Utility |  |  |  |  | N | [57 empty] | N/A | [39 empty] | 0 | 0 | 10.4
213 | Alaska Electric Light&Power Co | 63 | Gold Creek | AK | Juneau | 3 | HY | OP | 0.4 | 0.4 | 0.4 |  | 9 | 1906 | WAT |  | N | Y | N | Electric Utility |  |  |  |  | N | [57 empty] | N/A | [39 empty] | 0 | 0 | 10.4
213 | Alaska Electric Light&Power Co | 65 | Salmon Creek 1 | AK | Juneau | HY7 | HY | OP | 8.5 | 5.2 | 5.2 |  | 12 | 1984 | WAT |  | N | Y | N | Electric Utility |  |  |  |  | N | [57 empty] | N/A | [39 empty] | 0 | 0 | 10.4
213 | Alaska Electric Light&Power Co | 78 | Snettisham | AK | Juneau | 1 | HY | OP | 23.6 | 23.5 | 23.5 |  | 11 | 1973 | WAT |  | N | Y | N | Electric Utility |  |  |  |  | N | [57 empty] | N/A | [39 empty] | 0 | 0 | 10.4
213 | Alaska Electric Light&Power Co | 78 | Snettisham | AK | Juneau | 2 | HY | OP | 23.6 | 23.5 | 23.5 |  | 11 | 1973 | WAT |  | N | Y | N | Electric Utility |  |  |  |  | N | [57 empty] | N/A | [39 empty] | 0 | 0 | 10.4
213 | Alaska Electric Light&Power Co | 78 | Snettisham | AK | Juneau | 3 | HY | OP | 31 | 31 | 31 |  | 12 | 1990 | WAT |  | N | Y | N | Electric Utility |  |  |  |  | N | [57 empty] | N/A | [39 empty] | 0 | 0 | 10.4
213 | Alaska Electric Light&Power Co | 57085 | Lake Dorothy Hydroelectric Project | AK | JUNEAU | 1 | HY | OP | 14.3 | 14.3 | 14.3 |  | 9 | 2009 | WAT |  | N | Y | N | Electric Utility |  |  |  |  | N | [57 empty] | N/A | [39 empty] | 0 | 0 | 10.4
219 | Alaska Power and Telephone Co | 66 | Skagway | AK | Skagway-Yakutat | 1 | HY | OP | 0.4 | 0.4 | 0.4 |  | 88 | 1957 | WAT |  | N | Y | N | Electric Utility |  |  |  |  | N | [57 empty] | N/A | [39 empty] | 0 | 0 | 10.4
219 | Alaska Power and Telephone Co | 66 | Skagway | AK | Skagway-Yakutat | 2 | HY | OP | 0.1 | 0.1 | 0.1 |  | 88 | 1909 | WAT |  | N | Y | N | Electric Utility |  |  |  |  | N | [57 empty] | N/A | [39 empty] | 0 | 0 | 10.4
219 | Alaska Power and Telephone Co | 66 | Skagway | AK | Skagway-Yakutat | 3 | HY | OP | 0.3 | 0.3 | 0.3 |  | 88 | 1981 | WAT |  | N | Y | N | Electric Utility |  |  |  |  | N | [57 empty] | N/A | [39 empty] | 0 | 0 | 10.4
219 | Alaska Power and Telephone Co | 66 | Skagway | AK | Skagway-Yakutat | 4 | HY | OP | 0.2 | 0.2 | 0.2 |  | 7 | 1987 | WAT |  | N | Y | N | Electric Utility |  |  |  |  | N | [57 empty] | N/A | [39 empty] | 0 | 0 | 10.4
219 | Alaska Power and Telephone Co | 66 | Skagway | AK | Skagway-Yakutat | 6A | IC | OP | 0.8 | 0.8 | 0.8 |  | 4 | 1986 | DFO |  | N | Y | N | Electric Utility |  |  |  |  | N | [57 empty] | LIQUID | [39 empty] | 0.7385 | 0.025484 | 12.5895
219 | Alaska Power and Telephone Co | 66 | Skagway | AK | Skagway-Yakutat | 7A | IC | OP | 1.1 | 1.1 | 1.1 |  | 5 | 1996 | DFO |  | N | Y | N | Electric Utility |  |  |  |  | N | [57 empty] | LIQUID | [39 empty] | 0.7385 | 0.025484 | 12.5895
219 | Alaska Power and Telephone Co | 66 | Skagway | AK | Skagway-Yakutat | 8A | IC | OP | 0.5 | 0.5 | 0.5 |  | 9 | 1991 | DFO |  | N | Y | N | Electric Utility |  |  |  |  | N | [57 empty] | LIQUID | [39 empty] | 0.7385 | 0.025484 | 12.5895
219 | Alaska Power and Telephone Co | 66 | Skagway | AK | Skagway-Yakutat | 9 | IC | OP | 1 | 1 | 1 |  | 4 | 2009 | DFO |  | N | Y | N | Electric Utility |  |  |  |  | N | [57 empty] | LIQUID | [39 empty] | 0.7385 | 0.025484 | 12.5895
219 | Alaska Power and Telephone Co | 69 | Haines | AK | Haines | 10 | IC | OP | 1.2 | 1.2 | 1.2 |  | 5 | 1991 | DFO |  | N | Y | N | Electric Utility |  |  |  |  | N | [57 empty] | LIQUID | [39 empty] | 0.7385 | 0.025484 | 12.5895
219 | Alaska Power and Telephone Co | 69 | Haines | AK | Haines | 5 | IC | OP | 0.6 | 0.6 | 0.6 |  | 6 | 1968 | DFO |  | N | Y | N | Electric Utility |  |  |  |  | N | [57 empty] | LIQUID | [39 empty] | 0.7385 | 0.025484 | 12.5895
219 | Alaska Power and Telephone Co | 69 | Haines | AK | Haines | 7A | IC | OP | 2.8 | 2.8 | 2.8 |  | 12 | 1995 | DFO |  | N | Y | N | Electric Utility |  |  |  |  | N | [57 empty] | LIQUID | [39 empty] | 0.7385 | 0.025484 | 12.5895
219 | Alaska Power and Telephone Co | 69 | Haines | AK | Haines | IC8A | IC | OP | 1.6 | 1.6 | 1.6 |  | 10 | 1996 | DFO |  | N | Y | N | Electric Utility |  |  |  |  | N | [57 empty] | LIQUID | [39 empty] | 0.7385 | 0.025484 | 12.5895
219 | Alaska Power and Telephone Co | 406 | Tok | AK | Southeast Fairbanks | 3A | IC | OP | 1.3 | 1.3 | 1.3 |  | 11 | 1999 | DFO |  | N | Y | N | Electric Utility |  |  |  |  | N | [57 empty] | LIQUID | [39 empty] | 0.7385 | 0.025484 | 12.5895
219 | Alaska Power and Telephone Co | 406 | Tok | AK | Southeast Fairbanks | 4A | IC | OP | 1.1 | 1.1 | 1.1 |  | 12 | 1989 | DFO |  | N | Y | N | Electric Utility |  |  |  |  | N | [57 empty] | LIQUID | [39 empty] | 0.7385 | 0.025484 | 12.5895
219 | Alaska Power and Telephone Co | 406 | Tok | AK | Southeast Fairbanks | 5A | IC | OP | 1.1 | 1.1 | 1.1 |  | 1 | 1996 | DFO |  | N | Y | N | Electric Utility |  |  |  |  | N | [57 empty] | LIQUID | [39 empty] | 0.7385 | 0.025484 | 12.5895
219 | Alaska Power and Telephone Co | 406 | Tok | AK | Southeast Fairbanks | 7a | IC | OP | 2.3 | 2.3 | 2.3 |  | 1 | 2006 | DFO |  | N | Y | N | Electric Utility |  |  |  |  | N | [57 empty] | LIQUID | [39 empty] | 0.7385 | 0.025484 | 12.5895
219 | Alaska Power and Telephone Co | 406 | Tok | AK | Southeast Fairbanks | 8 | IC | OP | 0.4 | 0.4 | 0.4 |  | 10 | 1985 | DFO |  | N | Y | N | Electric Utility |  |  |  |  | N | [57 empty] | LIQUID | [39 empty] | 0.7385 | 0.025484 | 12.5895
219 | Alaska Power and Telephone Co | 406 | Tok | AK | Southeast Fairbanks | 9 | IC | OP | 0.9 | 0.9 | 0.9 |  | 10 | 1985 | DFO |  | N | Y | N | Electric Utility |  |  |  |  | N | [57 empty] | LIQUID | [39 empty] | 0.7385 | 0.025484 | 12.5895
219 | Alaska Power and Telephone Co | 421 | Craig | AK | Prince of Wales | 1 | IC | OP | 0.6 | 0.6 | 0.6 |  | 9 | 1984 | DFO |  | N | Y | N | Electric Utility |  |  |  |  | N | [57 empty] | LIQUID | [39 empty] | 0.7385 | 0.025484 | 12.5895
219 | Alaska Power and Telephone Co | 421 | Craig | AK | Prince of Wales | 3A | IC | OP | 1.6 | 1.6 | 1.6 |  | 8 | 1991 | DFO |  | N | Y | N | Electric Utility |  |  |  |  | N | [57 empty] | LIQUID | [39 empty] | 0.7385 | 0.025484 | 12.5895
219 | Alaska Power and Telephone Co | 421 | Craig | AK | Prince of Wales | 5 | IC | OP | 1.1 | 1.1 | 1.1 |  | 9 | 1983 | DFO |  | N | Y | N | Electric Utility |  |  |  |  | N | [57 empty] | LIQUID | [39 empty] | 0.7385 | 0.025484 | 12.5895
219 | Alaska Power and Telephone Co | 421 | Craig | AK | Prince of Wales | 6 | IC | OP | 1.1 | 1.1 | 1.1 |  | 10 | 1989 | DFO |  | N | Y | N | Electric Utility |  |  |  |  | N | [57 empty] | LIQUID | [39 empty] | 0.7385 | 0.025484 | 12.5895
219 | Alaska Power and Telephone Co | 423 | Hydaburg | AK | Prince of Wales | 1A | IC | OP | 0.4 | 0.4 | 0.4 |  | 10 | 1990 | DFO |  | N | Y | N | Electric Utility |  |  |  |  | N | [57 empty] | LIQUID | [39 empty] | 0.7385 | 0.025484 | 12.5895
219 | Alaska Power and Telephone Co | 423 | Hydaburg | AK | Prince of Wales | 3A | IC | OP | 0.3 | 0.3 | 0.3 |  | 10 | 2001 | DFO |  | N | Y | N | Electric Utility |  |  |  |  | N | [57 empty] | LIQUID | [39 empty] | 0.7385 | 0.025484 | 12.5895
219 | Alaska Power and Telephone Co | 423 | Hydaburg | AK | Prince of Wales | 5 | IC | OP | 0.3 | 0.3 | 0.3 |  | 9 | 1985 | DFO |  | N | Y | N | Electric Utility |  |  |  |  | N | [57 empty] | LIQUID | [39 empty] | 0.7385 | 0.025484 | 12.5895
219 | Alaska Power and Telephone Co | 7169 | Northway | AK | Southeast Fairbanks | 1A | IC | OP | 0.5 | 0.5 | 0.5 |  | 12 | 1997 | DFO |  | N | Y | N | Electric Utility |  |  |  |  | N | [57 empty] | LIQUID | [39 empty] | 0.7385 | 0.025484 | 12.5895
219 | Alaska Power and Telephone Co | 7169 | Northway | AK | Southeast Fairbanks | 2A | IC | OP | 0.2 | 0.2 | 0.2 |  | 12 | 1997 | DFO |  | N | Y | N | Electric Utility |  |  |  |  | N | [57 empty] | LIQUID | [39 empty] | 0.7385 | 0.025484 | 12.5895
219 | Alaska Power and Telephone Co | 7169 | Northway | AK | Southeast Fairbanks | 5 | IC | OP | 0.4 | 0.4 | 0.4 |  | 9 | 2007 | DFO |  | N | Y | N | Electric Utility |  |  |  |  | N | [57 empty] | LIQUID | [39 empty] | 0.7385 | 0.025484 | 12.5895
219 | Alaska Power and Telephone Co | 7414 | Thorne Bay Plant | AK | Prince of Wales | 2 | IC | OP | 0.6 | 0.6 | 0.6 |  | 8 | 1993 | DFO |  | N | Y | N | Electric Utility |  |  |  |  | N | [57 empty] | LIQUID | [39 empty] | 0.7385 | 0.025484 | 12.5895
219 | Alaska Power and Telephone Co | 7414 | Thorne Bay Plant | AK | Prince of Wales | 4 | IC | OP | 0.4 | 0.4 | 0.4 |  | 1 | 1996 | DFO |  | N | Y | N | Electric Utility |  |  |  |  | N | [57 empty] | LIQUID | [39 empty] | 0.7385 | 0.025484 | 12.5895
219 | Alaska Power and Telephone Co | 7751 | Goat Lake Hydro | AK | Skagway-Yakutat | 1 | HY | OP | 4 | 4 | 4 |  | 12 | 1997 | WAT |  | N | Y | N | Electric Utility |  |  |  |  | N | [57 empty] | N/A | [39 empty] | 0 | 0 | 10.4
219 | Alaska Power and Telephone Co | 7752 | Black Bear Lake | AK | Prince of Wales | 1 | HY | OP | 4.5 | 4.5 | 4.5 |  | 3 | 1995 | WAT |  | N | Y | N | Electric Utility |  |  |  |  | N | [57 empty] | N/A | [39 empty] | 0 | 0 | 10.4
219 | Alaska Power and Telephone Co | 56146 | False Island | AK | Prince of Wales | 1 | IC | OP | 1.3 | 1.3 | 1.3 |  | 11 | 2003 | DFO |  | N | Y | N | Electric Utility |  |  |  |  | N | [57 empty] | LIQUID | [39 empty] | 0.7385 | 0.025484 | 12.5895
219 | Alaska Power and Telephone Co | 56147 | Viking | AK | Prince of Wales | 1 | IC | OP | 1 | 1 | 1 |  | 2 | 2003 | DFO |  | N | Y | N | Electric Utility |  |  |  |  | N | [57 empty] | LIQUID | [39 empty] | 0.7385 | 0.025484 | 12.5895
219 | Alaska Power and Telephone Co | 56265 | South Fork | AK | Prince of Wales | 1 | HY | OP | 2 | 1.9 | 1.8 |  | 12 | 2005 | WAT |  | N | Y | N | Electric Utility |  |  |  |  | N | [57 empty] | N/A | [39 empty] | 0 | 0 | 10.4
219 | Alaska Power and Telephone Co | 56542 | Kasidaya Creek Hydro | AK | Skagway-Yakutat | 1 | HY | OP | 3 | 3 | 3 |  | 10 | 2008 | WAT |  | N | Y | N | Electric Utility |  |  |  |  | N | [57 empty] | N/A | [39 empty] | 0 | 0 | 10.4
221 | Alaska Village Elec Coop, Inc | 6314 | Emmonak | AK | Bethel | 4a | IC | OP | 0.5 | 0.5 | 0.5 |  | 4 | 2005 | DFO |  | N | N | N | Electric Utility |  |  |  |  | N | [57 empty] | LIQUID | [39 empty] | 0.7385 | 0.025484 | 12.5895
221 | Alaska Village Elec Coop, Inc | 6314 | Emmonak | AK | Bethel | 5a | IC | OP | 0.5 | 0.5 | 0.5 |  | 4 | 2005 | DFO |  | N | N | N | Electric Utility |  |  |  |  | N | [57 empty] | LIQUID | [39 empty] | 0.7385 | 0.025484 | 12.5895
221 | Alaska Village Elec Coop, Inc | 6314 | Emmonak | AK | Bethel | 6 | IC | OP | 0.9 | 0.9 | 0.9 |  | 4 | 1995 | DFO |  | N | N | N | Electric Utility |  |  |  |  | N | [57 empty] | LIQUID | [39 empty] | 0.7385 | 0.025484 | 12.5895
221 | Alaska Village Elec Coop, Inc | 6319 | Hooper Bay | AK | Bethel | 3A | IC | OP | 0.3 | 0.3 | 0.3 |  | 8 | 1988 | DFO |  | N | N | N | Electric Utility |  |  |  |  | N | [57 empty] | LIQUID | [39 empty] | 0.7385 | 0.025484 | 12.5895
221 | Alaska Village Elec Coop, Inc | 6319 | Hooper Bay | AK | Bethel | 4A | IC | OP | 0.3 | 0.3 | 0.3 |  | 8 | 1987 | DFO |  | N | N | N | Electric Utility |  |  |  |  | N | [57 empty] | LIQUID | [39 empty] | 0.7385 | 0.025484 | 12.5895
221 | Alaska Village Elec Coop, Inc | 6319 | Hooper Bay | AK | Bethel | 5 | IC | OP | 0.5 | 0.5 | 0.5 |  | 9 | 1991 | DFO |  | N | N | N | Electric Utility |  |  |  |  | N | [57 empty] | LIQUID | [39 empty] | 0.7385 | 0.025484 | 12.5895
221 | Alaska Village Elec Coop, Inc | 6319 | Hooper Bay | AK | Bethel | 6 | IC | OP | 0.5 | 0.5 | 0.5 |  | 10 | 1997 | DFO |  | N | N | N | Electric Utility |  |  |  |  | N | [57 empty] | LIQUID | [39 empty] | 0.7385 | 0.025484 | 12.5895
221 | Alaska Village Elec Coop, Inc | 6323 | Kiana | AK | Kobuk | 1B | IC | OP | 0.3 | 0.3 | 0.3 |  | 9 | 2001 | DFO |  | N | N | N | Electric Utility |  |  |  |  | N | [57 empty] | LIQUID | [39 empty] | 0.7385 | 0.025484 | 12.5895
221 | Alaska Village Elec Coop, Inc | 6323 | Kiana | AK | Kobuk | 3A | IC | OP | 0.3 | 0.4 | 0.4 |  | 7 | 2000 | DFO |  | N | N | N | Electric Utility |  |  |  |  | N | [57 empty] | LIQUID | [39 empty] | 0.7385 | 0.025484 | 12.5895
221 | Alaska Village Elec Coop, Inc | 6323 | Kiana | AK | Kobuk | 4 | IC | OP | 0.5 | 0.5 | 0.5 |  | 7 | 1984 | DFO |  | N | N | N | Electric Utility |  |  |  |  | N | [57 empty] | LIQUID | [39 empty] | 0.7385 | 0.025484 | 12.5895
221 | Alaska Village Elec Coop, Inc | 6329 | Mountain Village | AK | Bethel | 1 | IC | OP | 0.3 | 0.3 | 0.3 |  | 4 | 1984 | DFO |  | N | N | N | Electric Utility |  |  |  |  | N | [57 empty] | LIQUID | [39 empty] | 0.7385 | 0.025484 | 12.5895
221 | Alaska Village Elec Coop, Inc | 6329 | Mountain Village | AK | Bethel | 3A | IC | OP | 0.3 | 0.3 | 0.3 |  | 1 | 1977 | DFO |  | N | N | N | Electric Utility |  |  |  |  | N | [57 empty] | LIQUID | [39 empty] | 0.7385 | 0.025484 | 12.5895
221 | Alaska Village Elec Coop, Inc | 6329 | Mountain Village | AK | Bethel | 4 | IC | OP | 0.6 | 0.6 | 0.6 |  | 11 | 1982 | DFO |  | N | N | N | Electric Utility |  |  |  |  | N | [57 empty] | LIQUID | [39 empty] | 0.7385 | 0.025484 | 12.5895
221 | Alaska Village Elec Coop, Inc | 6329 | Mountain Village | AK | Bethel | 5 | IC | OP | 0.5 | 0.5 | 0.5 |  | 9 | 1988 | DFO |  | N | N | N | Electric Utility |  |  |  |  | N | [57 empty] | LIQUID | [39 empty] | 0.7385 | 0.025484 | 12.5895
221 | Alaska Village Elec Coop, Inc | 6330 | Noorvik | AK | Kobuk | 1A | IC | OP | 0.3 | 0.3 | 0.3 |  | 9 | 1997 | DFO |  | N | N | N | Electric Utility |  |  |  |  | N | [57 empty] | LIQUID | [39 empty] | 0.7385 | 0.025484 | 12.5895
221 | Alaska Village Elec Coop, Inc | 6330 | Noorvik | AK | Kobuk | 2A | IC | OP | 0.4 | 0.4 | 0.4 |  | 10 | 1999 | DFO |  | N | N | N | Electric Utility |  |  |  |  | N | [57 empty] | LIQUID | [39 empty] | 0.7385 | 0.025484 | 12.5895
221 | Alaska Village Elec Coop, Inc | 6330 | Noorvik | AK | Kobuk | 3 | IC | OP | 0.3 | 0.3 | 0.3 |  | 4 | 1984 | DFO |  | N | N | N | Electric Utility |  |  |  |  | N | [57 empty] | LIQUID | [39 empty] | 0.7385 | 0.025484 | 12.5895
221 | Alaska Village Elec Coop, Inc | 6338 | St Marys | AK | Bethel | 1B | IC | OP | 5 | 0.5 | 0.5 |  | 12 | 2006 | DFO |  | N | N | N | Electric Utility |  |  |  |  | N | [57 empty] | LIQUID | [39 empty] | 0.7385 | 0.025484 | 12.5895
221 | Alaska Village Elec Coop, Inc | 6338 | St Marys | AK | Bethel | 2 | IC | OP | 0.6 | 0.6 | 0.6 |  | 11 | 1980 | DFO |  | N | N | N | Electric Utility |  |  |  |  | N | [57 empty] | LIQUID | [39 empty] | 0.7385 | 0.025484 | 12.5895
221 | Alaska Village Elec Coop, Inc | 6338 | St Marys | AK | Bethel | 3 | IC | OP | 0.9 | 0.9 | 0.9 |  | 11 | 1974 | DFO |  | N | N | N | Electric Utility |  |  |  |  | N | [57 empty] | LIQUID | [39 empty] | 0.7385 | 0.025484 | 12.5895
221 | Alaska Village Elec Coop, Inc | 6341 | Selawik | AK | Kobuk | 1A | IC | OP | 0.3 | 0.3 | 0.3 |  | 6 | 2003 | DFO |  | N | N | N | Electric Utility | [62 empty] | LIQUID | [39 empty] | 0.7385 | 0.025484 | 12.5895
221 | Alaska Village Elec Coop, Inc | 6341 | Selawik | AK | Kobuk | 2A | IC | OP | 0.5 | 0.5 | 0.5 |  | 4 | 2005 | DFO |  | N | N | N | Electric Utility | [62 empty] | LIQUID | [39 empty] | 0.7385 | 0.025484 | 12.5895
221 | Alaska Village Elec Coop, Inc | 6341 | Selawik | AK | Kobuk | 3A | IC | OP | 0.8 | 0.8 | 0.8 |  | 6 | 1996 | DFO |  | N | N | N | Electric Utility |  |  |  |  | N | [57 empty] | LIQUID | [39 empty] | 0.7385 | 0.025484 | 12.5895
221 | Alaska Village Elec Coop, Inc | 6345 | Shishmaref | AK | Nome | 1 | IC | OP | 0.3 | 0.3 | 0.3 |  | 6 | 2004 | DFO |  | N | N | N | Electric Utility |  |  |  |  | N | [57 empty] | LIQUID | [39 empty] | 0.7385 | 0.025484 | 12.5895
221 | Alaska Village Elec Coop, Inc | 6345 | Shishmaref | AK | Nome | 2 | IC | OP | 0.3 | 0.3 | 0.3 |  | 12 | 1976 | DFO |  | N | N | N | Electric Utility |  |  |  |  | N | [57 empty] | LIQUID | [39 empty] | 0.7385 | 0.025484 | 12.5895
221 | Alaska Village Elec Coop, Inc | 6345 | Shishmaref | AK | Nome | 3 | IC | OP | 0.3 | 0.3 | 0.3 |  | 2 | 1977 | DFO |  | N | N | N | Electric Utility |  |  |  |  | N | [57 empty] | LIQUID | [39 empty] | 0.7385 | 0.025484 | 12.5895
221 | Alaska Village Elec Coop, Inc | 6345 | Shishmaref | AK | Nome | 4 | IC | OP | 0.5 | 0.5 | 0.5 |  | 2 | 1988 | DFO |  | N | N | N | Electric Utility |  |  |  |  | N | [57 empty] | LIQUID | [39 empty] | 0.7385 | 0.025484 | 12.5895
221 | Alaska Village Elec Coop, Inc | 6348 | Togiak | AK | Dillingham | 2a | IC | OP | 0.5 | 0.5 | 0.5 |  | 10 | 2004 | DFO |  | N | N | N | Electric Utility |  |  |  |  | N | [57 empty] | LIQUID | [39 empty] | 0.7385 | 0.025484 | 12.5895
221 | Alaska Village Elec Coop, Inc | 6348 | Togiak | AK | Dillingham | 4 | IC | OP | 0.3 | 0.3 | 0.3 |  | 11 | 1986 | DFO |  | N | N | N | Electric Utility |  |  |  |  | N | [57 empty] | LIQUID | [39 empty] | 0.7385 | 0.025484 | 12.5895
221 | Alaska Village Elec Coop, Inc | 6348 | Togiak | AK | Dillingham | 4a | IC | OP | 0.5 | 0.5 | 0.5 |  | 9 | 2004 | DFO |  | N | N | N | Electric Utility |  |  |  |  | N | [57 empty] | LIQUID | [39 empty] | 0.7385 | 0.025484 | 12.5895
221 | Alaska Village Elec Coop, Inc | 57051 | Noatak | AK | Northwest Arctic | UNIT2 | IC | OP | 0.3 | 0.3 | 0.3 |  | 12 | 2008 | JF |  | N | Y | Y | Electric Utility |  |  |  |  | N | [57 empty] | LIQUID | [39 empty] | 2.8617 | 0.16958 | 10.4
221 | Alaska Village Elec Coop, Inc | 57051 | Noatak | AK | Northwest Arctic | UNIT4 | IC | OP | 0.5 | 0.5 | 0.5 |  | 7 | 2004 | JF |  | N | Y | Y | Electric Utility |  |  |  |  | N | [57 empty] | LIQUID | [39 empty] | 2.8617 | 0.16958 | 10.4
221 | Alaska Village Elec Coop, Inc | 57051 | Noatak | AK | Northwest Arctic | UNIT5 | IC | OP | 0.4 | 0.4 | 0.4 |  | 4 | 1990 | JF |  | N | Y | Y | Electric Utility |  |  |  |  | N | [57 empty] | LIQUID | [39 empty] | 2.8617 | 0.16958 | 10.4
221 | Alaska Village Elec Coop, Inc | 57052 | Savoonga | AK | Nome | UNIT1 | IC | OP | 0.4 | 0.4 | 0.4 |  | 7 | 2008 | JF |  | N | Y | Y | Electric Utility |  |  |  |  | N | [57 empty] | LIQUID | [39 empty] | 2.8617 | 0.16958 | 10.4
221 | Alaska Village Elec Coop, Inc | 57052 | Savoonga | AK | Nome | UNIT2 | IC | OP | 0.5 | 0.5 | 0.5 |  | 7 | 2008 | JF |  | N | Y | Y | Electric Utility |  |  |  |  | N | [57 empty] | LIQUID | [39 empty] | 2.8617 | 0.16958 | 10.4
221 | Alaska Village Elec Coop, Inc | 57052 | Savoonga | AK | Nome | UNIT3 | IC | OP | 0.8 | 0.8 | 0.8 |  | 7 | 2008 | JF |  | N | Y | Y | Electric Utility |  |  |  |  | N | [57 empty] | LIQUID | [39 empty] | 2.8617 | 0.16958 | 10.4
221 | Alaska Village Elec Coop, Inc | 57053 | Alakanuk | AK | WADE HAMPTON | UNIT1 | IC | OP | 0.4 | 0.4 | 0.4 |  | 1 | 2008 | JF |  | N | Y | Y | Electric Utility |  |  |  |  | N | [57 empty] | LIQUID | [39 empty] | 2.8617 | 0.16958 | 10.4
221 | Alaska Village Elec Coop, Inc | 57053 | Alakanuk | AK | WADE HAMPTON | UNIT2 | IC | OP | 0.5 | 0.5 | 0.5 |  | 12 | 1999 | JF |  | N | Y | Y | Electric Utility |  |  |  |  | N | [57 empty] | LIQUID | [39 empty] | 2.8617 | 0.16958 | 10.4
221 | Alaska Village Elec Coop, Inc | 57053 | Alakanuk | AK | WADE HAMPTON | UNIT3 | IC | OP | 0.4 | 0.4 | 0.4 |  | 10 | 1993 | JF |  | N | Y | Y | Electric Utility |  |  |  |  | N | [57 empty] | LIQUID | [39 empty] | 2.8617 | 0.16958 | 10.4
221 | Alaska Village Elec Coop, Inc | 57054 | Upper Kalskag | AK | Bethel | UNIT1 | IC | OP | 0.2 | 0.2 | 0.2 |  | 12 | 2004 | JF |  | N | Y | Y | Electric Utility |  |  |  |  | N | [57 empty] | LIQUID | [39 empty] | 2.8617 | 0.16958 | 10.4
221 | Alaska Village Elec Coop, Inc | 57054 | Upper Kalskag | AK | Bethel | UNIT2 | IC | OP | 0.4 | 0.4 | 0.4 |  | 12 | 2004 | JF |  | N | Y | Y | Electric Utility |  |  |  |  | N | [57 empty] | LIQUID | [39 empty] | 2.8617 | 0.16958 | 10.4
221 | Alaska Village Elec Coop, Inc | 57054 | Upper Kalskag | AK | Bethel | UNIT3 | IC | OP | 0.5 | 0.5 | 0.5 |  | 12 | 2004 | JF |  | N | Y | Y | Electric Utility |  |  |  |  | N | [57 empty] | LIQUID | [39 empty] | 2.8617 | 0.16958 | 10.4
221 | Alaska Village Elec Coop, Inc | 57055 | Stebbins | AK | Nome | UNIT1 | IC | OP | 0.5 | 0.5 | 0.5 |  | 10 | 2007 | JF |  | N | Y | Y | Electric Utility |  |  |  |  | N | [57 empty] | LIQUID | [39 empty] | 2.8617 | 0.16958 | 10.4
221 | Alaska Village Elec Coop, Inc | 57055 | Stebbins | AK | Nome | UNIT2 | IC | OP | 0.4 | 0.4 | 0.4 |  | 3 | 1992 | JF |  | N | Y | Y | Electric Utility |  |  |  |  | N | [57 empty] | LIQUID | [39 empty] | 2.8617 | 0.16958 | 10.4
221 | Alaska Village Elec Coop, Inc | 57055 | Stebbins | AK | Nome | UNIT3 | IC | OP | 0.3 | 0.3 | 0.3 |  | 5 | 1990 | JF |  | N | Y | Y | Electric Utility |  |  |  |  | N | [57 empty] | LIQUID | [39 empty] | 2.8617 | 0.16958 | 10.4
221 | Alaska Village Elec Coop, Inc | 57056 | Scammon Bay | AK | Wade Hampton | UNIT1 | IC | OP | 0.4 | 0.4 | 0.4 |  | 5 | 2004 | JF |  | N | Y | Y | Electric Utility |  |  |  |  | N | [57 empty] | LIQUID | [39 empty] | 2.8617 | 0.16958 | 10.4
221 | Alaska Village Elec Coop, Inc | 57056 | Scammon Bay | AK | Wade Hampton | UNIT2 | IC | OP | 0.4 | 0.4 | 0.4 |  | 9 | 2001 | JF |  | N | Y | Y | Electric Utility |  |  |  |  | N | [57 empty] | LIQUID | [39 empty] | 2.8617 | 0.16958 | 10.4
221 | Alaska Village Elec Coop, Inc | 57056 | Scammon Bay | AK | Wade Hampton | UNIT3 | IC | OP | 0.5 | 0.5 | 0.5 |  | 1 | 2007 | JF |  | N | Y | Y | Electric Utility |  |  |  |  | N | [57 empty] | LIQUID | [39 empty] | 2.8617 | 0.16958 | 10.4
221 | Alaska Village Elec Coop, Inc | 57057 | Quinhagak | AK | Bethel | UNIT1 | IC | OP | 0.4 | 0.4 | 0.4 |  | 12 | 1996 | JF |  | N | Y | Y | Electric Utility |  |  |  |  | N | [57 empty] | LIQUID | [39 empty] | 2.8617 | 0.16958 | 10.4
221 | Alaska Village Elec Coop, Inc | 57057 | Quinhagak | AK | Bethel | UNIT2 | IC | OP | 0.3 | 0.3 | 0.3 |  | 3 | 2002 | JF |  | N | Y | Y | Electric Utility |  |  |  |  | N | [57 empty] | LIQUID | [39 empty] | 2.8617 | 0.16958 | 10.4
221 | Alaska Village Elec Coop, Inc | 57057 | Quinhagak | AK | Bethel | UNIT3 | IC | OP | 0.4 | 0.4 | 0.4 |  | 12 | 1986 | JF |  | N | Y | Y | Electric Utility |  |  |  |  | N | [57 empty] | LIQUID | [39 empty] | 2.8617 | 0.16958 | 10.4
221 | Alaska Village Elec Coop, Inc | 57058 | Pilot Station | AK | Wade Hampton | UNIT1 | IC | OP | 0.4 | 0.4 | 0.4 |  | 12 | 1998 | JF |  | N | Y | Y | Electric Utility |  |  |  |  | N | [57 empty] | LIQUID | [39 empty] | 2.8617 | 0.16958 | 10.4
221 | Alaska Village Elec Coop, Inc | 57058 | Pilot Station | AK | Wade Hampton | UNIT2 | IC | OP | 0.5 | 0.5 | 0.5 |  | 1 | 2005 | JF |  | N | Y | Y | Electric Utility |  |  |  |  | N | [57 empty] | LIQUID | [39 empty] | 2.8617 | 0.16958 | 10.4
221 | Alaska Village Elec Coop, Inc | 57058 | Pilot Station | AK | Wade Hampton | UNIT3 | IC | OP | 0.3 | 0.3 | 0.3 |  | 1 | 2002 | JF |  | N | Y | Y | Electric Utility |  |  |  |  | N | [57 empty] | LIQUID | [39 empty] | 2.8617 | 0.16958 | 10.4
221 | Alaska Village Elec Coop, Inc | 57059 | Koyuk | AK | Nome | UNIT1 | IC | OP | 0.2 | 0.2 | 0.2 |  | 2 | 2005 | JF |  | N | Y | Y | Electric Utility |  |  |  |  | N | [57 empty] | LIQUID | [39 empty] | 2.8617 | 0.16958 | 10.4
221 | Alaska Village Elec Coop, Inc | 57059 | Koyuk | AK | Nome | UNIT2 | IC | OP | 0.4 | 0.4 | 0.4 |  | 2 | 2005 | JF |  | N | Y | Y | Electric Utility |  |  |  |  | N | [57 empty] | LIQUID | [39 empty] | 2.8617 | 0.16958 | 10.4
221 | Alaska Village Elec Coop, Inc | 57059 | Koyuk | AK | Nome | UNIT3 | IC | OP | 0.5 | 0.5 | 0.5 |  | 2 | 2005 | JF |  | N | Y | Y | Electric Utility |  |  |  |  | N | [57 empty] | LIQUID | [39 empty] | 2.8617 | 0.16958 | 10.4
221 | Alaska Village Elec Coop, Inc | 57060 | Elim | AK | Nome | UNIT1 | IC | OP | 0.2 | 0.2 | 0.2 |  | 6 | 2003 | JF |  | N | Y | Y | Electric Utility |  |  |  |  | N | [57 empty] | LIQUID | [39 empty] | 2.8617 | 0.16958 | 10.4
221 | Alaska Village Elec Coop, Inc | 57060 | Elim | AK | Nome | UNIT2 | IC | OP | 0.4 | 0.4 | 0.4 |  | 6 | 2003 | JF |  | N | Y | Y | Electric Utility |  |  |  |  | N | [57 empty] | LIQUID | [39 empty] | 2.8617 | 0.16958 | 10.4
221 | Alaska Village Elec Coop, Inc | 57060 | Elim | AK | Nome | UNIT3 | IC | OP | 1 | 0.5 | 0.5 |  | 6 | 2003 | JF |  | N | Y | Y | Electric Utility |  |  |  |  | N | [57 empty] | LIQUID | [39 empty] | 2.8617 | 0.16958 | 10.4
221 | Alaska Village Elec Coop, Inc | 57061 | St. Michael | AK | Nome | UNIT1 | IC | OP | 0.5 | 0.5 | 0.5 |  | 12 | 2005 | JF |  | N | Y | Y | Electric Utility |  |  |  |  | N | [57 empty] | LIQUID | [39 empty] | 2.8617 | 0.16958 | 10.4
221 | Alaska Village Elec Coop, Inc | 57061 | St. Michael | AK | Nome | UNIT2 | IC | OP | 0.3 | 0.3 | 0.3 |  | 3 | 2000 | JF |  | N | Y | Y | Electric Utility |  |  |  |  | N | [57 empty] | LIQUID | [39 empty] | 2.8617 | 0.16958 | 10.4
221 | Alaska Village Elec Coop, Inc | 57061 | St. Michael | AK | Nome | UNIT3 | IC | OP | 0.2 | 0.2 | 0.2 |  | 12 | 1995 | JF |  | N | Y | Y | Electric Utility |  |  |  |  | N | [57 empty] | LIQUID | [39 empty] | 2.8617 | 0.16958 | 10.4
221 | Alaska Village Elec Coop, Inc | 57062 | Gambell | AK | Nome | UNIT1 | IC | OP | 0.3 | 0.3 | 0.3 |  | 12 | 1985 | JF |  | N | Y | Y | Electric Utility |  |  |  |  | N | [57 empty] | LIQUID | [39 empty] | 2.8617 | 0.16958 | 10.4
221 | Alaska Village Elec Coop, Inc | 57062 | Gambell | AK | Nome | UNIT2 | IC | OP | 0.5 | 0.5 | 0.5 |  | 9 | 2006 | JF |  | N | Y | Y | Electric Utility |  |  |  |  | N | [57 empty] | LIQUID | [39 empty] | 2.8617 | 0.16958 | 10.4
221 | Alaska Village Elec Coop, Inc | 57062 | Gambell | AK | Nome | UNIT3 | IC | OP | 0.8 | 0.8 | 0.8 |  | 9 | 2006 | JF |  | N | Y | Y | Electric Utility |  |  |  |  | N | [57 empty] | LIQUID | [39 empty] | 2.8617 | 0.16958 | 10.4
221 | Alaska Village Elec Coop, Inc | 57063 | Shungnak | AK | Northwest Arctic | UNIT1 | IC | OP | 0.2 | 0.2 | 0.2 |  | 3 | 1991 | JF |  | N | Y | Y | Electric Utility |  |  |  |  | N | [57 empty] | LIQUID | [39 empty] | 2.8617 | 0.16958 | 10.4
221 | Alaska Village Elec Coop, Inc | 57063 | Shungnak | AK | Northwest Arctic | UNIT2 | IC | OP | 0.3 | 0.3 | 0.3 |  | 11 | 1984 | JF |  | N | Y | Y | Electric Utility |  |  |  |  | N | [57 empty] | LIQUID | [39 empty] | 2.8617 | 0.16958 | 10.4
221 | Alaska Village Elec Coop, Inc | 57063 | Shungnak | AK | Northwest Arctic | UNIT3 | IC | OP | 0.3 | 0.3 | 0.3 |  | 8 | 1998 | JF |  | N | Y | Y | Electric Utility |  |  |  |  | N | [57 empty] | LIQUID | [39 empty] | 2.8617 | 0.16958 | 10.4
221 | Alaska Village Elec Coop, Inc | 57063 | Shungnak | AK | Northwest Arctic | UNIT4 | IC | OP | 0.4 | 0.4 | 0.4 |  | 3 | 1991 | JF |  | N | Y | Y | Electric Utility |  |  |  |  | N | [57 empty] | LIQUID | [39 empty] | 2.8617 | 0.16958 | 10.4
221 | Alaska Village Elec Coop, Inc | 57064 | Kotlik | AK | Wade Hampton | UNIT1 | IC | OP | 0.3 | 0.3 | 0.3 |  | 9 | 2007 | JF |  | N | Y | Y | Electric Utility |  |  |  |  | N | [57 empty] | LIQUID | [39 empty] | 2.8617 | 0.16958 | 10.4
221 | Alaska Village Elec Coop, Inc | 57064 | Kotlik | AK | Wade Hampton | UNIT2 | IC | OP | 0.3 | 0.3 | 0.3 |  | 9 | 2007 | JF |  | N | Y | Y | Electric Utility |  |  |  |  | N | [57 empty] | LIQUID | [39 empty] | 2.8617 | 0.16958 | 10.4
221 | Alaska Village Elec Coop, Inc | 57064 | Kotlik | AK | Wade Hampton | UNIT3 | IC | OP | 0.4 | 0.5 | 0.5 |  | 9 | 2007 | JF |  | N | Y | Y | Electric Utility |  |  |  |  | N | [57 empty] | LIQUID | [39 empty] | 2.8617 | 0.16958 | 10.4
221 | Alaska Village Elec Coop, Inc | 57064 | Kotlik | AK | Wade Hampton | UNIT4 | IC | OP | 0.4 | 0.5 | 0.5 |  | 9 | 2007 | JF |  | N | Y | Y | Electric Utility |  |  |  |  | N | [57 empty] | LIQUID | [39 empty] | 2.8617 | 0.16958 | 10.4
221 | Alaska Village Elec Coop, Inc | 57065 | Kivalina | AK | Northwest Arctic | UNIT1 | IC | OP | 0.2 | 0.2 | 0.2 |  | 4 | 1996 | JF |  | N | Y | Y | Electric Utility |  |  |  |  | N | [57 empty] | LIQUID | [39 empty] | 2.8617 | 0.16958 | 10.4
221 | Alaska Village Elec Coop, Inc | 57065 | Kivalina | AK | Northwest Arctic | UNIT2 | IC | OP | 0.3 | 0.3 | 0.3 |  | 10 | 1977 | JF |  | N | Y | Y | Electric Utility |  |  |  |  | N | [57 empty] | LIQUID | [39 empty] | 2.8617 | 0.16958 | 10.4
221 | Alaska Village Elec Coop, Inc | 57065 | Kivalina | AK | Northwest Arctic | UNIT3 | IC | OP | 0.2 | 0.2 | 0.2 |  | 5 | 1990 | JF |  | N | Y | Y | Electric Utility |  |  |  |  | N | [57 empty] | LIQUID | [39 empty] | 2.8617 | 0.16958 | 10.4
221 | Alaska Village Elec Coop, Inc | 57065 | Kivalina | AK | Northwest Arctic | UNIT4 | IC | OP | 0.4 | 0.4 | 0.4 |  | 12 | 2004 | JF |  | N | Y | Y | Electric Utility |  |  |  |  | N | [57 empty] | LIQUID | [39 empty] | 2.8617 | 0.16958 | 10.4
221 | Alaska Village Elec Coop, Inc | 57066 | Kasigluk | AK | Bethel | 5A | IC | OP | 0.7 | 0.7 | 0.7 |  | 8 | 2004 | JF |  | N | Y | Y | Electric Utility |  |  |  |  | N | [57 empty] | LIQUID | [39 empty] | 2.8617 | 0.16958 | 10.4
221 | Alaska Village Elec Coop, Inc | 57066 | Kasigluk | AK | Bethel | UNIT1 | IC | OP | 0.4 | 0.4 | 0.4 |  | 5 | 2006 | JF |  | N | Y | Y | Electric Utility |  |  |  |  | N | [57 empty] | LIQUID | [39 empty] | 2.8617 | 0.16958 | 10.4
221 | Alaska Village Elec Coop, Inc | 57066 | Kasigluk | AK | Bethel | UNIT2 | IC | OP | 0.5 | 0.5 | 0.5 |  | 2 | 2006 | JF |  | N | Y | Y | Electric Utility |  |  |  |  | N | [57 empty] | LIQUID | [39 empty] | 2.8617 | 0.16958 | 10.4
221 | Alaska Village Elec Coop, Inc | 57067 | Toksook Bay | AK | Bethel | UNIT1 | IC | OP | 0.4 | 0.4 | 0.4 |  | 8 | 2005 | JF |  | N | Y | Y | Electric Utility |  |  |  |  | N | [57 empty] | LIQUID | [39 empty] | 2.8617 | 0.16958 | 10.4
221 | Alaska Village Elec Coop, Inc | 57067 | Toksook Bay | AK | Bethel | UNIT2 | IC | OP | 0.5 | 0.5 | 0.5 |  | 8 | 2005 | JF |  | N | Y | Y | Electric Utility |  |  |  |  | N | [57 empty] | LIQUID | [39 empty] | 2.8617 | 0.16958 | 10.4
221 | Alaska Village Elec Coop, Inc | 57067 | Toksook Bay | AK | Bethel | UNIT3 | IC | OP | 0.8 | 0.8 | 0.8 |  | 8 | 2005 | JF |  | N | Y | Y | Electric Utility |  |  |  |  | N | [57 empty] | LIQUID | [39 empty] | 2.8617 | 0.16958 | 10.4
228 | City of Albany - (MO) | 2113 | Albany | MO | GENTRY | 1 | IC | OP | 2.1 | 2.1 | 2.1 |  | 9 | 1969 | DFO |  | N | Y | N | Electric Utility |  |  |  |  | N | [57 empty] | LIQUID | [39 empty] | 0.7385 | 0.025484 | 12.5895
228 | City of Albany - (MO) | 2113 | Albany | MO | GENTRY | 2 | IC | OP | 1 | 1 | 1 |  | 5 | 1978 | DFO |  | N | Y | N | Electric Utility |  |  |  |  | N | [57 empty] | LIQUID | [39 empty] | 0.7385 | 0.025484 | 12.5895
228 | City of Albany - (MO) | 2113 | Albany | MO | GENTRY | IC5 | IC | OP | 1.2 | 1.2 | 1.2 |  | 5 | 1983 | DFO |  | N | Y | N | Electric Utility |  |  |  |  | N | [57 empty] | LIQUID | [39 empty] | 0.7385 | 0.025484 | 12.5895
228 | City of Albany - (MO) | 2113 | Albany | MO | GENTRY | IC6 | IC | OP | 1.2 | 1.2 | 1.2 |  | 5 | 1983 | DFO |  | N | Y | N | Electric Utility |  |  |  |  | N | [57 empty] | LIQUID | [39 empty] | 0.7385 | 0.025484 | 12.5895
261 | AGC Division of APG Inc | 6705 | Warrick | IN | Warrick | 1 | ST | OP | 166.6 | 148 | 149 |  | 4 | 1960 | BIT | NG | Y | Y | Y | IPP CHP |  |  |  |  | N | Y |  | Y | [6 empty] | 257 |  |  | PH | DP |  | 1979 | 1979 |  | MS | NC | [5 empty] | OP | SP |  |  |  | LS |  |  |  | N | 6 | 98 | 190.7 | 464403 | 100 | OP | EK |  |  | 10 |  | 3.2 |  |  |  | 98 | 216 | 688600 | OP | LN | OV | SR | COAL | IN | Alcoa Allowance Management Inc | 6705 | 1 | 2010 |  | ARP, CAIROS | 8124.18 | 12 | 1259719.03 |  | 922.54 | 0.4419 | 3111.418 | 1418859.823 | 13829061.32 | 5 | East Central Area Reliability Coordination Agreement | Warrick | Industrial Boiler | 4911 | Electric Services | 37.915 | -87.3328 | Alcoa Allowance Management, Inc. (Owner/Operator) | Opt-In |  | Operating | Dry bottom wall-fired boiler | Coal |  | Wet Lime FGD | Low NOx Burner Technology w/ Overfire Air | Electrostatic Precipitator | 2201.5 | 10.9536 | COAL | 168 | 1936.2416 | 0.4419 | 0.13342 | 10.9536
261 | AGC Division of APG Inc | 6705 | Warrick | IN | Warrick | 2 | ST | OP | 144 | 142 | 141 |  | 1 | 1964 | BIT | NG | Y | Y | Y | IPP CHP |  |  |  |  | N | Y | N | Y | [22 empty] | OP | SP |  |  |  | LS |  |  |  | N | 6 | 98 | 190.7 | 464403 | 100 | OP | EK |  |  | 10 |  | 3.2 |  |  |  | 98 | 216 | 688600 | OP | LN | OV | SR | COAL | IN | Alcoa Allowance Management Inc | 6705 | 2 | 2010 |  | ARP, CAIROS | 8059.37 | 12 | 1219756.15 |  | 803.09 | 0.3745 | 2361.836 | 1280010.875 | 12475750.35 | 5 | East Central Area Reliability Coordination Agreement | Warrick | Industrial Boiler | 4911 | Electric Services | 37.915 | -87.3328 | Alcoa Allowance Management, Inc. (Owner/Operator) | Opt-In |  | Operating | Dry bottom wall-fired boiler | Coal |  | Wet Lime FGD | Low NOx Burner Technology w/ Overfire Air | Electrostatic Precipitator | 2865.7 | 10.2129 | COAL | 162 | 1925.5319 | 0.3745 | 0.12874 | 10.2129
261 | AGC Division of APG Inc | 6705 | Warrick | IN | Warrick | 3 | ST | OP | 144 | 139 | 139 |  | 10 | 1965 | BIT | NG | Y | Y | Y | IPP CHP |  |  |  |  | N | Y |  | Y | [22 empty] | OP | SP |  |  |  | LS |  |  |  | N | 6 | 98 | 190.7 | 464403 | 100 | OP | EK |  |  | 10 |  | 3.2 |  |  |  | 98 | 216 | 688600 |  |  |  |  | COAL | IN | Alcoa Allowance Management Inc | 6705 | 3 | 2010 |  | ARP, CAIROS | 8634.09 | 12 | 1287885.56 |  | 487.091 | 0.3649 | 2616.087 | 1461009.976 | 14239863.04 | 5 | East Central Area Reliability Coordination Agreement | Warrick | Industrial Boiler | 4911 | Electric Services | 37.915 | -87.3328 | Alcoa Allowance Management, Inc. (Owner/Operator) | Opt-In |  | Operating | Dry bottom wall-fired boiler | Coal |  | Wet Lime FGD | Low NOx Burner Technology w/ Overfire Air | Electrostatic Precipitator | 2865.7 | 11.0382 | COAL | 159 | 1928.0576 | 0.3649 | 0.068412 | 11.0382
261 | AGC Division of APG Inc | 6705 | Warrick | IN | Warrick | 4 | ST | OP | 323 | 301 | 302.5 |  | 10 | 1970 | BIT | NG | Y | Y | Y | IPP CHP |  |  |  |  | N | Y |  | Y |  |  |  | 4 | 2008 | 488475 | [16 empty] | OP | SP |  |  |  | LS |  |  |  | N | 6 | 98 | 354.9 | 976950 | 100 | OP | EK |  |  | 10 |  | 3.2 |  |  |  | 99.5 | 162 | 1410823 | OP | LN | SR | OV | COAL | IN | Alcoa Allowance Management Inc | 6705 | 4 | 2010 |  | ARP, CAIRNOX, CAIROS, CAIRSO2 | 8438.52 | 12 | 2424206.35 |  | 2256.431 | 0.0984 | 1229.968 | 2606395.992 | 25403484.31 | 5 | East Central Area Reliability Coordination Agreement | Warrick | Industrial Boiler | 4911 | Electric Services | 37.915 | -87.3328 | Vectren Corporation (Owner) Alcoa Allowance Management, Inc. (Owner/Operator) | Table 1 | Group 2 | Operating | Cell burner boiler | Coal |  | Wet Lime FGD | Low NOx Cell Burner Selective Catalytic Reduction | Electrostatic Precipitator | 4455.2 | 10.4607 | COAL | 327 | 1959.5041 | 0.0984 | 0.17765 | 10.4607
291 | Algonquin Windsor Locks LLC | 10567 | Algonquin Windsor Locks | CT | HARTFORD | GTG | CT | OP | 40 | 35 | 45 |  | 1 | 1990 | NG | DFO | Y | Y | Y | IPP CHP |  |  |  |  | N | [57 empty] | GAS | CT | Algonquin Power Windsor Locks, LLC | 10567 | GT1 | 2010 |  | CAIROS, RGGI | 8331.75 | 12 | 253419.25 |  |  | 0.1379 | 219.296 | 189124.425 | 3171618.4 | 1 |  | Hartford | Cogeneration | 4911 | Electric Services | 41.9227 | -72.6255 | Algonquin Power Windsor Locks, LLC (Owner/Operator) |  |  | Operating | Combined cycle | Pipeline Natural Gas | Residual Oil |  | Steam Injection |  | 555 | 10.4 | GAS | 46 | -11.1111 | 0.1379 | 0.0010435 | 11.5565
291 | Algonquin Windsor Locks LLC | 10567 | Algonquin Windsor Locks | CT | HARTFORD | STG | CA | OP | 16 | 16 | 16 |  | 1 | 1990 | NG | DFO | N | Y | Y | IPP CHP |  |  |  |  | N | [57 empty] | GAS | [39 empty] | 0 | 0 | 10.4
295 | City of Alexandria- (MN) | 1958 | Alexandria | MN | Douglas | IC1 | IC | OP | 1.2 | 1 | 1 |  | 1 | 1948 | DFO |  | N | Y | N | Electric Utility |  |  |  |  | N | [57 empty] | LIQUID | [39 empty] | 0.7385 | 0.025484 | 12.5895
295 | City of Alexandria- (MN) | 1958 | Alexandria | MN | Douglas | IC2 | IC | OP | 4 | 3.5 | 3.5 |  | 1 | 1967 | DFO | NG | Y | Y | N | Electric Utility |  |  |  |  | N | [57 empty] | LIQUID | [39 empty] | 0.7385 | 0.025484 | 12.5895
295 | City of Alexandria- (MN) | 1958 | Alexandria | MN | Douglas | IC3 | IC | OP | 4 | 3.6 | 3.6 |  | 1 | 1967 | DFO | NG | Y | Y | N | Electric Utility |  |  |  |  | N | [57 empty] | LIQUID | [39 empty] | 0.7385 | 0.025484 | 12.5895
306 | Alcoa Power Generating Inc Tapoco Div | 54898 | Santeetlah | NC | Graham | 1 | HY | OP | 22.5 | 19 | 19 |  | 6 | 1928 | WAT |  | N | Y | N | Industrial Non-CHP |  |  |  |  | N | [57 empty] | N/A | [39 empty] | 0 | 0 | 10.4
306 | Alcoa Power Generating Inc Tapoco Div | 54898 | Santeetlah | NC | Graham | 2 | HY | OP | 22.5 | 19 | 19 |  | 6 | 1928 | WAT |  | N | Y | N | Industrial Non-CHP |  |  |  |  | N | [57 empty] | N/A | [39 empty] | 0 | 0 | 10.4
306 | Alcoa Power Generating Inc Tapoco Div | 54899 | Cheoah | NC | Graham | 5 | HY | OP | 30 | 31 | 31 |  | 9 | 1949 | WAT |  | N | Y | N | Industrial Non-CHP |  |  |  |  | N | [57 empty] | N/A | [39 empty] | 0 | 0 | 10.4
306 | Alcoa Power Generating Inc Tapoco Div | 54900 | Calderwood | TN | Blount | 1 | HY | OP | 52.2 | 52 | 52 |  | 4 | 1930 | WAT |  | N | Y | N | Industrial Non-CHP | [62 empty] | N/A | [39 empty] | 0 | 0 | 10.4
306 | Alcoa Power Generating Inc Tapoco Div | 54900 | Calderwood | TN | Blount | 2 | HY | OP | 52.2 | 52 | 52 |  | 4 | 1930 | WAT |  | N | Y | N | Industrial Non-CHP | [62 empty] | N/A | [39 empty] | 0 | 0 | 10.4
306 | Alcoa Power Generating Inc Tapoco Div | 54900 | Calderwood | TN | Blount | 3 | HY | OP | 52.2 | 52 | 52 |  | 6 | 1938 | WAT |  | N | Y | N | Industrial Non-CHP | [62 empty] | N/A | [39 empty] | 0 | 0 | 10.4
306 | Alcoa Power Generating Inc Tapoco Div | 54901 | Chilhowee | TN | Blount | 1 | HY | OP | 16.6 | 17 | 17 |  | 8 | 1957 | WAT |  | N | Y | N | Industrial Non-CHP |  |  |  |  | N | [57 empty] | N/A | [39 empty] | 0 | 0 | 10.4
306 | Alcoa Power Generating Inc Tapoco Div | 54901 | Chilhowee | TN | Blount | 2 | HY | OP | 16.6 | 17 | 17 |  | 10 | 1957 | WAT |  | N | Y | N | Industrial Non-CHP |  |  |  |  | N | [57 empty] | N/A | [39 empty] | 0 | 0 | 10.4
306 | Alcoa Power Generating Inc Tapoco Div | 54901 | Chilhowee | TN | Blount | 3 | HY | OP | 16.6 | 17 | 17 |  | 9 | 1957 | WAT |  | N | Y | N | Industrial Non-CHP |  |  |  |  | N | [57 empty] | N/A | [39 empty] | 0 | 0 | 10.4
309 | City of Algona | 1120 | Algona | IA | Kossuth | 6 | IC | OP | 3.2 | 3.2 | 3.2 |  | 12 | 1965 | DFO | NG | Y | N | N | Electric Utility |  |  |  |  | N | [57 empty] | LIQUID | [39 empty] | 0.7385 | 0.025484 | 12.5895
309 | City of Algona | 1120 | Algona | IA | Kossuth | 7 | IC | OP | 4.1 | 4.1 | 4.1 |  | 9 | 1970 | DFO | NG | Y | N | N | Electric Utility |  |  |  |  | N | [57 empty] | LIQUID | [39 empty] | 0.7385 | 0.025484 | 12.5895
309 | City of Algona | 1120 | Algona | IA | Kossuth | 8 | IC | OP | 4.4 | 4.4 | 4.4 |  | 11 | 1994 | DFO |  | N | N | N | Electric Utility |  |  |  |  | N | [57 empty] | LIQUID | [39 empty] | 0.7385 | 0.025484 | 12.5895
309 | City of Algona | 1120 | Algona | IA | Kossuth | 9 | IC | OP | 4.4 | 4.4 | 4.4 |  | 11 | 1994 | DFO |  | N | N | N | Electric Utility |  |  |  |  | N | [57 empty] | LIQUID | [39 empty] | 0.7385 | 0.025484 | 12.5895
309 | City of Algona | 7966 | Iowa Distributed Wind Generation Project | IA | Kossuth | IDWG | WT | OP | 2.3 | 2.3 | 2.3 |  | 6 | 2000 | WND |  | N | N | N | Electric Utility | [62 empty] | N/A | [39 empty] | 0 | 0 | 10.4
317 | Alcoa Power Generating Inc Yadkin Div | 54894 | Narrows | NC | Stanly | YN1 | HY | OP | 24.7 | 30 | 30 |  | 7 | 1917 | WAT |  | N | Y | N | Electric Utility |  |  |  |  | N | [57 empty] | N/A | [39 empty] | 0 | 0 | 10.4
317 | Alcoa Power Generating Inc Yadkin Div | 54894 | Narrows | NC | Stanly | YN2 | HY | OP | 24.7 | 30 | 30 |  | 7 | 1917 | WAT |  | N | Y | N | Electric Utility |  |  |  |  | N | [57 empty] | N/A | [39 empty] | 0 | 0 | 10.4
317 | Alcoa Power Generating Inc Yadkin Div | 54894 | Narrows | NC | Stanly | YN3 | HY | OP | 29 | 30 | 30 |  | 7 | 1917 | WAT |  | N | Y | N | Electric Utility |  |  |  |  | N | [57 empty] | N/A | [39 empty] | 0 | 0 | 10.4
317 | Alcoa Power Generating Inc Yadkin Div | 54894 | Narrows | NC | Stanly | YN4 | HY | OP | 30.4 | 29 | 29 |  | 12 | 1924 | WAT |  | N | Y | N | Electric Utility |  |  |  |  | N | [57 empty] | N/A | [39 empty] | 0 | 0 | 10.4
317 | Alcoa Power Generating Inc Yadkin Div | 54895 | Falls | NC | Stanly | YF1 | HY | OP | 9 | 9 | 9 |  | 3 | 1922 | WAT |  | N | Y | N | Electric Utility |  |  |  |  | N | [57 empty] | N/A | [39 empty] | 0 | 0 | 10.4
317 | Alcoa Power Generating Inc Yadkin Div | 54895 | Falls | NC | Stanly | YF2 | HY | OP | 11.2 | 10 | 10.5 |  | 9 | 1919 | WAT |  | N | Y | N | Electric Utility |  |  |  |  | N | [57 empty] | N/A | [39 empty] | 0 | 0 | 10.4
317 | Alcoa Power Generating Inc Yadkin Div | 54895 | Falls | NC | Stanly | YF3 | HY | OP | 11.2 | 11 | 11 |  | 9 | 1919 | WAT |  | N | Y | N | Electric Utility |  |  |  |  | N | [57 empty] | N/A | [39 empty] | 0 | 0 | 10.4
317 | Alcoa Power Generating Inc Yadkin Div | 54896 | High Rock | NC | Davidson | HR1 | HY | OP | 11 | 11 | 10.1 |  | 11 | 1927 | WAT |  | N | Y | N | Electric Utility |  |  |  |  | N | [57 empty] | N/A | [39 empty] | 0 | 0 | 10.4
317 | Alcoa Power Generating Inc Yadkin Div | 54896 | High Rock | NC | Davidson | HR2 | HY | OP | 11 | 11 | 10.1 |  | 11 | 1927 | WAT |  | N | Y | N | Electric Utility |  |  |  |  | N | [57 empty] | N/A | [39 empty] | 0 | 0 | 10.4
317 | Alcoa Power Generating Inc Yadkin Div | 54896 | High Rock | NC | Davidson | HR3 | HY | OP | 11 | 11 | 10.1 |  | 11 | 1927 | WAT |  | N | Y | N | Electric Utility |  |  |  |  | N | [57 empty] | N/A | [39 empty] | 0 | 0 | 10.4
317 | Alcoa Power Generating Inc Yadkin Div | 54897 | Tuckertown | NC | Montgomery | TT1 | HY | OP | 14 | 13 | 13 |  | 4 | 1962 | WAT |  | N | Y | N | Electric Utility | [62 empty] | N/A | [39 empty] | 0 | 0 | 10.4
317 | Alcoa Power Generating Inc Yadkin Div | 54897 | Tuckertown | NC | Montgomery | TT2 | HY | OP | 14 | 13 | 13 |  | 4 | 1962 | WAT |  | N | Y | N | Electric Utility | [62 empty] | N/A | [39 empty] | 0 | 0 | 10.4
317 | Alcoa Power Generating Inc Yadkin Div | 54897 | Tuckertown | NC | Montgomery | TT3 | HY | OP | 14 | 13 | 13 |  | 4 | 1962 | WAT |  | N | Y | N | Electric Utility | [62 empty] | N/A | [39 empty] | 0 | 0 | 10.4
327 | Air Liquide Large Industries U S LP | 10298 | Bayou Cogen Plant | TX | Harris | GEN1 | GT | OP | 75 | 65 | 85 |  | 12 | 1984 | NG | OG | Y | Y | Y | Industrial CHP |  |  |  |  | N | [57 empty] | GAS | TX | Bayou Cogeneration Plant | 10298 | CG801 | 2010 |  | CAIRNOX, CAIRSO2 | 4960 | 9 | 421600 |  | 1.24 | 0.032 | 64.976 |  | 4060256 | 6 |  | Harris | Cogeneration |  |  | 29.6225 | -95.0458 | Air Liquide (Owner/Operator) |  |  | Operating | Combined cycle | Pipeline Natural Gas | Other Gas |  | Dry Low NOx Burners Other |  | 1200 | 9.6289 | GAS | 85 | 0 | 0.032 | 0.000611 | 9.6289
327 | Air Liquide Large Industries U S LP | 10298 | Bayou Cogen Plant | TX | Harris | GEN2 | GT | OP | 75 | 65 | 85 |  | 12 | 1984 | NG | OG | Y | Y | Y | Industrial CHP |  |  |  |  | N | [57 empty] | GAS | TX | Bayou Cogeneration Plant | 10298 | CG801 | 2010 |  | CAIRNOX, CAIRSO2 | 4960 | 9 | 421600 |  | 1.24 | 0.032 | 64.976 |  | 4060256 | 6 |  | Harris | Cogeneration |  |  | 29.6225 | -95.0458 | Air Liquide (Owner/Operator) |  |  | Operating | Combined cycle | Pipeline Natural Gas | Other Gas |  | Dry Low NOx Burners Other |  | 1200 | 9.6289 | GAS | 85 | 0 | 0.032 | 0.000611 | 9.6289
327 | Air Liquide Large Industries U S LP | 10298 | Bayou Cogen Plant | TX | Harris | GEN3 | GT | OP | 75 | 65 | 85 |  | 3 | 1985 | NG | OG | Y | Y | Y | Industrial CHP |  |  |  |  | N | [57 empty] | GAS | TX | Bayou Cogeneration Plant | 10298 | CG801 | 2010 |  | CAIRNOX, CAIRSO2 | 4960 | 9 | 421600 |  | 1.24 | 0.032 | 64.976 |  | 4060256 | 6 |  | Harris | Cogeneration |  |  | 29.6225 | -95.0458 | Air Liquide (Owner/Operator) |  |  | Operating | Combined cycle | Pipeline Natural Gas | Other Gas |  | Dry Low NOx Burners Other |  | 1200 | 9.6289 | GAS | 85 | 0 | 0.032 | 0.000611 | 9.6289
327 | Air Liquide Large Industries U S LP | 10298 | Bayou Cogen Plant | TX | Harris | GEN4 | GT | OP | 75 | 65 | 85 |  | 3 | 1985 | NG | OG | Y | Y | Y | Industrial CHP |  |  |  |  | N | [57 empty] | GAS | TX | Bayou Cogeneration Plant | 10298 | CG801 | 2010 |  | CAIRNOX, CAIRSO2 | 4960 | 9 | 421600 |  | 1.24 | 0.032 | 64.976 |  | 4060256 | 6 |  | Harris | Cogeneration |  |  | 29.6225 | -95.0458 | Air Liquide (Owner/Operator) |  |  | Operating | Combined cycle | Pipeline Natural Gas | Other Gas |  | Dry Low NOx Burners Other |  | 1200 | 9.6289 | GAS | 85 | 0 | 0.032 | 0.000611 | 9.6289
332 | Allegheny Electric Coop Inc | 7128 | William F Matson Generating Station | PA | HUNTINGDON | 1 | HY | OP | 7 | 2.4 | 7.2 |  | 6 | 1988 | WAT |  | N | Y | N | Electric Utility |  |  |  |  | N | [57 empty] | N/A | [39 empty] | 0 | 0 | 10.4
332 | Allegheny Electric Coop Inc | 7128 | William F Matson Generating Station | PA | HUNTINGDON | 2 | HY | OP | 14.7 | 5.2 | 14.8 |  | 6 | 1988 | WAT |  | N | Y | N | Electric Utility |  |  |  |  | N | [57 empty] | N/A | [39 empty] | 0 | 0 | 10.4
335 | Air Liquide Large Industries U.S. LP | 54748 | Port Neches Plant | TX | Jefferson | G1 | GT | OP | 38 | 32 | 30.5 |  | 2 | 1994 | NG |  | N | Y | Y | Industrial CHP |  |  |  |  | N | [57 empty] | GAS | [39 empty] | 0.11914 | 0.001705 | 11.5444
335 | Air Liquide Large Industries U.S. LP | 56787 | Geismar Cogen | LA | Ascension | GTG | GT | OP | 83.9 | 72.5 | 71.3 |  | 1 | 2000 | NG |  | N | Y | Y | Industrial CHP |  |  |  |  | N | [57 empty] | GAS | [39 empty] | 0.071165 | 0.0011455 | 11.4332
343 | AEP Generating Company | 55502 | Lawrenceburg Energy Facility | IN | Dearborn | 100 | CA | OP | 268 | 238 | 253 | G801 | 6 | 2004 | NG |  | N | Y | N | Electric Utility |  |  |  |  | N | [6 empty] | 1A¦¦1B | 2004 | 1000000 | [48 empty] | GAS | [39 empty] | 0 | 0 | 10.4
343 | AEP Generating Company | 55502 | Lawrenceburg Energy Facility | IN | Dearborn | 200 | CA | OP | 268 | 238 | 238 | G801 | 6 | 2004 | NG |  | N | Y | N | Electric Utility |  |  |  |  | N | [6 empty] | 2A¦¦2B | 2004 | 1000000 | [48 empty] | GAS | [39 empty] | 0 | 0 | 10.4
343 | AEP Generating Company | 55502 | Lawrenceburg Energy Facility | IN | Dearborn | 1100 | CT | OP | 174 | 151 | 160 |  | 6 | 2004 | NG |  | N | Y | N | Electric Utility |  |  |  |  | N | [57 empty] | GAS | IN | Lawrenceburg Energy Facility | 55502 | 3 | 2010 |  | ARP, CAIRNOX, CAIROS, CAIRSO2 | 1945.13 | 12 | 422616.43 |  | 0.909 | 0.0204 | 20.701 | 180113.606 | 3030757.37 | 5 | East Central Area Reliability Coordination Agreement | Dearborn | Electric Utility |  |  | 39.0913 | -84.8667 | American Electric Power Company (Owner/Operator) | Phase 2 |  | Operating | Combined cycle | Pipeline Natural Gas |  |  | Dry Low NOx Burners Selective Catalytic Reduction |  | 2216.4 | 6.9775 | GAS | 309 | 34.375 | 0.0204 | 0.0006 | 9.2895
343 | AEP Generating Company | 55502 | Lawrenceburg Energy Facility | IN | Dearborn | 1200 | CT | OP | 174 | 151 | 151 |  | 6 | 2004 | NG |  | N | Y | N | Electric Utility |  |  |  |  | N | [57 empty] | GAS | IN | Lawrenceburg Energy Facility | 55502 | 3 | 2010 |  | ARP, CAIRNOX, CAIROS, CAIRSO2 | 1945.13 | 12 | 422616.43 |  | 0.909 | 0.0204 | 20.701 | 180113.606 | 3030757.37 | 5 | East Central Area Reliability Coordination Agreement | Dearborn | Electric Utility |  |  | 39.0913 | -84.8667 | American Electric Power Company (Owner/Operator) | Phase 2 |  | Operating | Combined cycle | Pipeline Natural Gas |  |  | Dry Low NOx Burners Selective Catalytic Reduction |  | 2216.4 | 6.9775 | GAS | 309 | -23.1788 | 0.0204 | 0.0006 | 9.2895
343 | AEP Generating Company | 55502 | Lawrenceburg Energy Facility | IN | Dearborn | 2100 | CT | OP | 174 | 151 | 151 |  | 6 | 2004 | NG |  | N | Y | N | Electric Utility |  |  |  |  | N | [57 empty] | GAS | IN | Lawrenceburg Energy Facility | 55502 | 3 | 2010 |  | ARP, CAIRNOX, CAIROS, CAIRSO2 | 1945.13 | 12 | 422616.43 |  | 0.909 | 0.0204 | 20.701 | 180113.606 | 3030757.37 | 5 | East Central Area Reliability Coordination Agreement | Dearborn | Electric Utility |  |  | 39.0913 | -84.8667 | American Electric Power Company (Owner/Operator) | Phase 2 |  | Operating | Combined cycle | Pipeline Natural Gas |  |  | Dry Low NOx Burners Selective Catalytic Reduction |  | 2216.4 | 6.9775 | GAS | 309 | -23.1788 | 0.0204 | 0.0006 | 9.2895
343 | AEP Generating Company | 55502 | Lawrenceburg Energy Facility | IN | Dearborn | 2200 | CT | OP | 174 | 151 | 151 |  | 6 | 2004 | NG |  | N | Y | N | Electric Utility |  |  |  |  | N | [57 empty] | GAS | IN | Lawrenceburg Energy Facility | 55502 | 3 | 2010 |  | ARP, CAIRNOX, CAIROS, CAIRSO2 | 1945.13 | 12 | 422616.43 |  | 0.909 | 0.0204 | 20.701 | 180113.606 | 3030757.37 | 5 | East Central Area Reliability Coordination Agreement | Dearborn | Electric Utility |  |  | 39.0913 | -84.8667 | American Electric Power Company (Owner/Operator) | Phase 2 |  | Operating | Combined cycle | Pipeline Natural Gas |  |  | Dry Low NOx Burners Selective Catalytic Reduction |  | 2216.4 | 6.9775 | GAS | 309 | -23.1788 | 0.0204 | 0.0006 | 9.2895
353 | Air Products Energy Enterprises LP | 10640 | Stockton Cogen | CA | San Joaquin | GEN1 | ST | OP | 60 | 53.7 | 53.7 |  | 3 | 1988 | BIT | PC | Y | Y | Y | IPP CHP |  |  |  |  | N |  | Y | Y | N | [21 empty] | OP | CD |  |  |  | LS |  |  |  | N | 0.5 | 70 | 59 | 260000 | 100 | OP | SC | BP |  | 7.4 |  | 0.2 | 0.8 |  |  | 99.9 | 9.82 | 260000 |  |  |  |  | COAL | [39 empty] | 0.52602 | 0.14315 | 11.0651
379 | Alon USA LP | 10569 | Big Spring Texas Refinery | TX | Howard | GENA | ST | OP | 1.5 | 1.5 | 1.5 |  | 1 | 1986 | PUR |  | N | N | N | Industrial Non-CHP |  |  |  |  | N | [57 empty] | N/A | [39 empty] | 0 | 0 | 10.4
429 | Occidental Permian Ltd | 52122 | Wasson CO2 Removal Plant | TX | Yoakum | GEN1 | GT | OP | 23.4 | 13.2 | 10.8 |  | 2 | 1988 | NG |  | N | N | Y | Industrial CHP |  |  |  |  | N | [57 empty] | GAS | [39 empty] | 0.15557 | 0.0019295 | 11.5022
450 | The Amalgamated Sugar Co | 10504 | Amalgamated Sugar Twin Falls | ID | Twin Falls | 1500 | ST | OP | 1.5 | 1.2 | 1.2 |  | 12 | 1948 | BIT | NG | Y | Y | Y | Industrial CHP |  |  |  |  | N | Y | N | [38 empty] | OP | BR |  |  | 5 |  | 0.2 | 1 |  |  | 99.2¦¦ 98.7 | 6¦¦ 31.1 | 108000¦¦ 121099 |  |  |  |  | COAL | [39 empty] | 0.9544 | 1.6133 | 15.4002
450 | The Amalgamated Sugar Co | 10504 | Amalgamated Sugar Twin Falls | ID | Twin Falls | 2500 | ST | OP | 2.5 | 2.3 | 2.3 |  | 12 | 1948 | BIT | NG | Y | Y | Y | Industrial CHP |  |  |  |  | N | Y | [39 empty] | OP | BR |  |  | 5 |  | 0.2 | 1 |  |  | 99.2¦¦ 98.7 | 6¦¦ 31.1 | 108000¦¦ 121099 |  |  |  |  | COAL | [39 empty] | 0.9544 | 1.4442 | 15.2627
450 | The Amalgamated Sugar Co | 10504 | Amalgamated Sugar Twin Falls | ID | Twin Falls | 4000 | ST | OP | 6.2 | 5 | 5 |  | 9 | 1994 | BIT |  | N | Y | Y | Industrial CHP |  |  |  |  | N |  | Y | [38 empty] | OP | BR |  |  | 5 |  | 0.2 | 1 |  |  | 99.2 | 6 | 108000 |  |  |  |  | COAL | [39 empty] | 0.9544 | 0.48209 | 11.5096
463 | Ameresco LFG I Inc | 10549 | Al Turi | NY | Orange | 2 | IC | OP | 0.8 | 0.8 | 0.8 |  | 7 | 2011 | LFG |  | N | N | N | IPP Non-CHP |  |  |  |  | N | [57 empty] | GAS | [39 empty] | 1.1659 | 0.0016829 | 10.4
463 | Ameresco LFG I Inc | 10549 | Al Turi | NY | Orange | 3 | IC | OP | 0.8 | 0.8 | 0.8 |  | 7 | 2011 | LFG |  | N | N | N | IPP Non-CHP |  |  |  |  | N | [57 empty] | GAS | [39 empty] | 1.1659 | 0.0016829 | 10.4
463 | Ameresco LFG I Inc | 10549 | Al Turi | NY | Orange | 3010 | IC | OP | 0.8 | 0.8 | 0.8 |  | 11 | 1998 | LFG |  | N | Y | N | IPP Non-CHP |  |  |  | 2017 | N | [57 empty] | GAS | [39 empty] | 1.1659 | 0.0016829 | 10.4
470 | Covanta Energy of Niagara LP | 50472 | Covanta Niagara LP | NY | Niagara | GEN1 | ST | OP | 25 | 18 | 18 |  | 8 | 1980 | MSW | WDS | Y | Y | Y | IPP CHP |  |  |  |  | N | [25 empty] | ¦¦OP¦¦OP | ¦¦SD¦¦SD |  |  |  | ¦¦LI¦¦LI |  |  |  | ¦¦N¦¦N |  | ¦¦ 90¦¦ 90 | ¦¦ 6¦¦ 6 | ¦¦ 252100¦¦ 260600 | ¦¦ 100¦¦ 100 | ¦¦OP¦¦OP¦¦OP | ¦¦EH¦¦BR¦¦BR | [8 empty] | ¦¦ 99.7¦¦ 100¦¦ 100 | ¦¦ .16¦¦ .5¦¦ .37 | ¦¦ 134800¦¦ 276600¦¦ 258400 |  |  |  |  | OTHER SOLID | [39 empty] | 0 | 0 | 10.4
470 | Covanta Energy of Niagara LP | 50472 | Covanta Niagara LP | NY | Niagara | GEN2 | ST | OP | 25 | 18 | 18 |  | 8 | 1980 | MSW | WDS | Y | Y | Y | IPP CHP |  |  |  |  | N | [25 empty] | ¦¦OP¦¦OP | ¦¦SD¦¦SD |  |  |  | ¦¦LI¦¦LI |  |  |  | ¦¦N¦¦N |  | ¦¦ 90¦¦ 90 | ¦¦ 6¦¦ 6 | ¦¦ 252100¦¦ 260600 | ¦¦ 100¦¦ 100 | ¦¦OP¦¦OP¦¦OP | ¦¦EH¦¦BR¦¦BR | [8 empty] | ¦¦ 99.7¦¦ 100¦¦ 100 | ¦¦ .16¦¦ .5¦¦ .37 | ¦¦ 134800¦¦ 276600¦¦ 258400 |  |  |  |  | OTHER SOLID | [39 empty] | 0 | 0 | 10.4
472 | Amedee Gethrm Venture I LP | 50964 | Amedee Geothermal Venture I | CA | Lassen | IND | ST | OP | 1.5 | 1.1 | 0.7 |  | 8 | 1988 | GEO |  | N | Y | N | IPP Non-CHP | [62 empty] | N/A | [39 empty] | 0 | 0 | 10.4
472 | Amedee Gethrm Venture I LP | 50964 | Amedee Geothermal Venture I | CA | Lassen | SYN | ST | OP | 1.5 | 1.1 | 0.7 |  | 8 | 1988 | GEO |  | N | Y | N | IPP Non-CHP | [62 empty] | N/A | [39 empty] | 0 | 0 | 10.4
473 | Covanta Hempstead Company | 10642 | Covanta Hempstead | NY | Nassau | GEN1 | ST | OP | 78.6 | 71.8 | 70.8 |  | 4 | 1989 | MSW | WDS | N | Y | N | IPP Non-CHP |  |  |  |  | N | [9 empty] | 0.03 | 0.67 | 0.07 | PB | DP | NP | 1983¦¦ 1984 | 1983¦¦ 1984 | 1983¦¦ 1984 | MS | NC | [5 empty] | OP | SD |  |  |  | LI |  |  |  | N |  | 85 | 9¦¦ 18¦¦ 17 | 256600¦¦ 236900¦¦ 239400 | 100 | OP | BR | [8 empty] | 99.7 | 2.1¦¦ 2.4¦¦ 1.6 | 256600¦¦ 236900¦¦ 239400 |  |  |  |  | OTHER SOLID | [39 empty] | 0 | 0 | 10.4
491 | American Crystal Sugar Co | 54210 | American Crystal Sugar Hillsboro | ND | Traill | G1 | ST | OP | 13.3 | 13.3 | 13.3 |  | 9 | 1990 | SUB |  | N | N | Y | Industrial CHP |  |  |  |  | N |  | Y | [55 empty] | COAL | [39 empty] | 0.37219 | 0.50626 | 12.3215
491 | American Crystal Sugar Co | 54211 | American Crystal Sugar Moorhead | MN | Clay | G1 | ST | OP | 3 | 3 | 3 |  | 9 | 1948 | SUB |  | N | N | Y | Industrial CHP |  |  |  |  | N |  | Y | [55 empty] | COAL | [39 empty] | 0.74392 | 0.92741 | 14.3576
491 | American Crystal Sugar Co | 54211 | American Crystal Sugar Moorhead | MN | Clay | G2 | ST | OP | 2 | 2 | 2 |  | 9 | 1961 | SUB |  | N | N | Y | Industrial CHP |  |  |  |  | N |  | Y | [55 empty] | COAL | [39 empty] | 0.7633 | 0.88108 | 14.3576
491 | American Crystal Sugar Co | 54212 | American Crystal Sugar Crookston | MN | Polk | G1 | ST | OP | 3.5 | 3.5 | 3.5 |  | 9 | 1954 | SUB |  | N | N | Y | Industrial CHP |  |  |  |  | N |  | Y | [55 empty] | COAL | [39 empty] | 0.69155 | 0.87935 | 14.3576
491 | American Crystal Sugar Co | 54212 | American Crystal Sugar Crookston | MN | Polk | G2 | ST | OP | 3 | 3 | 3 |  | 9 | 1975 | SUB |  | N | N | Y | Industrial CHP |  |  |  |  | N |  | Y | [55 empty] | COAL | [39 empty] | 0.62258 | 0.7416 | 13.6838
491 | American Crystal Sugar Co | 54213 | American Crystal Sugar Drayton | ND | Pembina | G1 | ST | OP | 6 | 6 | 6 |  | 9 | 1965 | SUB |  | N | N | Y | Industrial CHP |  |  |  |  | N |  | Y | [55 empty] | COAL | [39 empty] | 0.57654 | 0.75704 | 13.6607
491 | American Crystal Sugar Co | 54214 | American Crystal Sugar East Grand Forks | MN | Polk | G1 | ST | OP | 2.5 | 2.5 | 2.5 |  | 9 | 1990 | SUB |  | N | N | Y | Industrial CHP |  |  |  |  | N |  | Y | [55 empty] | COAL | [39 empty] | 0.5544 | 0.60216 | 13.0419
491 | American Crystal Sugar Co | 54214 | American Crystal Sugar East Grand Forks | MN | Polk | G2 | ST | OP | 5 | 5 | 5 |  | 9 | 1990 | SUB |  | N | N | Y | Industrial CHP |  |  |  |  | N |  | Y | [55 empty] | COAL | [39 empty] | 0.46991 | 0.5604 | 12.7509
503 | American Hydro Power PLP | 10152 | Warrior Ridge Hydro | PA | Huntingdon | L-1 | HY | OP | 0.7 | 0.7 | 0.7 |  | 12 | 1985 | WAT |  | N | Y | N | IPP Non-CHP | [62 empty] | N/A | [39 empty] | 0 | 0 | 10.4
503 | American Hydro Power PLP | 10152 | Warrior Ridge Hydro | PA | Huntingdon | L-2 | HY | OP | 0.7 | 0.7 | 0.7 |  | 12 | 1985 | WAT |  | N | Y | N | IPP Non-CHP | [62 empty] | N/A | [39 empty] | 0 | 0 | 10.4
503 | American Hydro Power PLP | 10152 | Warrior Ridge Hydro | PA | Huntingdon | L-4 | HY | OP | 0.7 | 0.7 | 0.7 |  | 12 | 1985 | WAT |  | N | Y | N | IPP Non-CHP | [62 empty] | N/A | [39 empty] | 0 | 0 | 10.4
503 | American Hydro Power PLP | 10152 | Warrior Ridge Hydro | PA | Huntingdon | L-5 | HY | OP | 0.7 | 0.7 | 0.7 |  | 12 | 1985 | WAT |  | N | Y | N | IPP Non-CHP | [62 empty] | N/A | [39 empty] | 0 | 0 | 10.4
509 | AES Prescott LLC | 55337 | PPL Ironwood LLC | PA | Lebanon | CT1 | CT | OP | 259.2 | 223 | 257 |  | 12 | 2001 | NG |  | N | Y | N | IPP Non-CHP |  |  |  |  | N | [57 empty] | GAS | PA | AES Ironwood | 55337 | 1 | 2010 |  | ARP, CAIRNOX, CAIROS, CAIRSO2 | 5768.04 | 12 | 1188041.43 |  | 4.049 | 0.014 | 85.183 | 802071.486 | 13496472.29 | 3 |  | Lebanon | Electric Utility | 4911 | Electric Services | 40.3509 | -76.3658 | AES Corporation (Owner/Operator) | Phase 2 |  | Operating | Combined cycle | Pipeline Natural Gas |  |  | Dry Low NOx Burners Ammonia Injection |  | 2900 | 10.4 | GAS | 278.8462 | 457.4978 | 0.014 | 0.0006 | 9.258
509 | AES Prescott LLC | 55337 | PPL Ironwood LLC | PA | Lebanon | CT2 | CT | OP | 259.2 | 223 | 257 |  | 12 | 2001 | NG |  | N | Y | N | IPP Non-CHP |  |  |  |  | N | [57 empty] | GAS | PA | AES Ironwood | 55337 | 2 | 2010 |  | ARP, CAIRNOX, CAIROS, CAIRSO2 | 6005.03 | 12 | 1225170.36 |  | 4.296 | 0.0138 | 92.352 | 850918.894 | 14318451.38 | 3 |  | Lebanon | Electric Utility | 4911 | Electric Services | 40.3509 | -76.3658 | AES Corporation (Owner/Operator) | Phase 2 |  | Operating | Combined cycle | Pipeline Natural Gas |  |  | Dry Low NOx Burners Ammonia Injection |  | 2900 | 10.4 | GAS | 278.8462 | 457.4978 | 0.0138 | 0.0006 | 9.258
509 | AES Prescott LLC | 55337 | PPL Ironwood LLC | PA | Lebanon | ST4 | CA | OP | 259.2 | 223 | 257 |  | 12 | 2001 | NG |  | N | Y | N | IPP Non-CHP |  |  |  |  | N | [57 empty] | GAS | [39 empty] | 0 | 0 | 10.4
520 | Ameren Energy Generating Co | 861 | Coffeen | IL | Montgomery | 1 | ST | OP | 388.9 | 330 | 335 |  | 12 | 1965 | SUB | BIT | N | Y | N | IPP Non-CHP |  |  |  |  | N | Y |  | Y |  |  |  | 1 | 2009 | 687037 | [16 empty] | OP | SP |  |  |  | LS |  |  |  | N | 3.4 | 99 | 221 | 1337200 | 100 | OP | EC |  |  | 19 |  | 4 |  |  |  | 99 | 237 | 1422750 |  |  |  |  | COAL | IL | Coffeen | 861 | 1 | 2010 |  | ARP, CAIRNOX, CAIROS, CAIRSO2 | 7463.99 | 12 | 2300355.64 |  | 86.062 | 0.0666 | 701.728 | 2560210.323 | 24410805.69 | 5 | Mid-America Interconnected Network | Montgomery | Electric Utility | 4911 | Electric Services | 39.0586 | -89.4031 | Ameren Energy Generating Company (Owner/Operator) | Table 1 | Group 2 | Operating | Cyclone boiler | Coal |  | Wet Limestone | Overfire Air Selective Catalytic Reduction | Electrostatic Precipitator | 3817 | 10.4 | COAL | 367.0192 | 1952.2101 | 0.0666 | 0.0070511 | 10.2183
520 | Ameren Energy Generating Co | 861 | Coffeen | IL | Montgomery | 2 | ST | OP | 616.5 | 565 | 580 |  | 9 | 1972 | SUB | BIT | N | Y | N | IPP Non-CHP |  |  |  |  | N | Y |  | Y |  |  |  | 1 | 2009 | 687037 | [16 empty] | OP | SP |  |  |  | LS |  |  |  | N | 3.4 | 99 | 366 | 2214400 | 100 | OP | EK |  |  | 7.5 |  | 3.5 |  |  |  | 99.7 | 176 | 2622000 |  |  |  |  | COAL | IL | Coffeen | 861 | 2 | 2010 |  | ARP, CAIRNOX, CAIROS, CAIRSO2 | 5875.48 | 12 | 3073162.28 |  | 124.756 | 0.0714 | 884.012 | 3419966.864 | 32608369.76 | 5 | Mid-America Interconnected Network | Montgomery | Electric Utility | 4911 | Electric Services | 39.0586 | -89.4031 | Ameren Energy Generating Company (Owner/Operator) | Table 1 | Group 2 | Operating | Cyclone boiler | Coal |  | Wet Limestone (Began Feb 22, 2010) | Overfire Air Selective Catalytic Reduction | Electrostatic Precipitator | 6569 | 10.4 | COAL | 631.6346 | 1955.4874 | 0.0714 | 0.0076518 | 10.0223
520 | Ameren Energy Generating Co | 862 | Grand Tower | IL | Jackson | 1 | CT | OP | 248 | 162 | 180 |  | 6 | 2001 | NG |  | N | Y | N | IPP Non-CHP |  |  |  |  | N | [57 empty] | GAS | IL | Grand Tower | 862 | CT01 | 2010 |  | ARP, CAIRNOX, CAIROS, CAIRSO2 | 453.59 | 12 | 77429.62 |  | 0.203 | 0.0618 | 19.703 | 40202.336 | 676488.946 | 5 | Mid-America Interconnected Network | Jackson | Electric Utility | 4911 | Electric Services | 37.6578 | -89.5119 | Ameren Energy Generating Company (Owner/Operator) | Phase 2 |  | Operating | Combined cycle | Pipeline Natural Gas |  |  | Dry Low NOx Burners |  | 2347 | 8.1086 | GAS | 246 | 316.6667 | 0.0618 | 0.0006 | 8.1086
520 | Ameren Energy Generating Co | 862 | Grand Tower | IL | Jackson | 2 | CT | OP | 200 | 160 | 177 |  | 7 | 2001 | NG |  | N | Y | N | IPP Non-CHP |  |  |  |  | N | [57 empty] | GAS | IL | Grand Tower | 862 | CT02 | 2010 |  | ARP, CAIRNOX, CAIROS, CAIRSO2 | 693.3 | 12 | 135470.11 |  | 0.331 | 0.0644 | 33.862 | 65622.196 | 1104224.56 | 5 | Mid-America Interconnected Network | Jackson | Electric Utility | 4911 | Electric Services | 37.6578 | -89.5119 | Ameren Energy Generating Company (Owner/Operator) | Phase 2 |  | Operating | Combined cycle | Pipeline Natural Gas |  |  | Dry Low NOx Burners |  | 2383 | 7.8159 | GAS | 260 | 265.5367 | 0.0644 | 0.0006 | 7.8159
520 | Ameren Energy Generating Co | 862 | Grand Tower | IL | Jackson | 3 | CA | OP | 85.7 | 86 | 86 |  | 3 | 1951 | NG |  | N | Y | N | IPP Non-CHP |  |  |  |  | N | [9 empty] | 20 | 1.2 | 0.7 | OP | DP | NP | 1981 | 1981 | 1981 | MS | NC | [37 empty] | GAS | [39 empty] | 0 | 0 | 10.4
520 | Ameren Energy Generating Co | 862 | Grand Tower | IL | Jackson | 4 | CA | OP | 113.6 | 105 | 105 |  | 4 | 1958 | NG |  | N | Y | N | IPP Non-CHP |  |  |  |  | N | [57 empty] | GAS | [39 empty] | 0 | 0 | 10.4
520 | Ameren Energy Generating Co | 6017 | Newton | IL | Jasper | 1 | ST | OP | 617.4 | 598 | 610 |  | 11 | 1977 | SUB | BIT | N | Y | N | IPP Non-CHP |  |  |  |  | N | Y |  | Y |  |  |  | 1 | 1977 | 1200000 | [31 empty] | OP | EC |  |  | 8 |  | 2.8 |  |  |  | 99.5 | 252 | 2290000 |  |  |  |  | COAL | IL | Newton | 6017 | 1 | 2010 |  | ARP, CAIRNOX, CAIROS, CAIRSO2 | 8519.5 | 12 | 4200304.8 |  | 12975 | 0.0949 | 2055.586 | 4468020.93 | 42601246.53 | 5 | Mid-America Interconnected Network | Jasper | Electric Utility | 4911 | Electric Services | 38.9361 | -88.2778 | Ameren Energy Generating Company (Owner/Operator) | Phase 2 | Phase 1 Group 1 | Operating | Tangentially-fired | Coal |  |  | Low NOx Burner Technology w/ Closed-coupled/Separated OFA Other | Electrostatic Precipitator | 7449 | 9.807 | COAL | 646 | 1970.4918 | 0.0949 | 0.60914 | 9.807
520 | Ameren Energy Generating Co | 6017 | Newton | IL | Jasper | 2 | ST | OP | 617.4 | 599 | 604 |  | 12 | 1982 | SUB | BIT | N | Y | N | IPP Non-CHP |  |  |  |  | N | Y |  | Y |  |  |  | 2 | 1982 | 1294847 | 20 | 0.6 | 0.5 | OP | DP | NP | 1986 | 1986 | 1986 | MS | NC | [20 empty] | OP | EC |  |  | 10.1 |  | 2.8 |  |  |  | 99.5 | 252 | 2471400 |  |  |  |  | COAL | IL | Newton | 6017 | 2 | 2010 |  | ARP, CAIRNOX, CAIROS, CAIRSO2 | 8135.43 | 12 | 3920911.71 |  | 10526.798 | 0.0963 | 1780.711 | 3803093.813 | 36261366.63 | 5 | Mid-America Interconnected Network | Jasper | Electric Utility | 4911 | Electric Services | 38.9361 | -88.2778 | Ameren Energy Generating Company (Owner/Operator) | Phase 2 | Phase 1 Group 1 | Operating | Tangentially-fired | Coal |  |  | Low NOx Burner Technology w/ Closed-coupled/Separated OFA Other | Electrostatic Precipitator | 7088 | 9.3163 | COAL | 646 | 1965.2318 | 0.0963 | 0.58061 | 9.2482
520 | Ameren Energy Generating Co | 55201 | Gibson City | IL | Ford | 1 | GT | OP | 135 | 114 | 116 |  | 6 | 2000 | NG | DFO | Y | Y | N | IPP Non-CHP |  |  |  |  | N | [57 empty] | GAS | IL | Gibson City Power Plant | 55201 | GCTG1 | 2010 |  | ARP, CAIRNOX, CAIROS, CAIRSO2 | 211.35 | 12 | 18837.42 |  | 0.06 | 0.0634 | 5.532 | 11839.879 | 199234.728 | 5 |  | Ford | Electric Utility | 4911 | Electric Services | 40.4705 | -88.3987 | Ameren Energy Generating Company (Owner/Operator) | Phase 2 |  | Operating | Combustion turbine | Pipeline Natural Gas | Diesel Oil |  | Dry Low NOx Burners Water Injection |  | 1459 | 10.1924 | GAS | 114 | 491.2281 | 0.0634 | 0.000602 | 10.1924
520 | Ameren Energy Generating Co | 55201 | Gibson City | IL | Ford | 2 | GT | OP | 135 | 114 | 116 |  | 7 | 2000 | NG | DFO | Y | Y | N | IPP Non-CHP |  |  |  |  | N | [57 empty] | GAS | IL | Gibson City Power Plant | 55201 | GCTG2 | 2010 |  | ARP, CAIRNOX, CAIROS, CAIRSO2 | 14.09 | 12 | 1069.16 |  | 0.004 | 0.0734 | 0.401 | 749.059 | 12602.73 | 5 |  | Ford | Electric Utility | 4911 | Electric Services | 40.4705 | -88.3987 | Ameren Energy Generating Company (Owner/Operator) | Phase 2 |  | Operating | Combustion turbine | Pipeline Natural Gas | Diesel Oil |  | Dry Low NOx Burners Water Injection |  | 1459 | 10.9501 | GAS | 106 | 452.8302 | 0.0734 | 0.000635 | 10.9501
520 | Ameren Energy Generating Co | 55438 | Elgin Energy Center | IL | Kane | CT01 | GT | OP | 135 | 115 | 114 |  | 9 | 2002 | NG |  | N | Y | N | IPP Non-CHP | [62 empty] | GAS | IL | Elgin Energy Center | 55438 | CT01 | 2010 |  | ARP, CAIRNOX, CAIROS, CAIRSO2 | 165.85 | 12 | 16040.55 |  | 0.055 | 0.0741 | 5.403 | 10957.479 | 184378.283 | 5 |  | Cook | Electric Utility | 4911 | Electric Services | 41.9997 | -88.2445 | Ameren Energy Generating Company (Owner/Operator) | Phase 2 |  | Operating | Combustion turbine | Pipeline Natural Gas |  |  | Dry Low NOx Burners |  | 1472 | 11.2932 | GAS | 120 | 1973.6842 | 0.0741 | 0.000597 | 11.2932
520 | Ameren Energy Generating Co | 55438 | Elgin Energy Center | IL | Kane | CT02 | GT | OP | 135 | 115 | 114 |  | 10 | 2002 | NG |  | N | Y | N | IPP Non-CHP | [62 empty] | GAS | IL | Elgin Energy Center | 55438 | CT02 | 2010 |  | ARP, CAIRNOX, CAIROS, CAIRSO2 | 157.84 | 12 | 15310.3 |  | 0.052 | 0.0667 | 4.642 | 10391.641 | 174849.41 | 5 |  | Cook | Electric Utility | 4911 | Electric Services | 41.9997 | -88.2445 | Ameren Energy Generating Company (Owner/Operator) | Phase 2 |  | Operating | Combustion turbine | Pipeline Natural Gas |  |  | Dry Low NOx Burners |  | 1472 | 11.2381 | GAS | 122 | 1964.9123 | 0.0667 | 0.000595 | 11.2381
520 | Ameren Energy Generating Co | 55438 | Elgin Energy Center | IL | Kane | CT03 | GT | OP | 135 | 115 | 114 |  | 10 | 2002 | NG |  | N | Y | N | IPP Non-CHP | [62 empty] | GAS | IL | Elgin Energy Center | 55438 | CT03 | 2010 |  | ARP, CAIRNOX, CAIROS, CAIRSO2 | 134 | 12 | 12814.96 |  | 0.045 | 0.079 | 4.682 | 8827.275 | 148536.859 | 5 |  | Cook | Electric Utility | 4911 | Electric Services | 41.9997 | -88.2445 | Ameren Energy Generating Company (Owner/Operator) | Phase 2 |  | Operating | Combustion turbine | Pipeline Natural Gas |  |  | Dry Low NOx Burners |  | 1472 | 11.3797 | GAS | 119 | 1978.0702 | 0.079 | 0.000606 | 11.3797
520 | Ameren Energy Generating Co | 55438 | Elgin Energy Center | IL | Kane | CT04 | GT | OP | 135 | 115 | 114 |  | 11 | 2002 | NG |  | N | Y | N | IPP Non-CHP | [62 empty] | GAS | IL | Elgin Energy Center | 55438 | CT04 | 2010 |  | ARP, CAIRNOX, CAIROS, CAIRSO2 | 103.9 | 12 | 10177.79 |  | 0.035 | 0.0674 | 3.264 | 6920.798 | 116448.617 | 5 |  | Cook | Electric Utility | 4911 | Electric Services | 41.9997 | -88.2445 | Ameren Energy Generating Company (Owner/Operator) | Phase 2 |  | Operating | Combustion turbine | Pipeline Natural Gas |  |  | Dry Low NOx Burners |  | 1472 | 11.2574 | GAS | 121 | 1969.2982 | 0.0674 | 0.000601 | 11.2574
528 | Covanta Southeastern Connecticut Company | 10646 | Covanta Southeastern Connecticut Company | CT | New London | GEN1 | ST | OP | 16.9 | 12 | 10 |  | 12 | 1991 | MSW | DFO | N | Y | N | IPP Non-CHP |  |  |  |  | N | [25 empty] | OP | SD |  |  |  | LI |  |  |  | N |  | 75 | 8 | 107000 | 100 | OP | BP | [8 empty] | 99.7¦¦ 99.9 | 0.93¦¦ 1.19 | 108267¦¦ 106200 |  |  |  |  | OTHER SOLID | [39 empty] | 0 | 0 | 10.4
542 | Covanta Essex Company | 10643 | Covanta Essex Company | NJ | Essex | GEN1 | ST | OP | 34.9 | 30 | 30 |  | 11 | 1990 | MSW | DFO | N | Y | N | IPP Non-CHP |  |  |  |  | N | [25 empty] | OP | SD |  |  |  | LI |  |  |  | N |  | 70 | 26 | 270000 | 100 | OP | EW | [8 empty] | 99 | 10 | 270000 |  |  |  |  | OTHER SOLID | [39 empty] | 0 | 0 | 10.4
542 | Covanta Essex Company | 10643 | Covanta Essex Company | NJ | Essex | GEN2 | ST | OP | 34.9 | 30 | 30 |  | 11 | 1990 | MSW | DFO | N | Y | N | IPP Non-CHP |  |  |  |  | N | [25 empty] | OP | SD |  |  |  | LI |  |  |  | N |  | 70 | 26 | 270000 | 100 | OP | EW | [8 empty] | 99 | 10 | 270000 |  |  |  |  | OTHER SOLID | [39 empty] | 0 | 0 | 10.4
547 | American Sugar Refining Inc. | 54512 | Domino Sugar Arabi Plant | LA | SAINT BERNARD | TG1 | ST | OP | 5 | 4.2 | 3.1 |  | 1 | 1949 | NG |  | N | N | Y | Industrial CHP |  |  |  |  | N | [9 empty] | 0.03 |  |  | PB | DP | NP | 1987¦¦ 1988 | 1987¦¦ 1988 | 1987¦¦ 1988 | MS | NC | [37 empty] | GAS | [39 empty] | 0.42015 | 0.001696 | 14.5424
547 | American Sugar Refining Inc. | 54512 | Domino Sugar Arabi Plant | LA | SAINT BERNARD | TG2 | ST | OP | 5 | 2.4 | 2.4 |  | 6 | 2003 | NG |  | N | N | Y | Industrial CHP |  |  |  |  | N | [9 empty] | 0.03 |  |  | PB | DP | NP | 1987¦¦ 1988 | 1987¦¦ 1988 | 1987¦¦ 1988 | MS | NC | [37 empty] | GAS | [39 empty] | 0.7437 | 0.0028892 | 9.594
547 | American Sugar Refining Inc. | 54512 | Domino Sugar Arabi Plant | LA | SAINT BERNARD | TG3 | ST | OP | 4 | 3 | 2.5 |  | 1 | 1949 | NG |  | N | N | Y | Industrial CHP |  |  |  |  | N | [9 empty] | 0.03 |  |  | PB | DP | NP | 1987¦¦ 1988 | 1987¦¦ 1988 | 1987¦¦ 1988 | MS | NC | [37 empty] | GAS | [39 empty] | 0.45936 | 0.001644 | 14.7536
554 | City of Ames - (IA) | 1122 | Ames Electric Services Power Plant | IA | Story | 7 | ST | OP | 37.5 | 35.5 | 35.5 |  | 5 | 1968 | SUB | OBS | Y | Y | N | Electric Utility |  |  |  |  | N | Y |  | Y |  |  |  | 7 | 1968 | [32 empty] | ¦¦OP | ¦¦EK |  |  | ¦¦ 4 |  | ¦¦ .4 | ¦¦ 1.1 |  |  | ¦¦ 97.8 | ¦¦ 52 | ¦¦ 203000 |  |  |  |  | COAL | IA | Ames | 1122 | 7 | 2010 |  | ARP, CAIRNOX, CAIROS, CAIRSO2 | 4298.75 | 12 | 110019 |  | 309.8 | 0.372 | 259.876 | 145477.675 | 1387089.25 | 7 | Mid-Continent Area Power Pool | Story | Electric Utility | 4911 | Electric Services | 42.0247 | -93.6069 | City of Ames (Owner/Operator) | Phase 2 | Early Election | Operating | Tangentially-fired | Coal | Other Oil, Refuse |  |  | Electrostatic Precipitator | 525 | 12.6645 | COAL | 40 | 1936.6197 | 0.372 | 0.44669 | 12.6077
554 | City of Ames - (IA) | 1122 | Ames Electric Services Power Plant | IA | Story | 8 | ST | OP | 71.3 | 66.2 | 66.2 |  | 6 | 1982 | SUB | OBS | Y | Y | N | Electric Utility |  |  |  |  | N | Y |  | Y |  |  |  | 8 | 1982 | [32 empty] | OP | EW |  |  | 4 |  | 0.4 | 1.1 |  |  | 99.4 | 23 | 422000 |  |  |  |  | COAL | IA | Ames | 1122 | 8 | 2010 |  | ARP, CAIRNOX, CAIROS, CAIRSO2 | 6587.75 | 12 | 277491 |  | 634.423 | 0.4213 | 695.879 | 344820.5 | 3287760.1 | 7 | Mid-Continent Area Power Pool | Story | Electric Utility | 4911 | Electric Services | 42.0247 | -93.6069 | City of Ames (Owner/Operator) | Phase 2 | Early Election | Operating | Dry bottom wall-fired boiler | Coal | Other Oil, Refuse |  |  | Electrostatic Precipitator | 975 | 11.8722 | COAL | 73 | 1948.6405 | 0.4213 | 0.38593 | 11.8482
554 | City of Ames - (IA) | 6463 | Ames GT | IA | Story | GT1 | GT | OP | 21.3 | 13.9 | 15 |  | 5 | 1972 | DFO |  | N | Y | N | Electric Utility |  |  |  |  | N | [57 empty] | LIQUID | IA | Dayton Avenue Substation | 6463 | GT2 | 2010 |  | ARP, CAIRNOX, CAIROS, CAIRSO2 | 42 | 12 | 694 |  | 0.194 | 0.5482 | 1.225 | 619.8 | 7656.7 | 7 | Mid-Continent Area Power Pool | Story | Electric Utility |  |  | 42.0269 | -93.5828 | City of Ames (Owner/Operator) | Phase 2 |  | Operating | Combustion turbine | Diesel Oil |  |  | Water Injection |  | 313 | 10.7893 | LIQUID | 28 | 66.6667 | 0.5482 | 0.050675 | 10.7893
554 | City of Ames - (IA) | 6463 | Ames GT | IA | Story | GT2 | GT | OP | 57.4 | 24.4 |  |  | 9 | 2005 | DFO |  | N | Y | N | Electric Utility |  |  |  |  | N | [57 empty] | LIQUID | IA | Dayton Avenue Substation | 6463 | GT2 | 2010 |  | ARP, CAIRNOX, CAIROS, CAIRSO2 | 42 | 12 | 694 |  | 0.194 | 0.5482 | 1.225 | 619.8 | 7656.7 | 7 | Mid-Continent Area Power Pool | Story | Electric Utility |  |  | 42.0269 | -93.5828 | City of Ames (Owner/Operator) | Phase 2 |  | Operating | Combustion turbine | Diesel Oil |  |  | Water Injection |  | 313 | 10.7893 | LIQUID | 28 | 1475 | 0.5482 | 0.050675 | 10.7893
563 | American Bituminous Power LP | 10151 | Grant Town Power Plant | WV | Marion | GEN1 | ST | OP | 95.7 | 80 | 80 |  | 7 | 1992 | WC | NG | N | Y | N | IPP Non-CHP |  |  |  |  | N |  | Y | [38 empty] | OP | BP |  |  | 48 |  | 6.1 |  |  |  | 99.5 | 17 | 236000 |  |  |  |  | COAL | WV | Grant Town Power Plant | 10151 | 1A | 2010 | CS1 | CAIRNOX, CAIROS, CAIRSO2 | 6499.42 | 12 |  | 2521179.89 | 1005.137 | 0.2905 | 570.625 | 401579.055 | 3913994.116 | 3 |  | Marion | Small Power Producer |  |  | 39.5611 | -80.1642 | American Bituminous Power Partners (Owner) Edison Mission Operation & Maintenance (Operator) |  |  | Operating | Circulating fluidized bed boiler | Coal Refuse |  | Fluidized Bed Limestone Injection | Selective Non-catalytic Reduction Combustion Modification/Fuel Reburning | Baghouse | 866.5 | 10.4 | COAL | 61.0044 | 344.3099 | 0.2905 | 0.51361 | 11.146
570 | Covanta Delaware Valley LP | 10746 | Covanta Delaware Valley | PA | Delaware | GEN1 | ST | OP | 90 | 80 | 80 |  | 4 | 1991 | MSW | NG | N | Y | N | IPP Non-CHP |  |  |  |  | N | [25 empty] | OP | SD |  |  |  | LI |  |  |  | N |  | 91.9¦¦ 93¦¦ 90.6¦¦ 92.2¦¦ 92.4¦¦ 91.5 | 10.58¦¦ 8.1¦¦ 11.38¦¦ 9.03¦¦ 9.74¦¦ 10.23 | 141519¦¦ 134411¦¦ 137886¦¦ 137908¦¦ 143547¦¦ 139261 | 100 | OP | BP | [8 empty] | 99.9 | 0.28¦¦ .32¦¦ .66¦¦ .42¦¦ .22¦¦ .28 | 135214¦¦ 134818¦¦ 133843¦¦ 129502¦¦ 140910¦¦ 125759 |  |  |  |  | OTHER SOLID | [39 empty] | 0 | 0 | 10.4
590 | City of Anaheim - (CA) | 7693 | Anaheim GT | CA | Orange | 1 | GT | OP | 49.2 | 44.5 | 46.5 |  | 5 | 1991 | NG |  | N | Y | N | Electric Utility | [62 empty] | GAS | CA | Anaheim Combustion Turbine | 7693 | 1 | 2010 |  | ARP | 1032.27 | 12 | 42597.68 |  | 0.125 | 0.029 | 5.124 | 24745.359 | 416402.281 | 9 |  | Orange | Electric Utility | 3511 | Turbines and Turbine Generator | 33.8539 | -117.8561 | City of Anaheim (Owner/Operator) | Phase 2 |  | Operating | Combustion turbine | Pipeline Natural Gas |  |  | Selective Catalytic Reduction |  | 467.9 | 9.4285 | GAS | 48 | 1983.871 | 0.029 | 0.0006 | 9.4285
590 | City of Anaheim - (CA) | 57027 | Canyon Power Plant | CA | Orange | CPP1 | GT | OP | 50 | 50 | 50 |  | 9 | 2011 | NG |  | N | Y | N | Electric Utility |  |  |  |  | N | [57 empty] | GAS | [39 empty] | 0.020493 | 0.0001957 | 10.2613
590 | City of Anaheim - (CA) | 57027 | Canyon Power Plant | CA | Orange | CPP2 | GT | OP | 50 | 48.5 | 48.5 |  | 9 | 2011 | NG |  | N | Y | N | Electric Utility |  |  |  |  | N | [57 empty] | GAS | [39 empty] | 0.020493 | 0.0001957 | 10.2613
590 | City of Anaheim - (CA) | 57027 | Canyon Power Plant | CA | Orange | CPP3 | GT | OP | 50 | 48.5 | 48.5 |  | 8 | 2011 | NG |  | N | Y | N | Electric Utility |  |  |  |  | N | [57 empty] | GAS | [39 empty] | 0.020493 | 0.0001957 | 10.2613
590 | City of Anaheim - (CA) | 57027 | Canyon Power Plant | CA | Orange | CPP4 | GT | OP | 50 | 50 | 50 |  | 8 | 2011 | NG |  | N | Y | N | Electric Utility |  |  |  |  | N | [57 empty] | GAS | [39 empty] | 0.020493 | 0.0001957 | 10.2613
599 | Anchorage Municipal Light and Power | 75 | Anchorage 1 | AK | Anchorage | 1 | GT | OP | 12.5 | 14 | 16.2 |  | 11 | 1962 | NG | DFO | Y | Y | N | Electric Utility |  |  |  |  | N | [57 empty] | GAS | [39 empty] | 0.20917 | 0.0016852 | 11.7143
599 | Anchorage Municipal Light and Power | 75 | Anchorage 1 | AK | Anchorage | 2 | GT | OP | 12.5 | 14 | 16.2 |  | 3 | 1962 | NG | DFO | Y | Y | N | Electric Utility |  |  |  |  | N | [57 empty] | GAS | [39 empty] | 0.20917 | 0.0016852 | 11.7143
599 | Anchorage Municipal Light and Power | 75 | Anchorage 1 | AK | Anchorage | 3R | GT | OP | 48.9 | 29.3 | 32.9 |  | 8 | 2007 | NG |  | N | Y | N | Electric Utility |  |  |  |  | N | [57 empty] | GAS | [39 empty] | 0.029381 | 0.0002361 | 11.1713
599 | Anchorage Municipal Light and Power | 75 | Anchorage 1 | AK | Anchorage | 4 | GT | OP | 27 | 31.1 | 33.2 |  | 3 | 1972 | NG | DFO | Y | Y | N | Electric Utility |  |  |  |  | N | [57 empty] | GAS | [39 empty] | 0.1384 | 0.0012305 | 13.4814
599 | Anchorage Municipal Light and Power | 77 | Eklutna Hydro Project | AK | Matanuska-Susitna | 1 | HY | OP | 22.2 | 22.2 | 22.2 |  | 1 | 1955 | WAT |  | N | Y | N | Electric Utility |  |  |  |  | N | [57 empty] | N/A | [39 empty] | 0 | 0 | 10.4
599 | Anchorage Municipal Light and Power | 77 | Eklutna Hydro Project | AK | Matanuska-Susitna | 2 | HY | OP | 22.2 | 22.2 | 22.2 |  | 4 | 1955 | WAT |  | N | Y | N | Electric Utility |  |  |  |  | N | [57 empty] | N/A | [39 empty] | 0 | 0 | 10.4
599 | Anchorage Municipal Light and Power | 6559 | George M Sullivan Generation Plant 2 | AK | Anchorage | 5 | CT | OP | 38.1 | 33.8 | 37.4 |  | 1 | 1975 | NG | DFO | Y | Y | N | Electric Utility |  |  |  |  | N | [57 empty] | GAS | [39 empty] | 0.083516 | 0.0008806 | 13.3581
599 | Anchorage Municipal Light and Power | 6559 | George M Sullivan Generation Plant 2 | AK | Anchorage | 6 | CA | OP | 33 | 34 | 37.5 |  | 3 | 1979 | NG |  | N | Y | N | Electric Utility |  |  |  |  | N | [57 empty] | GAS | [39 empty] | 0 | 0 | 10.4
599 | Anchorage Municipal Light and Power | 6559 | George M Sullivan Generation Plant 2 | AK | Anchorage | 7 | CT | OP | 102.6 | 74.4 | 81.8 |  | 6 | 1979 | NG | DFO | Y | Y | N | Electric Utility |  |  |  |  | N | [57 empty] | GAS | [39 empty] | 0.043455 | 0.0006634 | 11.1065
599 | Anchorage Municipal Light and Power | 6559 | George M Sullivan Generation Plant 2 | AK | Anchorage | GT8 | GT | OP | 92.6 | 77.7 | 86.5 |  | 12 | 1984 | NG |  | N | Y | N | Electric Utility |  |  |  |  | N | [57 empty] | GAS | [39 empty] | 0.071317 | 0.0007429 | 14.7035
623 | Anheuser-Busch Inc | 10430 | Anheuser-Busch St Louis | MO | SAINT LOUIS CITY | GEN1 | ST | OP | 11 | 11 | 11 |  | 1 | 1947 | BIT | NG | Y | Y | Y | Industrial CHP |  |  |  |  | N | Y | [39 empty] | OP | EW |  |  | 8 |  | 0.4 | 3.6 |  |  | 92 | 40¦¦ 33¦¦ 12¦¦ 12 | 89000¦¦ 98000¦¦ 87000¦¦ 87000 |  |  |  |  | COAL | [39 empty] | 0.81146 | 1.4125 | 13.6428
623 | Anheuser-Busch Inc | 10430 | Anheuser-Busch St Louis | MO | SAINT LOUIS CITY | GEN3 | ST | OP | 11 | 11 | 11 |  | 1 | 1948 | BIT | NG | Y | Y | Y | Industrial CHP |  |  |  |  | N | Y | [39 empty] | OP | EW |  |  | 8 |  | 0.4 | 3.6 |  |  | 92 | 40¦¦ 33¦¦ 12¦¦ 12 | 89000¦¦ 98000¦¦ 87000¦¦ 87000 |  |  |  |  | COAL | [39 empty] | 0.80856 | 1.3976 | 13.5964
623 | Anheuser-Busch Inc | 10430 | Anheuser-Busch St Louis | MO | SAINT LOUIS CITY | GEN4 | ST | OP | 4.1 | 4.1 | 4.1 |  | 1 | 1939 | BIT | NG | Y | Y | Y | Industrial CHP |  |  |  |  | N | Y | [39 empty] | OP | EW |  |  | 8 |  | 0.4 | 3.6 |  |  | 92 | 40¦¦ 33¦¦ 12¦¦ 12 | 89000¦¦ 98000¦¦ 87000¦¦ 87000 |  |  |  |  | COAL | [39 empty] | 0.9544 | 1.8942 | 15.3778
623 | Anheuser-Busch Inc | 10431 | Anheuser-Busch Jacksonville | FL | DUVAL | GEN1 | GT | OP | 8.6 | 8.6 | 8.6 |  | 11 | 1987 | NG |  | N | Y | Y | Industrial CHP |  |  |  |  | N | [57 empty] | GAS | [39 empty] | 0.28736 | 0.0039127 | 10.0572
641 | ANP Bellingham Energy Company LLC | 55211 | ANP Bellingham Energy Project | MA | Norfolk | U1 | CS | OP | 289 | 236.4 | 266.6 |  | 11 | 2002 | NG |  | N | Y | N | IPP Non-CHP |  |  |  |  | N | [57 empty] | GAS | MA | ANP Bellingham Energy Company, LLC | 55211 | 1 | 2010 |  | ARP, CAIROS, RGGI | 4973.59 | 12 | 629439.83 |  | 2.165 | 0.0132 | 27.843 | 428807.701 | 7215453.807 | 1 |  | Norfolk | Electric Utility |  |  | 42.1113 | -71.4529 | ANP Operations Company (Owner) (Ended Sep 16, 2010) IPA Operations, Inc. (Operator) ANP Bellingham Energy Company, LLC (Owner) (Started Sep 16, 2010) | Phase 2 |  | Operating | Combined cycle | Pipeline Natural Gas |  |  | Dry Low NOx Burners Selective Catalytic Reduction |  | 2184 | 11.1473 | GAS | 189 | 294.709 | 0.0132 | 0.0006 | 11.1473
641 | ANP Bellingham Energy Company LLC | 55211 | ANP Bellingham Energy Project | MA | Norfolk | U2 | CS | OP | 289 | 238.6 | 268.8 |  | 12 | 2002 | NG |  | N | Y | N | IPP Non-CHP |  |  |  |  | N | [57 empty] | GAS | MA | ANP Bellingham Energy Company, LLC | 55211 | 2 | 2010 |  | ARP, CAIROS, RGGI | 3808.62 | 12 | 476411.71 |  | 1.675 | 0.0166 | 22.884 | 331761.133 | 5582504.815 | 1 |  | Norfolk | Electric Utility |  |  | 42.1113 | -71.4529 | ANP Operations Company (Owner) (Ended Sep 16, 2010) IPA Operations, Inc. (Operator) ANP Bellingham Energy Company, LLC (Owner) (Started Sep 16, 2010) | Phase 2 |  | Operating | Combined cycle | Pipeline Natural Gas |  |  | Dry Low NOx Burners Selective Catalytic Reduction |  | 2184 | 11.4355 | GAS | 181 | 257.4586 | 0.0166 | 0.0006 | 11.4355
656 | ANP Blackstone Energy Company LLC | 55212 | ANP Blackstone Energy Project | MA | Worcester | U1 | CS | OP | 289 | 218.3 | 248.3 |  | 6 | 2001 | NG |  | N | Y | N | IPP Non-CHP |  |  |  |  | N | [57 empty] | GAS | MA | ANP Blackstone Energy Company, LLC | 55212 | 1 | 2010 |  | ARP, CAIROS, RGGI | 4457.4 | 12 | 592622.44 |  | 1.967 | 0.0182 | 30.325 | 389719.8 | 6557853.934 | 1 |  | Worcester | Electric Utility |  |  | 42.0575 | -71.5172 | ANP Operations Company (Owner) (Ended Sep 16, 2010) IPA Operations, Inc. (Operator) ANP Blackstone Energy Company, LLC (Owner) (Started Sep 16, 2010) | Phase 2 |  | Operating | Combined cycle | Pipeline Natural Gas |  |  | Dry Low NOx Burners Selective Catalytic Reduction |  | 2184 | 10.8797 | GAS | 178 | 302.5281 | 0.0182 | 0.0006 | 10.8797
656 | ANP Blackstone Energy Company LLC | 55212 | ANP Blackstone Energy Project | MA | Worcester | U2 | CS | OP | 289 | 221.3 | 245.4 |  | 7 | 2001 | NG |  | N | Y | N | IPP Non-CHP |  |  |  |  | N | [57 empty] | GAS | MA | ANP Blackstone Energy Company, LLC | 55212 | 2 | 2010 |  | ARP, CAIROS, RGGI | 4206.12 | 12 | 567121.57 |  | 1.923 | 0.0128 | 23.77 | 380921.911 | 6409708.87 | 1 |  | Worcester | Electric Utility |  |  | 42.0575 | -71.5172 | ANP Operations Company (Owner) (Ended Sep 16, 2010) IPA Operations, Inc. (Operator) ANP Blackstone Energy Company, LLC (Owner) (Started Sep 16, 2010) | Phase 2 |  | Operating | Combined cycle | Pipeline Natural Gas |  |  | Dry Low NOx Burners Selective Catalytic Reduction |  | 2184 | 11.1737 | GAS | 173 | 290.7514 | 0.0128 | 0.0006 | 11.1737
682 | City of Anita | 1123 | Anita | IA | Cass | 3 | IC | OP | 0.3 | 0.2 | 0.3 |  | 3 | 1951 | DFO |  | N | Y | N | Electric Utility |  |  |  |  | N | [57 empty] | LIQUID | [39 empty] | 0.7385 | 0.025484 | 12.5895
682 | City of Anita | 1123 | Anita | IA | Cass | 2 | IC | OP | 0.2 | 0.1 | 0.2 |  | 10 | 1939 | DFO |  | N | Y | N | Electric Utility |  |  |  |  | N | [57 empty] | LIQUID | [39 empty] | 0.7385 | 0.025484 | 12.5895
682 | City of Anita | 1123 | Anita | IA | Cass | 4 | IC | OP | 0.2 | 0.2 | 0.2 |  | 4 | 2000 | DFO |  | N | Y | N | Electric Utility | [62 empty] | LIQUID | [39 empty] | 0.7385 | 0.025484 | 12.5895
682 | City of Anita | 1123 | Anita | IA | Cass | 5 | IC | OP | 0.2 | 0.2 | 0.2 |  | 4 | 2000 | DFO |  | N | Y | N | Electric Utility | [62 empty] | LIQUID | [39 empty] | 0.7385 | 0.025484 | 12.5895
682 | City of Anita | 1123 | Anita | IA | Cass | 6 | IC | OP | 2 | 2 | 2 |  | 4 | 2003 | DFO |  | N | Y | N | Electric Utility | [62 empty] | LIQUID | [39 empty] | 0.7385 | 0.025484 | 12.5895
695 | City of Ansley | 2214 | Ansley | NE | Custer | 2 | IC | OP | 0.9 | 0.8 | 0.8 |  | 10 | 1976 | NG | DFO | Y | Y | N | Electric Utility |  |  |  |  | N | [57 empty] | GAS | [39 empty] | 1.1659 | 0.0016829 | 10.4
695 | City of Ansley | 2214 | Ansley | NE | Custer | 3 | IC | OP | 0.6 | 0.5 | 0.5 |  | 6 | 1969 | DFO |  | N | Y | N | Electric Utility |  |  |  |  | N | [57 empty] | LIQUID | [39 empty] | 0.7385 | 0.025484 | 12.5895
701 | City of Anthony - (KS) | 1258 | Anthony | KS | Harper | IC1 | IC | OP | 4.1 | 4.1 | 4.1 |  | 8 | 1972 | NG | DFO | Y | N | N | Electric Utility |  |  |  |  | N | [57 empty] | GAS | [39 empty] | 1.1659 | 0.0016829 | 10.4
701 | City of Anthony - (KS) | 1258 | Anthony | KS | Harper | IC2 | IC | OP | 3 | 3 | 3 |  | 6 | 1976 | NG | DFO | Y | N | N | Electric Utility |  |  |  |  | N | [57 empty] | GAS | [39 empty] | 1.1659 | 0.0016829 | 10.4
701 | City of Anthony - (KS) | 1258 | Anthony | KS | Harper | IC3 | IC | OP | 4 | 4 | 4 |  | 7 | 1981 | NG | DFO | Y | N | N | Electric Utility |  |  |  |  | N | [57 empty] | GAS | [39 empty] | 1.1659 | 0.0016829 | 10.4
733 | Appalachian Power Co | 3774 | Claytor | VA | Pulaski | 1 | HY | OP | 18.7 | 14.7 | 28.2 | G882 | 8 | 1939 | WAT |  | N | Y | N | Electric Utility | [62 empty] | N/A | [39 empty] | 0 | 0 | 10.4
733 | Appalachian Power Co | 3774 | Claytor | VA | Pulaski | 3 | HY | OP | 18.7 | 14.7 | 28.2 | G882 | 8 | 1939 | WAT |  | N | Y | N | Electric Utility | [62 empty] | N/A | [39 empty] | 0 | 0 | 10.4
733 | Appalachian Power Co | 3775 | Clinch River | VA | Russell | 1 | ST | OP | 237.5 | 230 | 235 |  | 9 | 1958 | BIT |  | N | Y | N | Electric Utility |  |  |  |  | N | Y |  | Y |  |  |  | 1 | 1958 | 857942 | [31 empty] | OP | EC |  |  | 20 |  | 0.5 |  |  |  | 99.7 | 97 | 900000 | OP | FR | BF |  | COAL | VA | Clinch River | 3775 | 1 | 2010 | CS012 | ARP, CAIRNOX, CAIROS, CAIRSO2 | 6979.13 | 12 | 789806.71 |  | 3421.273 | 0.2264 | 1009.386 | 845685.087 | 8063382.567 | 3 | East Central Area Reliability Coordination Agreement | Russell | Electric Utility | 4911 | Electric Services | 36.9333 | -82.1997 | Appalachian Power Company (Owner/Operator) | Phase 2 | Group 2 | Operating | Dry bottom vertically-fired boiler | Coal |  |  | Low NOx Burner Technology (Dry Bottom only) Selective Non-catalytic Reduction | Electrostatic Precipitator | 1920 | 9.1339 | COAL | 248 | 1972.3404 | 0.2264 | 0.84859 | 9.1339
733 | Appalachian Power Co | 3775 | Clinch River | VA | Russell | 2 | ST | OP | 237.5 | 230 | 235 |  | 12 | 1958 | BIT |  | N | Y | N | Electric Utility |  |  |  |  | N | Y |  | Y |  |  |  | 1 | 1958 | 857942 | 0.07 |  |  | PC | OT | NM | 1976 | 1977 | 1974 | MS | SS | [20 empty] | OP | EC |  |  | 20 |  | 0.5 |  |  |  | 99.7 | 97 | 900000 |  |  |  |  | COAL | VA | Clinch River | 3775 | 2 | 2010 | CS012 | ARP, CAIRNOX, CAIROS, CAIRSO2 | 4597.09 | 12 | 544048.27 |  | 2234.386 | 0.2466 | 725.471 | 560479.155 | 5343991.301 | 3 | East Central Area Reliability Coordination Agreement | Russell | Electric Utility | 4911 | Electric Services | 36.9333 | -82.1997 | Appalachian Power Company (Owner/Operator) | Phase 2 | Group 2 | Operating | Dry bottom vertically-fired boiler | Coal |  |  | Low NOx Burner Technology (Dry Bottom only) Selective Non-catalytic Reduction | Electrostatic Precipitator | 1920 | 9.0567 | COAL | 250 | 1968.0851 | 0.2466 | 0.83622 | 9.0567
733 | Appalachian Power Co | 3775 | Clinch River | VA | Russell | 3 | ST | OP | 237.5 | 230 | 235 |  | 12 | 1961 | BIT |  | N | Y | N | Electric Utility |  |  |  | 2015 | N | Y |  | Y |  |  |  | 3 | 1961 | 457300 | 0.07 |  |  | PC | OT | NM | 1976 | 1977 | 1974 | MS | SS | [20 empty] | OP | EC |  |  | 20 |  | 0.5 |  |  |  | 99.7 | 97 | 900000 |  |  |  |  | COAL | VA | Clinch River | 3775 | 3 | 2010 |  | ARP, CAIRNOX, CAIROS, CAIRSO2 | 2393.86 | 12 | 267144.39 |  | 1109.529 | 0.19 | 261.354 | 267273.031 | 2548356.576 | 3 | East Central Area Reliability Coordination Agreement | Russell | Electric Utility | 4911 | Electric Services | 36.9333 | -82.1997 | Appalachian Power Company (Owner/Operator) | Phase 2 | Group 2 | Operating | Dry bottom vertically-fired boiler | Coal |  |  | Low NOx Burner Technology (Dry Bottom only) Selective Non-catalytic Reduction | Electrostatic Precipitator | 1920 | 8.7419 | COAL | 240 | 1989.3617 | 0.19 | 0.87078 | 8.7419
733 | Appalachian Power Co | 3776 | Glen Lyn | VA | Giles | 5 | ST | OP | 100 | 90 | 95 |  | 6 | 1944 | BIT |  | N | Y | N | Electric Utility |  |  |  | 2015 | N | Y |  | Y |  |  |  | 5 | 1944 | 298594 | [31 empty] | OP | EK |  |  | 20 |  | 0.5 |  | 0.1 |  | 99.7¦¦ 99.9 | 7 | 254000 |  |  |  |  | COAL | VA | Glen Lyn | 3776 | 52 | 2010 |  | ARP, CAIRNOX, CAIROS, CAIRSO2 | 326.91 | 12 | 8238.15 |  | 79.147 | 0.4138 | 24.205 | 11299.122 | 107730.477 | 3 | East Central Area Reliability Coordination Agreement | Giles | Electric Utility | 4911 | Electric Services | 37.3704 | -80.8639 | Appalachian Power Company (Owner/Operator) | Phase 2 | Early Election | Operating | Tangentially-fired | Coal |  |  | Other | Electrostatic Precipitator | 572 | 12.1492 | COAL | 51 | 68.6275 | 0.4138 | 1.4694 | 12.1492
733 | Appalachian Power Co | 3776 | Glen Lyn | VA | Giles | 6 | ST | OP | 237.5 | 235 | 240 |  | 5 | 1957 | BIT |  | N | Y | N | Electric Utility |  |  |  | 2015 | N | Y |  | Y |  |  |  | 6 | 1957 | 564522 | 0.05 |  |  | PC | OT | NM | 1976 | 1977 | 1974 | MS | SS | [20 empty] | OP | EK |  |  | 20 |  | 0.5 |  | 0.1 |  | 99.9 | 11 | 900000 |  |  |  |  | COAL | VA | Glen Lyn | 3776 | 6 | 2010 |  | ARP, CAIRNOX, CAIROS, CAIRSO2 | 1550.88 | 12 | 205951.87 |  | 1552.81 | 0.3671 | 430.89 | 216543.62 | 2064700.551 | 3 | East Central Area Reliability Coordination Agreement | Giles | Electric Utility | 4911 | Electric Services | 37.3704 | -80.8639 | Appalachian Power Company (Owner/Operator) | Phase 2 | Phase II Group 1 | Operating | Dry bottom wall-fired boiler | Coal |  |  | Low NOx Burner Technology (Dry Bottom only) | Electrostatic Precipitator | 2040 | 9.0919 | COAL | 251 | 1977.0833 | 0.3671 | 1.5042 | 9.0919
733 | Appalachian Power Co | 3777 | Leesville | VA | Pittsylvania | 1 | HY | OP | 20 | 25 | 25 | G883 | 2 | 1964 | WAT |  | N | Y | N | Electric Utility | [62 empty] | N/A | [39 empty] | 0 | 0 | 10.4
733 | Appalachian Power Co | 3780 | Smith Mountain | VA | Franklin | 1 | PS | OP | 66 | 66 | 66 |  | 12 | 1965 | WAT |  | N | Y | N | Electric Utility |  |  |  |  | N | [57 empty] | N/A | [39 empty] | 0 | 0 | 10.4
733 | Appalachian Power Co | 3780 | Smith Mountain | VA | Franklin | 2 | HY | OP | 150.1 | 174 | 174 |  | 12 | 1965 | WAT |  | N | Y | N | Electric Utility |  |  |  |  | N | [57 empty] | N/A | [39 empty] | 0 | 0 | 10.4
733 | Appalachian Power Co | 3780 | Smith Mountain | VA | Franklin | 3 | PS | OP | 115.3 | 106 | 106 |  | 6 | 1980 | WAT |  | N | Y | N | Electric Utility |  |  |  |  | N | [57 empty] | N/A | [39 empty] | 0 | 0 | 10.4
733 | Appalachian Power Co | 3780 | Smith Mountain | VA | Franklin | 4 | HY | OP | 150.1 | 174 | 174 |  | 2 | 1966 | WAT |  | N | Y | N | Electric Utility |  |  |  |  | N | [57 empty] | N/A | [39 empty] | 0 | 0 | 10.4
733 | Appalachian Power Co | 3780 | Smith Mountain | VA | Franklin | 5 | PS | OP | 66 | 66 | 66 |  | 2 | 1966 | WAT |  | N | Y | N | Electric Utility |  |  |  |  | N | [57 empty] | N/A | [39 empty] | 0 | 0 | 10.4
733 | Appalachian Power Co | 3935 | John E Amos | WV | Putnam | 1 | ST | OP | 816.3 | 800 | 800 |  | 9 | 1971 | BIT |  | N | Y | N | Electric Utility |  |  |  |  | N | Y |  |  | Y | [21 empty] | OP | TR |  |  |  | LS |  |  |  | N | 2.8 | 98 | 736 | 2682000 | 100 | OP | EK |  |  | 20 |  | 0.8 |  |  |  | 99.8 | 321 | 3000000 |  |  |  |  | COAL | WV | John E Amos | 3935 | 1 | 2010 |  | ARP, CAIRNOX, CAIROS, CAIRSO2 | 4569.67 | 12 | 3074408.88 |  | 15705.473 | 0.0494 | 529.868 | 2621641.248 | 24996599.8 | 3 | East Central Area Reliability Coordination Agreement | Putnam | Electric Utility | 4911 | Electric Services | 38.4731 | -81.8233 | Appalachian Power Company (Owner/Operator) | Phase 2 | Phase II Group 1 | Operating | Dry bottom wall-fired boiler | Coal |  |  | Low NOx Burner Technology (Dry Bottom only) Selective Catalytic Reduction | Electrostatic Precipitator | 7020 | 8.0281 | COAL | 861 | 1961.875 | 0.0494 | 1.2566 | 8.0281
733 | Appalachian Power Co | 3935 | John E Amos | WV | Putnam | 2 | ST | OP | 816.3 | 800 | 800 |  | 6 | 1972 | BIT |  | N | Y | N | Electric Utility |  |  |  |  | N | Y |  |  | Y | [5 empty] | 0.01 | 500 | 100 | PC | DC | NM | 1976 | 1969 | 1998 | MS | NC | [5 empty] | OP | TR |  |  |  | LS |  |  |  | N | 2.8 | 98 | 736 | 2682000 | 100 | OP | EK |  |  | 20 |  | 0.8 |  |  |  | 99.8 | 321 | 3000000 |  |  |  |  | COAL | WV | John E Amos | 3935 | 2 | 2010 |  | ARP, CAIRNOX, CAIROS, CAIRSO2 | 5942.4 | 12 | 4278213.3 |  | 1181.862 | 0.0664 | 1092.46 | 3906848.806 | 37250700.86 | 3 | East Central Area Reliability Coordination Agreement | Putnam | Electric Utility | 4911 | Electric Services | 38.4731 | -81.8233 | Appalachian Power Company (Owner/Operator) | Phase 2 | Phase II Group 1 | Operating | Dry bottom wall-fired boiler | Coal |  | Wet Limestone | Low NOx Burner Technology (Dry Bottom only) Selective Catalytic Reduction | Electrostatic Precipitator | 7020 | 8.4265 | COAL | 869 | 1956.875 | 0.0664 | 0.063454 | 8.4265
733 | Appalachian Power Co | 3935 | John E Amos | WV | Putnam | 3 | ST | OP | 1300 | 1300 | 1300 |  | 10 | 1973 | BIT |  | N | Y | N | Electric Utility |  |  |  |  | N | Y |  |  | Y |  |  | 2 | 2010 | 2327500 | [16 empty] | OP | TR |  |  |  | LS |  |  |  | N | 2.8 | 98 | 1176 | 4280000 | 100 | OP | EK |  |  | 20 |  | 0.8 |  |  |  | 99.7 | 557 | 4402000 | OP | FR | SR |  | COAL | WV | John E Amos | 3935 | 3 | 2010 |  | ARP, CAIRNOX, CAIROS, CAIRSO2 | 7654.78 | 12 | 9271159.07 |  | 2980.268 | 0.0606 | 2445.628 | 9305482.397 | 88725013.62 | 3 | East Central Area Reliability Coordination Agreement | Putnam | Electric Utility | 4911 | Electric Services | 38.4731 | -81.8233 | Appalachian Power Company (Owner/Operator) | Phase 2 | Group 2 | Operating | Cell burner boiler | Coal |  | Wet Limestone | Low NOx Cell Burner Selective Catalytic Reduction | Electrostatic Precipitator | 11900 | 9.5106 | COAL | 1418 | 1954.6154 | 0.0606 | 0.06718 | 9.5106
733 | Appalachian Power Co | 3936 | Kanawha River | WV | Kanawha | 1 | ST | OP | 219.6 | 200 | 200 |  | 7 | 1953 | BIT |  | N | Y | N | Electric Utility |  |  |  | 2014 | N | Y |  | Y |  |  |  | 1 | 1969 | 1100000 | [31 empty] | OP | EC |  |  | 10 |  | 0.7 | 3 |  |  | 98.5 | 40 | 775000 |  |  |  |  | COAL | WV | Kanawha River | 3936 | 1 | 2010 | CS012 | ARP, CAIRNOX, CAIROS, CAIRSO2 | 3207.7 | 12 | 414777.26 |  | 2422.391 | 0.2954 | 565.884 | 369601.99 | 3524070.737 | 3 | East Central Area Reliability Coordination Agreement | Kanawha | Electric Utility | 4911 | Electric Services | 38.2056 | -81.4211 | Appalachian Power Company (Owner/Operator) | Phase 2 | Group 2 | Operating | Dry bottom vertically-fired boiler | Coal |  |  | Low NOx Burner Technology (Dry Bottom only) | Electrostatic Precipitator | 1950 | 8.2048 | COAL | 225 | 1937.5 | 0.2954 | 1.3748 | 8.2048
733 | Appalachian Power Co | 3936 | Kanawha River | WV | Kanawha | 2 | ST | OP | 219.6 | 200 | 200 |  | 12 | 1953 | BIT |  | N | Y | N | Electric Utility |  |  |  | 2014 | N | Y |  | Y |  |  |  | 1 | 1969 | 1100000 | [31 empty] | OP | EC |  |  | 10 |  | 0.7 | 3 |  |  | 98.5 | 40 | 775000 |  |  |  |  | COAL | WV | Kanawha River | 3936 | 2 | 2010 | CS012 | ARP, CAIRNOX, CAIROS, CAIRSO2 | 6219.32 | 12 | 828400.19 |  | 4573.779 | 0.2614 | 950.053 | 700595.867 | 6680000.661 | 3 | East Central Area Reliability Coordination Agreement | Kanawha | Electric Utility | 4911 | Electric Services | 38.2056 | -81.4211 | Appalachian Power Company (Owner/Operator) | Phase 2 | Group 2 | Operating | Dry bottom vertically-fired boiler | Coal |  |  | Low NOx Burner Technology (Dry Bottom only) | Electrostatic Precipitator | 1950 | 7.8478 | COAL | 231 | 1922.5 | 0.2614 | 1.3694 | 7.8478
733 | Appalachian Power Co | 3938 | Philip Sporn | WV | Mason | 1 | ST | OP | 152.5 | 145 | 150 |  | 1 | 1950 | BIT |  | N | Y | N | Electric Utility |  |  |  |  | N | Y |  | Y |  |  |  | 1 | 1962 | 1200000 | [31 empty] | OP | EK |  |  | 16 |  | 2 |  | 2 |  | 99.7 | 73 | 600000 |  |  |  |  | COAL | WV | Phil Sporn | 3938 | 21 | 2010 | CS014 | ARP, CAIRNOX, CAIROS, CAIRSO2 | 5179.79 | 12 | 578523.33 |  | 3787.27 | 0.2911 | 777.358 | 544458.093 | 5191257.412 | 3 | East Central Area Reliability Coordination Agreement | Mason | Electric Utility | 4911 | Electric Services | 38.9669 | -81.9231 | Ohio Power Company (Owner) Central Operating Company (Operator) | Phase 2 | Group 2 | Operating | Dry bottom vertically-fired boiler | Coal |  |  | Low NOx Burner Technology (Dry Bottom only) | Electrostatic Precipitator | 1311 | 8.8128 | COAL | 161 | 463.3333 | 0.2911 | 1.4591 | 8.8128
733 | Appalachian Power Co | 3938 | Philip Sporn | WV | Mason | 2 | ST | OP | 152.5 | 145 | 150 |  | 7 | 1950 | BIT |  | N | Y | N | Electric Utility |  |  |  | 2014 | N | Y |  | Y |  |  |  | 1 | 1962 | 1200000 | [31 empty] | OP | EK |  |  | 16 |  | 2 |  | 2 |  | 99.7 | 73 | 600000 |  |  |  |  | COAL | WV | Phil Sporn | 3938 | 21 | 2010 | CS014 | ARP, CAIRNOX, CAIROS, CAIRSO2 | 5179.79 | 12 | 578523.33 |  | 3787.27 | 0.2911 | 777.358 | 544458.093 | 5191257.412 | 3 | East Central Area Reliability Coordination Agreement | Mason | Electric Utility | 4911 | Electric Services | 38.9669 | -81.9231 | Ohio Power Company (Owner) Central Operating Company (Operator) | Phase 2 | Group 2 | Operating | Dry bottom vertically-fired boiler | Coal |  |  | Low NOx Burner Technology (Dry Bottom only) | Electrostatic Precipitator | 1311 | 8.8128 | COAL | 161 | 463.3333 | 0.2911 | 1.4591 | 8.8128
733 | Appalachian Power Co | 3938 | Philip Sporn | WV | Mason | 3 | ST | OP | 152.5 | 145 | 150 |  | 8 | 1951 | BIT |  | N | Y | N | Electric Utility |  |  |  |  | N | Y |  | Y |  |  |  | 1 | 1962 | 1200000 | [31 empty] | OP | EK |  |  | 16 |  | 2 |  | 2 |  | 99.7 | 73 | 600000 |  |  |  |  | COAL | WV | Phil Sporn | 3938 | 21 | 2010 | CS014 | ARP, CAIRNOX, CAIROS, CAIRSO2 | 5179.79 | 12 | 578523.33 |  | 3787.27 | 0.2911 | 777.358 | 544458.093 | 5191257.412 | 3 | East Central Area Reliability Coordination Agreement | Mason | Electric Utility | 4911 | Electric Services | 38.9669 | -81.9231 | Ohio Power Company (Owner) Central Operating Company (Operator) | Phase 2 | Group 2 | Operating | Dry bottom vertically-fired boiler | Coal |  |  | Low NOx Burner Technology (Dry Bottom only) | Electrostatic Precipitator | 1311 | 8.8128 | COAL | 161 | 463.3333 | 0.2911 | 1.4591 | 8.8128
733 | Appalachian Power Co | 3938 | Philip Sporn | WV | Mason | 4 | ST | OP | 152.5 | 145 | 150 |  | 2 | 1952 | BIT |  | N | Y | N | Electric Utility |  |  |  | 2014 | N | Y |  | Y |  |  |  | 1 | 1962 | 1200000 | [31 empty] | OP | EK |  |  | 16 |  | 2 |  | 2 |  | 99.7 | 73 | 600000 |  |  |  |  | COAL | WV | Phil Sporn | 3938 | 21 | 2010 | CS014 | ARP, CAIRNOX, CAIROS, CAIRSO2 | 5179.79 | 12 | 578523.33 |  | 3787.27 | 0.2911 | 777.358 | 544458.093 | 5191257.412 | 3 | East Central Area Reliability Coordination Agreement | Mason | Electric Utility | 4911 | Electric Services | 38.9669 | -81.9231 | Ohio Power Company (Owner) Central Operating Company (Operator) | Phase 2 | Group 2 | Operating | Dry bottom vertically-fired boiler | Coal |  |  | Low NOx Burner Technology (Dry Bottom only) | Electrostatic Precipitator | 1311 | 8.8128 | COAL | 161 | 463.3333 | 0.2911 | 1.4591 | 8.8128
733 | Appalachian Power Co | 3938 | Philip Sporn | WV | Mason | 5 | ST | OP | 495.5 | 440 | 450 |  | 12 | 1960 | BIT |  | N | Y | N | Electric Utility |  |  |  | 2012 | N | Y |  |  | Y |  |  | 5 | 1960 | 875000 | [31 empty] | OP | EK |  |  | 16 |  | 2 |  | 2 |  | 99.7 | 207 | 1750000 |  |  |  |  | COAL | WV | Phil Sporn | 3938 | 51 | 2010 |  | ARP, CAIRNOX, CAIROS, CAIRSO2 | 709.92 | 12 | 238766.99 |  | 1527.118 | 0.3423 | 370.88 | 212682.473 | 2027863.285 | 3 | East Central Area Reliability Coordination Agreement | Mason | Electric Utility | 4911 | Electric Services | 38.9669 | -81.9231 | Ohio Power Company (Owner) Central Operating Company (Operator) | Phase 2 | Phase II Group 1 | Operating | Dry bottom wall-fired boiler | Coal |  |  | Low NOx Burner Technology (Dry Bottom only) | Electrostatic Precipitator | 3961 | 8.2172 | COAL | 470 | 477.7778 | 0.3423 | 1.5061 | 8.2172
733 | Appalachian Power Co | 6264 | Mountaineer | WV | Mason | 1 | ST | OP | 1300 | 1300 | 1300 |  | 9 | 1980 | BIT |  | N | Y | N | Electric Utility |  |  |  |  | N | Y |  |  | Y |  |  | 1A | 2007 | [17 empty] | OP | SP |  |  |  | LS |  |  |  | N | 4.5 | 98 | 1960 | 4232000 | 100 | OP | EK |  |  | 20 |  | 1 |  |  |  | 99.7 | 219 | 5100000 |  |  |  |  | COAL | WV | Mountaineer (1301) | 6264 | 1 | 2010 |  | ARP, CAIRNOX, CAIROS, CAIRSO2 | 6857.62 | 12 | 8709601.81 |  | 3247.09 | 0.0584 | 2077.487 | 7894101.606 | 75267938.79 | 3 | East Central Area Reliability Coordination Agreement | Mason | Electric Utility | 4911 | Electric Services | 38.9794 | -81.9344 | Appalachian Power Company (Owner/Operator) | Phase 2 | Early Election | Operating | Dry bottom wall-fired boiler | Coal |  | Wet Limestone | Low NOx Burner Technology (Dry Bottom only) Selective Catalytic Reduction | Electrostatic Precipitator | 11960 | 8.607 | COAL | 1428 | 1950.7692 | 0.0584 | 0.086281 | 8.607
733 | Appalachian Power Co | 55276 | Ceredo Generating Station | WV | Wayne | 1 | GT | OP | 86.5 | 75 | 86 |  | 6 | 2001 | NG |  | N | Y | N | Electric Utility |  |  |  |  | N | [57 empty] | GAS | WV | Ceredo Generating Station | 55276 | 1 | 2010 | CP01 | ARP, CAIRNOX, CAIROS, CAIRSO2 | 159.21 | 12 | 8690.77 |  | 0.033 | 0.0253 | 1.421 | 6447.2 | 109274.6 | 3 | East Central Area Reliability Coordination Agreement | Wayne | Electric Utility | 4911 | Electric Services | 38.3681 | -82.5339 | American Electric Power Company (Owner/Operator) | Phase 2 |  | Operating | Combustion turbine | Pipeline Natural Gas |  |  | Combustion Modification/Fuel Reburning |  | 1114 | 10.4 | GAS | 107.1154 | 1877.2361 | 0.0253 | 0.000604 | 11.5084
733 | Appalachian Power Co | 55276 | Ceredo Generating Station | WV | Wayne | 2 | GT | OP | 86.5 | 75 | 86 |  | 6 | 2001 | NG |  | N | Y | N | Electric Utility |  |  |  |  | N | [57 empty] | GAS | WV | Ceredo Generating Station | 55276 | 2 | 2010 | CP01 | ARP, CAIRNOX, CAIROS, CAIRSO2 | 161.52 | 12 | 9033.52 |  | 0.035 | 0.0257 | 1.477 | 6700.3 | 113579.7 | 3 | East Central Area Reliability Coordination Agreement | Wayne | Electric Utility | 4911 | Electric Services | 38.3681 | -82.5339 | American Electric Power Company (Owner/Operator) | Phase 2 |  | Operating | Combustion turbine | Pipeline Natural Gas |  |  | Combustion Modification/Fuel Reburning |  | 1114 | 10.4 | GAS | 107.1154 | 1877.2361 | 0.0257 | 0.000616 | 11.5084
733 | Appalachian Power Co | 55276 | Ceredo Generating Station | WV | Wayne | 3 | GT | OP | 86.5 | 75 | 86 |  | 6 | 2001 | NG |  | N | Y | N | Electric Utility |  |  |  |  | N | [57 empty] | GAS | WV | Ceredo Generating Station | 55276 | 3 | 2010 | CP01 | ARP, CAIRNOX, CAIROS, CAIRSO2 | 168.94 | 12 | 9717.03 |  | 0.037 | 0.0251 | 1.588 | 7206.5 | 122169.2 | 3 | East Central Area Reliability Coordination Agreement | Wayne | Electric Utility | 4911 | Electric Services | 38.3681 | -82.5339 | American Electric Power Company (Owner/Operator) | Phase 2 |  | Operating | Combustion turbine | Pipeline Natural Gas |  |  | Combustion Modification/Fuel Reburning |  | 1114 | 10.4 | GAS | 107.1154 | 1877.2361 | 0.0251 | 0.000606 | 11.5084
733 | Appalachian Power Co | 55276 | Ceredo Generating Station | WV | Wayne | 4 | GT | OP | 86.5 | 75 | 88.6 |  | 6 | 2001 | NG |  | N | Y | N | Electric Utility |  |  |  |  | N | [57 empty] | GAS | WV | Ceredo Generating Station | 55276 | 4 | 2010 | CP01 | ARP, CAIRNOX, CAIROS, CAIRSO2 | 163.53 | 12 | 8871.53 |  | 0.034 | 0.0256 | 1.451 | 6580.8 | 111550.8 | 3 | East Central Area Reliability Coordination Agreement | Wayne | Electric Utility | 4911 | Electric Services | 38.3681 | -82.5339 | American Electric Power Company (Owner/Operator) | Phase 2 |  | Operating | Combustion turbine | Pipeline Natural Gas |  |  | Combustion Modification/Fuel Reburning |  | 1114 | 10.4 | GAS | 107.1154 | 1895.5114 | 0.0256 | 0.00061 | 11.5084
733 | Appalachian Power Co | 55276 | Ceredo Generating Station | WV | Wayne | 5 | GT | OP | 86.5 | 75 | 86 |  | 6 | 2001 | NG |  | N | Y | N | Electric Utility |  |  |  |  | N | [57 empty] | GAS | WV | Ceredo Generating Station | 55276 | 5 | 2010 | CP01 | ARP, CAIRNOX, CAIROS, CAIRSO2 | 109.24 | 12 | 5385.91 |  | 0.021 | 0.0248 | 0.88 | 3994.2 | 67721.5 | 3 | East Central Area Reliability Coordination Agreement | Wayne | Electric Utility | 4911 | Electric Services | 38.3681 | -82.5339 | American Electric Power Company (Owner/Operator) | Phase 2 |  | Operating | Combustion turbine | Pipeline Natural Gas |  |  | Combustion Modification/Fuel Reburning |  | 1114 | 10.4 | GAS | 107.1154 | 1877.2361 | 0.0248 | 0.00062 | 11.5084
733 | Appalachian Power Co | 55276 | Ceredo Generating Station | WV | Wayne | 6 | GT | OP | 86.5 | 75 | 86 |  | 6 | 2001 | NG |  | N | Y | N | Electric Utility |  |  |  |  | N | [57 empty] | GAS | WV | Ceredo Generating Station | 55276 | 6 | 2010 | CP01 | ARP, CAIRNOX, CAIROS, CAIRSO2 | 120.55 | 12 | 5922.55 |  | 0.023 | 0.0257 | 0.968 | 4392 | 74461 | 3 | East Central Area Reliability Coordination Agreement | Wayne | Electric Utility | 4911 | Electric Services | 38.3681 | -82.5339 | American Electric Power Company (Owner/Operator) | Phase 2 |  | Operating | Combustion turbine | Pipeline Natural Gas |  |  | Combustion Modification/Fuel Reburning |  | 1114 | 10.4 | GAS | 107.1154 | 1877.2361 | 0.0257 | 0.000618 | 11.5084
733 | Appalachian Power Co | 3772 | Buck | VA | Carroll | 1 | HY | OP | 2.8 | 3 | 5.3 | B151 | 1 | 1912 | WAT |  | N | Y | N | Electric Utility | [62 empty] | N/A | [39 empty] | 0 | 0 | 10.4
733 | Appalachian Power Co | 3772 | Buck | VA | Carroll | 2 | HY | OP | 2.8 | 3 | 5.3 | B151 | 1 | 1912 | WAT |  | N | Y | N | Electric Utility | [62 empty] | N/A | [39 empty] | 0 | 0 | 10.4
733 | Appalachian Power Co | 3772 | Buck | VA | Carroll | 3 | HY | OP | 2.8 | 3 | 5.3 | B151 | 1 | 1912 | WAT |  | N | Y | N | Electric Utility | [62 empty] | N/A | [39 empty] | 0 | 0 | 10.4
733 | Appalachian Power Co | 3773 | Byllesby 2 | VA | Carroll | 1 | HY | OP | 5.4 | 7.9 | 4.4 | G881 | 1 | 1912 | WAT |  | N | Y | N | Electric Utility | [62 empty] | N/A | [39 empty] | 0 | 0 | 10.4
733 | Appalachian Power Co | 3773 | Byllesby 2 | VA | Carroll | 2 | HY | OP | 5.4 | 7.9 | 4.4 | G881 | 1 | 1912 | WAT |  | N | Y | N | Electric Utility | [62 empty] | N/A | [39 empty] | 0 | 0 | 10.4
733 | Appalachian Power Co | 3773 | Byllesby 2 | VA | Carroll | 3 | HY | OP | 5.4 | 7.9 | 4.4 | G881 | 1 | 1912 | WAT |  | N | Y | N | Electric Utility | [62 empty] | N/A | [39 empty] | 0 | 0 | 10.4
733 | Appalachian Power Co | 3773 | Byllesby 2 | VA | Carroll | 4 | HY | OP | 5.4 | 7.9 | 4.4 | G881 | 1 | 1912 | WAT |  | N | Y | N | Electric Utility | [62 empty] | N/A | [39 empty] | 0 | 0 | 10.4
733 | Appalachian Power Co | 3774 | Claytor | VA | Pulaski | 2 | HY | OP | 18.7 | 14.7 | 28.2 | G882 | 8 | 1939 | WAT |  | N | Y | N | Electric Utility | [62 empty] | N/A | [39 empty] | 0 | 0 | 10.4
733 | Appalachian Power Co | 3774 | Claytor | VA | Pulaski | 4 | HY | OP | 18.7 | 14.7 | 28.2 | G882 | 8 | 1939 | WAT |  | N | Y | N | Electric Utility | [62 empty] | N/A | [39 empty] | 0 | 0 | 10.4
733 | Appalachian Power Co | 3777 | Leesville | VA | Pittsylvania | 2 | HY | OP | 20 | 25 | 25 | G883 | 3 | 1964 | WAT |  | N | Y | N | Electric Utility | [62 empty] | N/A | [39 empty] | 0 | 0 | 10.4
733 | Appalachian Power Co | 3778 | Niagara | VA | Roanoke | 1 | HY | OP | 2.4 | 0.6 | 1.4 | B152 | 6 | 1954 | WAT |  | N | Y | N | Electric Utility | [62 empty] | N/A | [39 empty] | 0 | 0 | 10.4
733 | Appalachian Power Co | 3778 | Niagara | VA | Roanoke | 2 | HY | OP | 1.2 | 1.2 | 1.2 | B152 | 6 | 1954 | WAT |  | N | Y | N | Electric Utility | [62 empty] | N/A | [39 empty] | 0 | 0 | 10.4
733 | Appalachian Power Co | 3779 | Reusens | VA | Campbell | 1 | HY | OP | 12.5 | 2.6 | 6 | C023 | 1 | 1903 | WAT |  | N | Y | N | Electric Utility | [62 empty] | N/A | [39 empty] | 0 | 0 | 10.4
733 | Appalachian Power Co | 3779 | Reusens | VA | Campbell | 2 | HY | OP | 2.5 | 2.5 | 2.5 | C023 | 1 | 1903 | WAT |  | N | Y | N | Electric Utility | [62 empty] | N/A | [39 empty] | 0 | 0 | 10.4
733 | Appalachian Power Co | 3779 | Reusens | VA | Campbell | 3 | HY | OP | 2.5 | 2.5 | 2.5 | C023 | 1 | 1903 | WAT |  | N | Y | N | Electric Utility | [62 empty] | N/A | [39 empty] | 0 | 0 | 10.4
733 | Appalachian Power Co | 3779 | Reusens | VA | Campbell | 4 | HY | OP | 2.5 | 2.5 | 2.5 | C023 | 1 | 1903 | WAT |  | N | Y | N | Electric Utility | [62 empty] | N/A | [39 empty] | 0 | 0 | 10.4
733 | Appalachian Power Co | 3779 | Reusens | VA | Campbell | 5 | HY | OP | 2.5 | 2.5 | 2.5 | C023 | 1 | 1903 | WAT |  | N | Y | N | Electric Utility | [62 empty] | N/A | [39 empty] | 0 | 0 | 10.4
733 | Appalachian Power Co | 6560 | London | WV | Kanawha | 1 | HY | OP | 4.4 | 6.9 | 11.5 | B154 | 12 | 1935 | WAT |  | N | Y | N | Electric Utility | [62 empty] | N/A | [39 empty] | 0 | 0 | 10.4
733 | Appalachian Power Co | 6560 | London | WV | Kanawha | 2 | HY | OP | 4.8 |  |  | B154 | 12 | 1935 | WAT |  | N | Y | N | Electric Utility | [62 empty] | N/A | [39 empty] | 0 | 0 | 10.4
733 | Appalachian Power Co | 6560 | London | WV | Kanawha | 3 | HY | OP | 4.8 |  |  | B154 | 12 | 1935 | WAT |  | N | Y | N | Electric Utility | [62 empty] | N/A | [39 empty] | 0 | 0 | 10.4
733 | Appalachian Power Co | 6561 | Marmet | WV | Kanawha | 1 | HY | OP | 4.8 | 5.6 | 11.3 | B153 | 12 | 1935 | WAT |  | N | Y | N | Electric Utility | [62 empty] | N/A | [39 empty] | 0 | 0 | 10.4
733 | Appalachian Power Co | 6561 | Marmet | WV | Kanawha | 2 | HY | OP | 4.8 | 5.6 | 11.3 | B153 | 12 | 1935 | WAT |  | N | Y | N | Electric Utility | [62 empty] | N/A | [39 empty] | 0 | 0 | 10.4
733 | Appalachian Power Co | 6561 | Marmet | WV | Kanawha | 3 | HY | OP | 4.8 | 5.6 | 11.3 | B153 | 12 | 1935 | WAT |  | N | Y | N | Electric Utility | [62 empty] | N/A | [39 empty] | 0 | 0 | 10.4
733 | Appalachian Power Co | 6562 | Winfield | WV | Putnam | 1 | HY | OP | 14.7 | 8.9 | 14.5 | C795 | 1 | 1938 | WAT |  | N | Y | N | Electric Utility | [62 empty] | N/A | [39 empty] | 0 | 0 | 10.4
733 | Appalachian Power Co | 6562 | Winfield | WV | Putnam | 2 | HY | OP | 4.9 | 4.9 | 4.9 | C795 | 1 | 1938 | WAT |  | N | Y | N | Electric Utility | [62 empty] | N/A | [39 empty] | 0 | 0 | 10.4
733 | Appalachian Power Co | 6562 | Winfield | WV | Putnam | 3 | HY | OP | 4.9 | 4.9 | 4.9 | C795 | 1 | 1938 | WAT |  | N | Y | N | Electric Utility | [62 empty] | N/A | [39 empty] | 0 | 0 | 10.4
745 | Applied Energy Inc | 10810 | NTC/MCRD Energy Facility | CA | SAN DIEGO | GEN1 | CT | OP | 23 | 21.6 | 22 |  | 5 | 1989 | NG |  | N | Y | Y | IPP CHP |  |  |  |  | N | [57 empty] | GAS | [39 empty] | 0.10232 | 0.0010714 | 12.4986
745 | Applied Energy Inc | 10810 | NTC/MCRD Energy Facility | CA | SAN DIEGO | GEN2 | CA | OP | 2.6 | 2.2 | 2.4 |  | 5 | 1989 | NG |  | N | N | Y | IPP CHP |  |  |  |  | N | [57 empty] | GAS | [39 empty] | 0 | 0 | 10.4
745 | Applied Energy Inc | 10812 | North Island Energy Facility | CA | San Diego | GEN1 | CT | OP | 36.3 | 38 | 38 |  | 6 | 1989 | NG |  | N | Y | Y | IPP CHP |  |  |  |  | N | [57 empty] | GAS | CA | North Island | 10812 | CT1 | 2010 |  | ARP | 8343.49 | 12 |  | 976104.33 | 0.937 | 0.0051 | 7.901 | 185560.937 | 3122494.276 | 9 |  | San Diego | Cogeneration |  |  | 32.705 | -117.189 | Applied Energy LLC (Owner/Operator) | Phase 2 |  | Operating | Combustion turbine | Pipeline Natural Gas |  |  | Selective Catalytic Reduction |  | 456.6 | 10.4 | GAS | 21.418 | 112.8966 | 0.0051 | 0.0006 | 11.9882
745 | Applied Energy Inc | 10811 | Naval Station Energy Facility | CA | San Diego | GEN1 | CT | OP | 38.3 | 36.7 | 37.5 |  | 7 | 1989 | NG |  | N | Y | Y | IPP CHP |  |  |  |  | N | [57 empty] | GAS | [39 empty] | 0.075121 | 0.0009278 | 11.9687
745 | Applied Energy Inc | 10811 | Naval Station Energy Facility | CA | San Diego | GEN2 | CA | OP | 11.6 | 9.8 | 10 |  | 7 | 1989 | NG |  | N | Y | Y | IPP CHP |  |  |  |  | N | [57 empty] | GAS | [39 empty] | 0 | 0 | 10.4
745 | Applied Energy Inc | 10811 | Naval Station Energy Facility | CA | San Diego | GEN3 | CA | OP | 5.2 | 4.8 | 4.8 |  | 7 | 2005 | NG |  | N | N | Y | IPP CHP |  |  |  |  | N | [57 empty] | GAS | [39 empty] | 0 | 0 | 10.4
745 | Applied Energy Inc | 10812 | North Island Energy Facility | CA | San Diego | GEN2 | CA | OP | 4 | 3.5 | 3.8 |  | 6 | 1989 | NG |  | N | N | Y | IPP CHP |  |  |  |  | N | [57 empty] | GAS | [39 empty] | 0 | 0 | 10.4
756 | Appomattox River Associates LP | 10155 | Brasfield | VA | Chesterfield | 1 | HY | OP | 2.9 | 2.9 | 2.9 |  | 9 | 1993 | WAT |  | N | Y | N | IPP Non-CHP |  |  |  |  | N | [57 empty] | N/A | [39 empty] | 0 | 0 | 10.4
765 | City of Arcadia - (WI) | 4100 | Arcadia Electric | WI | Trempealeau | 1 | IC | OP | 1.3 | 1.3 | 1.3 |  | 1 | 1956 | DFO |  | N | Y | N | Electric Utility |  |  |  |  | N | [57 empty] | LIQUID | [39 empty] | 0.7385 | 0.025484 | 12.5895
765 | City of Arcadia - (WI) | 4100 | Arcadia Electric | WI | Trempealeau | 10 | IC | OP | 2 | 2 | 2 |  | 5 | 2007 | DFO |  | N | Y | N | Electric Utility |  |  |  |  | N | [57 empty] | LIQUID | [39 empty] | 0.7385 | 0.025484 | 12.5895
765 | City of Arcadia - (WI) | 4100 | Arcadia Electric | WI | Trempealeau | 2 | IC | OP | 1 | 1 | 1 |  | 1 | 1947 | DFO |  | N | Y | N | Electric Utility |  |  |  |  | N | [57 empty] | LIQUID | [39 empty] | 0.7385 | 0.025484 | 12.5895
765 | City of Arcadia - (WI) | 4100 | Arcadia Electric | WI | Trempealeau | 3 | IC | OP | 0.4 | 0.4 | 0.4 |  | 1 | 1940 | DFO |  | N | Y | N | Electric Utility |  |  |  |  | N | [57 empty] | LIQUID | [39 empty] | 0.7385 | 0.025484 | 12.5895
765 | City of Arcadia - (WI) | 4100 | Arcadia Electric | WI | Trempealeau | 4 | IC | OP | 0.2 | 0.2 | 0.2 |  | 1 | 1930 | DFO |  | N | Y | N | Electric Utility |  |  |  |  | N | [57 empty] | LIQUID | [39 empty] | 0.7385 | 0.025484 | 12.5895
765 | City of Arcadia - (WI) | 4100 | Arcadia Electric | WI | Trempealeau | 5 | IC | OP | 3 | 3 | 3 |  | 9 | 1972 | DFO | NG | Y | Y | N | Electric Utility |  |  |  |  | N | [57 empty] | LIQUID | [39 empty] | 0.7385 | 0.025484 | 12.5895
765 | City of Arcadia - (WI) | 4100 | Arcadia Electric | WI | Trempealeau | 6 | IC | OP | 3 | 3 | 3 |  | 9 | 1987 | DFO | NG | Y | Y | N | Electric Utility |  |  |  |  | N | [57 empty] | LIQUID | [39 empty] | 0.7385 | 0.025484 | 12.5895
765 | City of Arcadia - (WI) | 4100 | Arcadia Electric | WI | Trempealeau | 7 | IC | OP | 2 | 2 | 2 |  | 5 | 2002 | DFO |  | N | Y | N | Electric Utility |  |  |  |  | N | [57 empty] | LIQUID | [39 empty] | 0.7385 | 0.025484 | 12.5895
765 | City of Arcadia - (WI) | 4100 | Arcadia Electric | WI | Trempealeau | 8 | IC | OP | 2 | 2 | 2 |  | 5 | 2002 | DFO |  | N | Y | N | Electric Utility |  |  |  |  | N | [57 empty] | LIQUID | [39 empty] | 0.7385 | 0.025484 | 12.5895
765 | City of Arcadia - (WI) | 4100 | Arcadia Electric | WI | Trempealeau | 9 | IC | OP | 2 | 2 | 2 |  | 11 | 2002 | DFO |  | N | Y | N | Electric Utility |  |  |  |  | N | [57 empty] | LIQUID | [39 empty] | 0.7385 | 0.025484 | 12.5895
768 | City of Arcanum - (OH) | 2902 | Arcanum | OH | Darke | 1 | IC | OP | 0.7 | 0.8 | 0.8 |  | 9 | 1951 | DFO |  | N | Y | N | Electric Utility |  |  |  |  | N | [57 empty] | LIQUID | [39 empty] | 0.7385 | 0.025484 | 12.5895
768 | City of Arcanum - (OH) | 2902 | Arcanum | OH | Darke | 2 | IC | OP | 0.5 | 0.6 | 0.6 |  | 10 | 1946 | DFO |  | N | Y | N | Electric Utility |  |  |  |  | N | [57 empty] | LIQUID | [39 empty] | 0.7385 | 0.025484 | 12.5895
772 | Archer Daniels Midland Co | 10864 | Archer Daniels Midland Cedar Rapids | IA | Linn | GEN6 | ST | OP | 101.1 | 105 | 105 |  | 11 | 2000 | SUB | BIT | N | Y | Y | Industrial CHP |  |  |  |  | N |  | Y |  |  |  |  | FLUE1¦¦FLUE2¦¦FLUE2¦¦FLUE3 | 1988¦¦ 1989¦¦ 1989¦¦ 2001 | 200000¦¦ 275000 | ¦¦ .1 |  |  | ¦¦PC |  | ¦¦NH | ¦¦ 1976 |  | ¦¦ 1974 | [22 empty] | OP | BP¦¦BR |  |  | 4.5 |  | 0.2 | 4.8 |  |  | 99.9 | 11¦¦ 45 | 200000¦¦ 550000 |  |  |  |  | COAL | [39 empty] | 0.16515 | 0.33342 | 11.2413
772 | Archer Daniels Midland Co | 57046 | Archer Daniels Midland Columbus | NE | PLATTE | GEN1 | ST | OP | 71.4 | 61 | 61 |  | 5 | 2010 | SUB | BIT | Y | Y | Y | Industrial CHP |  |  |  |  | N |  | Y | [38 empty] | OP | BP | [8 empty] | 99.8 | 19.3 | 250000 |  |  |  |  | COAL | [39 empty] | 0.10147 | 0.12929 | 11.2601
772 | Archer Daniels Midland Co | 10860 | Archer Daniels Midland Clinton | IA | Clinton | 1A | ST | OP | 75 | 75 | 75 |  | 2 | 2009 | SUB | BIT | Y | N | Y | Industrial CHP |  |  |  |  | N |  | Y |  |  |  |  | FG3¦¦FG1¦¦FG2 | 2009¦¦ 2008¦¦ 2008 | 314000 | [31 empty] | OP | BR |  |  | 2 |  |  | 6.5 |  |  | 99.9 | 27 | 495000 |  |  |  |  | COAL | [39 empty] | 0.085546 | 0.14072 | 11.2667
772 | Archer Daniels Midland Co | 10860 | Archer Daniels Midland Clinton | IA | Clinton | 2A | ST | OP | 105 | 105 | 105 |  | 4 | 2009 | SUB | BIT | Y | Y | Y | Industrial CHP |  |  |  |  | N |  | Y |  |  |  |  | FG3¦¦FG1¦¦FG2 | 2009¦¦ 2008¦¦ 2008 | 314000 | [31 empty] | OP | BR |  |  | 2 |  |  | 6.5 |  |  | 99.9 | 27 | 495000 |  |  |  |  | COAL | [39 empty] | 0.078949 | 0.13589 | 11.2087
772 | Archer Daniels Midland Co | 10861 | Archer Daniels Midland Des Moines | IA | Polk | GEN1 | ST | OP | 7.9 | 7.9 | 7.9 |  | 5 | 1988 | SUB |  | N | N | Y | Industrial CHP |  |  |  |  | N |  | Y | [55 empty] | COAL | [39 empty] | 0.40195 | 0.57932 | 12.3957
772 | Archer Daniels Midland Co | 10862 | Archer Daniels Midland Lincoln | NE | Lancaster | GEN1 | ST | OP | 7.9 | 7.9 | 7.9 |  | 7 | 1988 | SUB |  | N | N | Y | Industrial CHP |  |  |  |  | N |  | Y | [55 empty] | COAL | [39 empty] | 0.42954 | 0.55799 | 12.3697
772 | Archer Daniels Midland Co | 10863 | Archer Daniels Midland Mankato | MN | Blue Earth | GEN1 | ST | OP | 6.1 | 6.2 | 6.2 |  | 10 | 1987 | SUB |  | N | N | Y | Industrial CHP |  |  |  |  | N |  | Y | [55 empty] | COAL | [39 empty] | 0.4372 | 0.60258 | 12.6463
772 | Archer Daniels Midland Co | 10864 | Archer Daniels Midland Cedar Rapids | IA | Linn | GEN1 | ST | OP | 31 | 31 | 31 |  | 11 | 1988 | SUB | BIT | N | Y | Y | Industrial CHP |  |  |  |  | N |  | Y |  |  |  |  | FLUE1¦¦FLUE2¦¦FLUE2¦¦FLUE3 | 1988¦¦ 1989¦¦ 1989¦¦ 2001 | 200000¦¦ 275000 | ¦¦ .1 |  |  | ¦¦PC |  | ¦¦NH | ¦¦ 1976 |  | ¦¦ 1974 | [22 empty] | OP | BP¦¦BR |  |  | 4.5 |  | 0.2 | 4.8 |  |  | 99.9 | 11¦¦ 45 | 200000¦¦ 550000 |  |  |  |  | COAL | [39 empty] | 0.27776 | 0.51523 | 11.7981
772 | Archer Daniels Midland Co | 10864 | Archer Daniels Midland Cedar Rapids | IA | Linn | GEN2 | ST | OP | 31 | 31 | 31 |  | 11 | 1988 | SUB | BIT | N | Y | Y | Industrial CHP |  |  |  |  | N |  | Y |  |  |  |  | FLUE1¦¦FLUE2¦¦FLUE2¦¦FLUE3 | 1988¦¦ 1989¦¦ 1989¦¦ 2001 | 200000¦¦ 275000 | ¦¦ .1 |  |  | ¦¦PC |  | ¦¦NH | ¦¦ 1976 |  | ¦¦ 1974 | [22 empty] | OP | BP¦¦BR |  |  | 4.5 |  | 0.2 | 4.8 |  |  | 99.9 | 11¦¦ 45 | 200000¦¦ 550000 |  |  |  |  | COAL | [39 empty] | 0.27776 | 0.51523 | 11.7981
772 | Archer Daniels Midland Co | 10864 | Archer Daniels Midland Cedar Rapids | IA | Linn | GEN3 | ST | OP | 31 | 31 | 31 |  | 11 | 1988 | SUB | BIT | N | Y | Y | Industrial CHP |  |  |  |  | N |  | Y |  |  |  |  | FLUE1¦¦FLUE2¦¦FLUE2¦¦FLUE3 | 1988¦¦ 1989¦¦ 1989¦¦ 2001 | 200000¦¦ 275000 | ¦¦ .1 |  |  | ¦¦PC |  | ¦¦NH | ¦¦ 1976 |  | ¦¦ 1974 | [22 empty] | OP | BP¦¦BR |  |  | 4.5 |  | 0.2 | 4.8 |  |  | 99.9 | 11¦¦ 45 | 200000¦¦ 550000 |  |  |  |  | COAL | [39 empty] | 0.27776 | 0.51523 | 11.7981
772 | Archer Daniels Midland Co | 10864 | Archer Daniels Midland Cedar Rapids | IA | Linn | GEN4 | ST | OP | 31 | 31 | 31 |  | 11 | 1988 | SUB | BIT | N | Y | Y | Industrial CHP |  |  |  |  | N |  | Y |  |  |  |  | FLUE1¦¦FLUE2¦¦FLUE2¦¦FLUE3 | 1988¦¦ 1989¦¦ 1989¦¦ 2001 | 200000¦¦ 275000 | ¦¦ .1 |  |  | ¦¦PC |  | ¦¦NH | ¦¦ 1976 |  | ¦¦ 1974 | [22 empty] | OP | BP¦¦BR |  |  | 4.5 |  | 0.2 | 4.8 |  |  | 99.9 | 11¦¦ 45 | 200000¦¦ 550000 |  |  |  |  | COAL | [39 empty] | 0.27776 | 0.51523 | 11.7981
772 | Archer Daniels Midland Co | 10864 | Archer Daniels Midland Cedar Rapids | IA | Linn | GEN5 | ST | OP | 31 | 31 | 31 |  | 2 | 1995 | SUB | BIT | N | Y | Y | Industrial CHP |  |  |  |  | N |  | Y |  |  |  |  | FLUE1¦¦FLUE2¦¦FLUE2¦¦FLUE3 | 1988¦¦ 1989¦¦ 1989¦¦ 2001 | 200000¦¦ 275000 | ¦¦ .1 |  |  | ¦¦PC |  | ¦¦NH | ¦¦ 1976 |  | ¦¦ 1974 | [22 empty] | OP | BP¦¦BR |  |  | 4.5 |  | 0.2 | 4.8 |  |  | 99.9 | 11¦¦ 45 | 200000¦¦ 550000 |  |  |  |  | COAL | [39 empty] | 0.24745 | 0.44264 | 11.673
772 | Archer Daniels Midland Co | 10865 | Archer Daniels Midland Decatur | IL | Macon | GEN2 | ST | OP | 31 | 31 | 31 |  | 4 | 1987 | BIT | SUB | N | Y | Y | Industrial CHP |  |  |  |  | N | N | Y |  |  |  |  | STK1¦¦STK2¦¦STK2¦¦STK2¦¦STK3¦¦STK4 | 1987¦¦ 1997¦¦ 2001 | 491610¦¦ 475980¦¦ 475980¦¦ 475980¦¦ 386200¦¦ 386200 | [31 empty] | OP | BR¦¦BP¦¦BP¦¦BP¦¦BP¦¦BP¦¦BP¦¦BR¦¦BR |  |  | 9.3¦¦ 14¦¦ 14¦¦ 14¦¦ 14¦¦ 14¦¦ 14¦¦ 9.3¦¦ 9.3 |  | 3.5¦¦ 4.1¦¦ 4.1¦¦ 4.1¦¦ 4.1¦¦ 4.1¦¦ 4.1¦¦ 3.5¦¦ 3.5 |  |  |  | 100¦¦ 99.4¦¦ 99.4¦¦ 99.4¦¦ 99.4¦¦ 99.4¦¦ 99.4¦¦ 100¦¦ 100 | 6¦¦ 13¦¦ 13¦¦ 13¦¦ 13¦¦ 13¦¦ 12¦¦ 14¦¦ 14 | 200000¦¦ 180000¦¦ 180000¦¦ 180000¦¦ 180000¦¦ 180000¦¦ 200000¦¦ 553800¦¦ 553800 |  |  |  |  | COAL | IL | Archer Daniels Midland Co. | 10865 | FBC2 | 2010 | CS1 | SIPNOX | 7784.77 | 12 |  | 2651937.48 |  |  | 179.65 |  |  | 5 |  | Macon | Cogeneration | 9999 | Nonclassifiable Establishments | 39.8675 | -88.885 | Archer Daniels Midland Company (Owner/Operator) |  |  | Operating | Circulating fluidized bed boiler | Coal | Other Solid Fuel | Dry Lime FGD | Other | Baghouse | 492 | 10.4 | COAL | 63.5155 | -24.4437 | 0.42842 | 0.58799 | 11.3032
772 | Archer Daniels Midland Co | 10865 | Archer Daniels Midland Decatur | IL | Macon | GEN3 | ST | OP | 31 | 31 | 31 |  | 4 | 1987 | BIT | SUB | N | Y | Y | Industrial CHP |  |  |  |  | N |  | Y |  |  |  |  | STK1¦¦STK2¦¦STK2¦¦STK2¦¦STK3¦¦STK4 | 1987¦¦ 1997¦¦ 2001 | 491610¦¦ 475980¦¦ 475980¦¦ 475980¦¦ 386200¦¦ 386200 | [31 empty] | OP | BR¦¦BP¦¦BP¦¦BP¦¦BP¦¦BP¦¦BP¦¦BR¦¦BR |  |  | 9.3¦¦ 14¦¦ 14¦¦ 14¦¦ 14¦¦ 14¦¦ 14¦¦ 9.3¦¦ 9.3 |  | 3.5¦¦ 4.1¦¦ 4.1¦¦ 4.1¦¦ 4.1¦¦ 4.1¦¦ 4.1¦¦ 3.5¦¦ 3.5 |  |  |  | 100¦¦ 99.4¦¦ 99.4¦¦ 99.4¦¦ 99.4¦¦ 99.4¦¦ 99.4¦¦ 100¦¦ 100 | 6¦¦ 13¦¦ 13¦¦ 13¦¦ 13¦¦ 13¦¦ 12¦¦ 14¦¦ 14 | 200000¦¦ 180000¦¦ 180000¦¦ 180000¦¦ 180000¦¦ 180000¦¦ 200000¦¦ 553800¦¦ 553800 |  |  |  |  | COAL | IL | Archer Daniels Midland Co. | 10865 | FBC3 | 2010 | CS1 | SIPNOX | 7979.41 | 12 |  | 2751525.04 |  |  | 189.029 |  |  | 5 |  | Macon | Cogeneration | 9999 | Nonclassifiable Establishments | 39.8675 | -88.885 | Archer Daniels Midland Company (Owner/Operator) |  |  | Operating | Circulating fluidized bed boiler | Coal | Other Solid Fuel | Dry Lime FGD | Other | Baghouse | 492 | 10.4 | COAL | 63.8109 | -29.2086 | 0.42842 | 0.58799 | 11.3032
772 | Archer Daniels Midland Co | 10865 | Archer Daniels Midland Decatur | IL | Macon | GEN4 | ST | OP | 31 | 31 | 31 |  | 5 | 1987 | BIT | SUB | N | Y | Y | Industrial CHP |  |  |  |  | N |  | Y |  |  |  |  | STK1¦¦STK2¦¦STK2¦¦STK2¦¦STK3¦¦STK4 | 1987¦¦ 1997¦¦ 2001 | 491610¦¦ 475980¦¦ 475980¦¦ 475980¦¦ 386200¦¦ 386200 | [31 empty] | OP | BR¦¦BP¦¦BP¦¦BP¦¦BP¦¦BP¦¦BP¦¦BR¦¦BR |  |  | 9.3¦¦ 14¦¦ 14¦¦ 14¦¦ 14¦¦ 14¦¦ 14¦¦ 9.3¦¦ 9.3 |  | 3.5¦¦ 4.1¦¦ 4.1¦¦ 4.1¦¦ 4.1¦¦ 4.1¦¦ 4.1¦¦ 3.5¦¦ 3.5 |  |  |  | 100¦¦ 99.4¦¦ 99.4¦¦ 99.4¦¦ 99.4¦¦ 99.4¦¦ 99.4¦¦ 100¦¦ 100 | 6¦¦ 13¦¦ 13¦¦ 13¦¦ 13¦¦ 13¦¦ 12¦¦ 14¦¦ 14 | 200000¦¦ 180000¦¦ 180000¦¦ 180000¦¦ 180000¦¦ 180000¦¦ 200000¦¦ 553800¦¦ 553800 |  |  |  |  | COAL | IL | Archer Daniels Midland Co. | 10865 | FBC4 | 2010 | CS2 | SIPNOX | 7716.18 | 12 |  | 2677697.09 |  |  | 206.962 |  |  | 5 |  | Macon | Cogeneration | 9999 | Nonclassifiable Establishments | 39.8675 | -88.885 | Archer Daniels Midland Company (Owner/Operator) |  |  | Operating | Circulating fluidized bed boiler | Coal | Other Solid Fuel | Dry Lime FGD | Other | Baghouse | 492 | 10.4 | COAL | 64.4018 | -38.7383 | 0.42842 | 0.58799 | 11.3032
772 | Archer Daniels Midland Co | 10865 | Archer Daniels Midland Decatur | IL | Macon | GEN5 | ST | OP | 31 | 31 | 31 |  | 12 | 1987 | BIT | SUB | N | Y | Y | Industrial CHP |  |  |  |  | N |  | Y |  |  |  |  | STK1¦¦STK2¦¦STK2¦¦STK2¦¦STK3¦¦STK4 | 1987¦¦ 1997¦¦ 2001 | 491610¦¦ 475980¦¦ 475980¦¦ 475980¦¦ 386200¦¦ 386200 | [31 empty] | OP | BR¦¦BP¦¦BP¦¦BP¦¦BP¦¦BP¦¦BP¦¦BR¦¦BR |  |  | 9.3¦¦ 14¦¦ 14¦¦ 14¦¦ 14¦¦ 14¦¦ 14¦¦ 9.3¦¦ 9.3 |  | 3.5¦¦ 4.1¦¦ 4.1¦¦ 4.1¦¦ 4.1¦¦ 4.1¦¦ 4.1¦¦ 3.5¦¦ 3.5 |  |  |  | 100¦¦ 99.4¦¦ 99.4¦¦ 99.4¦¦ 99.4¦¦ 99.4¦¦ 99.4¦¦ 100¦¦ 100 | 6¦¦ 13¦¦ 13¦¦ 13¦¦ 13¦¦ 13¦¦ 12¦¦ 14¦¦ 14 | 200000¦¦ 180000¦¦ 180000¦¦ 180000¦¦ 180000¦¦ 180000¦¦ 200000¦¦ 553800¦¦ 553800 |  |  |  |  | COAL | IL | Archer Daniels Midland Co. | 10865 | FBC5 | 2010 | CS2 | SIPNOX | 7640.17 | 12 |  | 2586528.43 |  |  | 200.696 |  |  | 5 |  | Macon | Cogeneration | 9999 | Nonclassifiable Establishments | 39.8675 | -88.885 | Archer Daniels Midland Company (Owner/Operator) |  |  | Operating | Circulating fluidized bed boiler | Coal | Other Solid Fuel | Dry Lime FGD | Other | Baghouse | 492 | 10.4 | COAL | 62.777 | -12.5316 | 0.42842 | 0.58799 | 11.3032
772 | Archer Daniels Midland Co | 10865 | Archer Daniels Midland Decatur | IL | Macon | GEN6 | ST | OP | 31 | 31 | 31 |  | 9 | 1994 | BIT | SUB | N | Y | Y | Industrial CHP |  |  |  |  | N |  | Y |  |  |  |  | STK2¦¦STK1¦¦STK1¦¦STK1¦¦STK1¦¦STK2¦¦STK2¦¦STK3¦¦STK4 | 1987¦¦ 1997¦¦ 2001 | 475980¦¦ 491610¦¦ 491610¦¦ 491610¦¦ 491610¦¦ 475980¦¦ 475980¦¦ 386200¦¦ 386200 | [31 empty] | OP | BP¦¦BR¦¦BP¦¦BP¦¦BP¦¦BP¦¦BP¦¦BR¦¦BR |  |  | 14¦¦ 9.3¦¦ 14¦¦ 14¦¦ 14¦¦ 14¦¦ 14¦¦ 9.3¦¦ 9.3 |  | 4.1¦¦ 3.5¦¦ 4.1¦¦ 4.1¦¦ 4.1¦¦ 4.1¦¦ 4.1¦¦ 3.5¦¦ 3.5 |  |  |  | 99.4¦¦ 100¦¦ 99.4¦¦ 99.4¦¦ 99.4¦¦ 99.4¦¦ 99.4¦¦ 100¦¦ 100 | 12¦¦ 6¦¦ 13¦¦ 13¦¦ 13¦¦ 13¦¦ 13¦¦ 14¦¦ 14 | 200000¦¦ 180000¦¦ 180000¦¦ 180000¦¦ 180000¦¦ 180000¦¦ 553800¦¦ 553800 |  |  |  |  | COAL | IL | Archer Daniels Midland Co. | 10865 | FBC6 | 2010 | CS2 | SIPNOX | 8102.69 | 12 |  | 2858946.59 |  |  | 222.338 |  |  | 5 |  | Macon | Cogeneration | 9999 | Nonclassifiable Establishments | 39.8675 | -88.885 | Archer Daniels Midland Company (Owner/Operator) |  |  | Operating | Circulating fluidized bed boiler | Coal | Other Solid Fuel | Dry Lime FGD | Other | Baghouse | 700 | 10.4 | COAL | 62.4815 | -7.7667 | 0.39499 | 0.46198 | 11.122
772 | Archer Daniels Midland Co | 10865 | Archer Daniels Midland Decatur | IL | Macon | GEN7 | ST | OP | 75 | 75 | 75 |  | 4 | 1997 | BIT | SUB | N | Y | Y | Industrial CHP |  |  |  |  | N |  | Y |  |  |  |  | STK2¦¦STK1¦¦STK1¦¦STK1¦¦STK2¦¦STK2¦¦STK1¦¦STK3¦¦STK4 | 1987¦¦ 1997¦¦ 2001 | 475980¦¦ 491610¦¦ 491610¦¦ 491610¦¦ 475980¦¦ 475980¦¦ 491610¦¦ 386200¦¦ 386200 | [31 empty] | OP | BP¦¦BR¦¦BR¦¦BR |  |  | 14¦¦ 9.3¦¦ 9.3¦¦ 9.3 |  | 4.1¦¦ 3.5¦¦ 3.5¦¦ 3.5 |  |  |  | 99.4¦¦ 100¦¦ 100¦¦ 100 | 12¦¦ 13¦¦ 13¦¦ 13¦¦ 13¦¦ 13¦¦ 6¦¦ 14¦¦ 14 | 200000¦¦ 180000¦¦ 180000¦¦ 180000¦¦ 180000¦¦ 180000¦¦ 200000¦¦ 553800¦¦ 553800 |  |  |  |  | COAL | IL | Archer Daniels Midland Co. | 10865 | FBC7 | 2010 | CS1 | SIPNOX | 7981.01 | 12 |  | 2738311.76 |  |  | 188.214 |  |  | 5 |  | Macon | Cogeneration | 9999 | Nonclassifiable Establishments | 39.8675 | -88.885 | Archer Daniels Midland Company (Owner/Operator) |  |  | Operating | Circulating fluidized bed boiler | Coal | Other Solid Fuel | Dry Lime FGD | Other Selective Non-catalytic Reduction | Baghouse | 750 | 10.4 | COAL | 63.6632 | 410.9629 | 0.27011 | 0.33228 | 10.8412
772 | Archer Daniels Midland Co | 10865 | Archer Daniels Midland Decatur | IL | Macon | GEN8 | ST | OP | 105 | 105 | 105 |  | 4 | 2005 | BIT | SUB | N | Y | Y | Industrial CHP |  |  |  |  | N |  | Y |  |  |  |  | STK2¦¦STK1¦¦STK1¦¦STK1¦¦STK2¦¦STK2¦¦STK1¦¦STK3¦¦STK4 | 1987¦¦ 1997¦¦ 2001 | 475980¦¦ 491610¦¦ 491610¦¦ 491610¦¦ 475980¦¦ 475980¦¦ 491610¦¦ 386200¦¦ 386200 | [31 empty] | OP | BP¦¦BR¦¦BR¦¦BR |  |  | 14¦¦ 9.3¦¦ 9.3¦¦ 9.3 |  | 4.1¦¦ 3.5¦¦ 3.5¦¦ 3.5 |  |  |  | 99.4¦¦ 100¦¦ 100¦¦ 100 | 12¦¦ 13¦¦ 13¦¦ 13¦¦ 13¦¦ 13¦¦ 6¦¦ 14¦¦ 14 | 200000¦¦ 180000¦¦ 180000¦¦ 180000¦¦ 180000¦¦ 180000¦¦ 200000¦¦ 553800¦¦ 553800 |  |  |  |  | COAL | IL | Archer Daniels Midland Co. | 10865 | FBC8 | 2010 |  | SIPNOX | 8235.39 | 12 |  | 6649335.19 |  |  | 507.91 |  |  | 5 |  | Macon | Cogeneration | 9999 | Nonclassifiable Establishments | 39.8675 | -88.885 | Archer Daniels Midland Company (Owner/Operator) |  |  | Operating | Circulating fluidized bed boiler | Coal | Other Solid Fuel | Dry Lime FGD | Other Selective Non-catalytic Reduction | Baghouse | 1500 | 10.4 | COAL | 144.4609 | 312.0912 | 0.19209 | 0.1637 | 10.7505
772 | Archer Daniels Midland Co | 10866 | Archer Daniels Midland Peoria | IL | Peoria | GEN1 | ST | OP | 1.5 | 1.5 | 1.5 |  | 1 | 1934 | BIT | NG | Y | Y | Y | Industrial CHP |  |  |  |  | N | N |  | Y | [37 empty] | ¦¦¦¦OP | ¦¦¦¦EK |  |  | ¦¦¦¦ 10 |  | ¦¦¦¦ 2.5 |  |  |  | ¦¦¦¦ 99.5 | ¦¦¦¦ 4.8 | ¦¦¦¦ 160000 |  |  |  |  | COAL | [39 empty] | 0.9544 | 2.4848 | 15.4002
772 | Archer Daniels Midland Co | 10866 | Archer Daniels Midland Peoria | IL | Peoria | GEN2 | ST | OP | 1.5 | 1.5 | 1.5 |  | 1 | 1934 | BIT | NG | Y | Y | Y | Industrial CHP |  |  |  |  | N | N |  | Y | [37 empty] | ¦¦¦¦OP | ¦¦¦¦EK |  |  | ¦¦¦¦ 10 |  | ¦¦¦¦ 2.5 |  |  |  | ¦¦¦¦ 99.5 | ¦¦¦¦ 4.8 | ¦¦¦¦ 160000 |  |  |  |  | COAL | [39 empty] | 0.9544 | 2.4848 | 15.4002
772 | Archer Daniels Midland Co | 10866 | Archer Daniels Midland Peoria | IL | Peoria | GEN3 | ST | OP | 4 | 4 | 4 |  | 1 | 1954 | BIT | NG | Y | Y | Y | Industrial CHP |  |  |  |  | N | N |  | Y | [37 empty] | ¦¦¦¦OP | ¦¦¦¦EK |  |  | ¦¦¦¦ 10 |  | ¦¦¦¦ 2.5 |  |  |  | ¦¦¦¦ 99.5 | ¦¦¦¦ 4.8 | ¦¦¦¦ 160000 |  |  |  |  | COAL | [39 empty] | 0.9544 | 1.6398 | 14.3527
772 | Archer Daniels Midland Co | 10866 | Archer Daniels Midland Peoria | IL | Peoria | GEN4 | ST | OP | 4 | 4 | 4 |  | 1 | 1985 | BIT | NG | Y | Y | Y | Industrial CHP |  |  |  |  | N | N |  | Y | [37 empty] | ¦¦¦¦OP | ¦¦¦¦EK |  |  | ¦¦¦¦ 10 |  | ¦¦¦¦ 2.5 |  |  |  | ¦¦¦¦ 99.5 | ¦¦¦¦ 4.8 | ¦¦¦¦ 160000 |  |  |  |  | COAL | [39 empty] | 0.9544 | 0.95946 | 12.2899
772 | Archer Daniels Midland Co | 10866 | Archer Daniels Midland Peoria | IL | Peoria | GEN5 | ST | OP | 4 | 4 | 4 |  | 1 | 1985 | BIT | NG | Y | Y | Y | Industrial CHP |  |  |  |  | N | N |  | Y | [37 empty] | ¦¦¦¦OP | ¦¦¦¦EK |  |  | ¦¦¦¦ 10 |  | ¦¦¦¦ 2.5 |  |  |  | ¦¦¦¦ 99.5 | ¦¦¦¦ 4.8 | ¦¦¦¦ 160000 |  |  |  |  | COAL | [39 empty] | 0.9544 | 0.95946 | 12.2899
772 | Archer Daniels Midland Co | 10866 | Archer Daniels Midland Peoria | IL | Peoria | GEN6 | GT | OP | 18 | 15 | 18 |  | 1 | 1988 | NG |  | N | Y | Y | Industrial CHP |  |  |  |  | N |  |  | N | [54 empty] | GAS | [39 empty] | 0.19491 | 0.0026821 | 11.3375
772 | Archer Daniels Midland Co | 10866 | Archer Daniels Midland Peoria | IL | Peoria | GEN7 | GT | OP | 18 | 15 | 18 |  | 1 | 1988 | NG |  | N | Y | Y | Industrial CHP |  |  |  |  | N | [57 empty] | GAS | [39 empty] | 0.19491 | 0.0026821 | 11.3375
772 | Archer Daniels Midland Co | 10866 | Archer Daniels Midland Peoria | IL | Peoria | GEN8 | GT | OP | 13 | 10 | 13 |  | 3 | 1996 | NG |  | N | Y | Y | Industrial CHP |  |  |  |  | N | [57 empty] | GAS | [39 empty] | 0.1741 | 0.0022049 | 10.7616
782 | Aquenergy Systems Inc | 10787 | Piedmont Hydro Power Project | SC | Greenville | GEN1 | HY | OP | 1 | 1 | 1 |  | 5 | 1989 | WAT |  | N | Y | N | IPP Non-CHP | [62 empty] | N/A | [39 empty] | 0 | 0 | 10.4
782 | Aquenergy Systems Inc | 10798 | Fries Hydroelectric Project | VA | Grayson | GEN1 | HY | OP | 2 | 2 | 2 |  | 1 | 1933 | WAT |  | N | Y | N | IPP Non-CHP | [62 empty] | N/A | [39 empty] | 0 | 0 | 10.4
782 | Aquenergy Systems Inc | 10798 | Fries Hydroelectric Project | VA | Grayson | GEN2 | HY | OP | 0.8 | 0.8 | 0.7 |  | 1 | 1933 | WAT |  | N | Y | N | IPP Non-CHP | [62 empty] | N/A | [39 empty] | 0 | 0 | 10.4
782 | Aquenergy Systems Inc | 10798 | Fries Hydroelectric Project | VA | Grayson | GEN3 | HY | OP | 0.2 | 0.2 | 0.2 |  | 1 | 1933 | WAT |  | N | Y | N | IPP Non-CHP | [62 empty] | N/A | [39 empty] | 0 | 0 | 10.4
782 | Aquenergy Systems Inc | 10798 | Fries Hydroelectric Project | VA | Grayson | GEN4 | HY | OP | 2.4 | 2 | 2 |  | 1 | 1981 | WAT |  | N | Y | N | IPP Non-CHP | [62 empty] | N/A | [39 empty] | 0 | 0 | 10.4
782 | Aquenergy Systems Inc | 10801 | Ware Shoals Hydro Project | SC | Laurens | GEN1 | HY | OP | 3 | 3 | 3 |  | 1 | 1939 | WAT |  | N | Y | N | IPP Non-CHP | [62 empty] | N/A | [39 empty] | 0 | 0 | 10.4
782 | Aquenergy Systems Inc | 10801 | Ware Shoals Hydro Project | SC | Laurens | GEN2 | HY | OP | 3.2 | 3 | 3 |  | 1 | 1986 | WAT |  | N | Y | N | IPP Non-CHP | [62 empty] | N/A | [39 empty] | 0 | 0 | 10.4
792 | City of Argyle | 7810 | Argyle | WI | LAFAYETTE | 3 | HY | OP | 0.1 | 0.1 | 0.1 |  | 1 | 1929 | WAT |  | N | Y | N | Electric Utility |  |  |  |  | N | [57 empty] | N/A | [39 empty] | 0 | 0 | 10.4
794 | Apollo Energy Corp | 56378 | Pakini Nui Wind Farm | HI | Hawaii | 1 | WT | OP | 21 | 21 | 21 |  | 4 | 2007 | WND |  | N | Y | N | IPP Non-CHP | [62 empty] | N/A | [39 empty] | 0 | 0 | 10.4
796 | Arizona Electric Pwr Coop Inc | 160 | Apache Station | AZ | Cochise | ST2 | ST | OP | 204 | 175 | 175 |  | 1 | 1979 | SUB | NG | Y | Y | N | Electric Utility |  |  |  |  | N | Y | [5 empty] | 2A | 1979 | 540000 | 0.1 |  |  | PC | OT | NM | 1978 | 1977 | 1992 | MS | NC | [5 empty] | OP | TR |  |  |  | LS |  |  |  | Y | 0.4 | 85 | 490 | 774000 | 50 | OP | EW |  |  | 10.2 |  | 0.4 | 0.8 |  |  | 99.5 | 90 | 1217700 | OP | FR | SR |  | COAL | AZ | Apache Station | 160 | 2 | 2010 |  | ARP | 7719.62 | 12 | 1055262.08 |  | 1906.292 | 0.3488 | 1931.59 | 1102167.608 | 10858109.88 | 9 |  | Cochise | Electric Utility | 4911 | Electric Services | 32.0619 | -109.8931 | Arizona Electric Power Cooperative (Owner/Operator) | Phase 2 | Early Election | Operating | Dry bottom turbo-fired boiler | Coal | Pipeline Natural Gas | Wet Lime FGD | Overfire Air | Electrostatic Precipitator Wet Scrubber | 1900 | 10.2572 | COAL | 206 | 411.4286 | 0.3488 | 0.35113 | 10.2572
796 | Arizona Electric Pwr Coop Inc | 160 | Apache Station | AZ | Cochise | ST3 | ST | OP | 204 | 175 | 175 |  | 9 | 1979 | SUB | NG | Y | Y | N | Electric Utility |  |  |  |  | N | Y | [5 empty] | 2A | 1979 | 540000 | [16 empty] | OP | TR |  |  |  | LS |  |  |  | Y | 0.4 | 85 | 490 | 774000 | 50 | OP | EW |  |  | 10.2 |  | 0.4 | 0.8 |  |  | 99.5 | 90 | 1217700 |  |  |  |  | COAL | AZ | Apache Station | 160 | 3 | 2010 |  | ARP | 8538.78 | 12 | 1360388.03 |  | 2682.065 | 0.4454 | 3077.442 | 1385065.853 | 13672241.64 | 9 |  | Cochise | Electric Utility | 4911 | Electric Services | 32.0619 | -109.8931 | Arizona Electric Power Cooperative (Owner/Operator) | Phase 2 | Early Election | Operating | Dry bottom turbo-fired boiler | Coal | Pipeline Natural Gas | Wet Lime FGD | Overfire Air | Electrostatic Precipitator Wet Scrubber | 1900 | 10.0816 | COAL | 210 | 400 | 0.4454 | 0.39234 | 10.0503
803 | Arizona Public Service Co | 113 | Cholla | AZ | Navajo | 1 | ST | OP | 113.6 | 116 | 116 |  | 5 | 1962 | BIT | NG | N | Y | N | Electric Utility |  |  |  |  | N | Y |  | Y |  |  |  | 1 | 1962 | 224000 | [16 empty] | OP | TR |  |  |  | LI |  |  |  | N |  | 90 | 109 | 382000 | 100 | ¦¦OP | ¦¦BP | [5 empty] | ¦¦ 1.5 |  |  | ¦¦ 99.7 | ¦¦ 22 | ¦¦ 287530 |  |  |  |  | COAL | AZ | Cholla | 113 | 1 | 2010 |  | ARP | 8596.02 | 12 | 1002569.8 |  | 831.408 | 0.1996 | 1109.664 | 1157384.342 | 11280558.49 | 9 | Western Electricity Coordinating Council | Navajo | Electric Utility | 4911 | Electric Services | 34.9394 | -110.3033 | Arizona Public Service Company (Owner/Operator) | Phase 2 | Early Election | Operating | Tangentially-fired | Coal |  | Wet Lime FGD | Low NOx Burner Technology w/ Separated OFA | Baghouse | 1477 | 11.2158 | COAL | 130 | 1939.6552 | 0.1996 | 0.14741 | 11.2158
803 | Arizona Public Service Co | 113 | Cholla | AZ | Navajo | 2 | ST | OP | 288.9 | 260 | 260 |  | 6 | 1978 | BIT | DFO | N | Y | N | Electric Utility |  |  |  |  | N | Y |  | Y |  |  |  | 2 | 1978 | 435000 | [16 empty] | OP | VE | SP |  |  | LI |  |  |  | N |  | 90 | 364 | 1195404 | 100 | OP | MC | WS |  | 22 |  | 0.1 | 1.2 | 0.1 |  | 99.6 | 134 | 1195404 |  |  |  |  | COAL | AZ | Cholla | 113 | 2 | 2010 |  | ARP | 6772.81 | 12 | 1772175.49 |  | 1672.532 | 0.3134 | 2703.968 | 1775046.424 | 17300642.13 | 9 | Western Electricity Coordinating Council | Navajo | Electric Utility | 4911 | Electric Services | 34.9394 | -110.3033 | Arizona Public Service Company (Owner/Operator) | Phase 2 | Early Election | Operating | Tangentially-fired | Coal |  |  | Low NOx Burner Technology w/ Closed-coupled/Separated OFA |  | 5940 | 9.7562 | COAL | 301 | 1921.1538 | 0.3134 | 0.19335 | 9.7562
803 | Arizona Public Service Co | 113 | Cholla | AZ | Navajo | 3 | ST | OP | 312.3 | 271 | 271 |  | 5 | 1980 | BIT | DFO | N | Y | N | Electric Utility |  |  |  |  | N | Y |  | Y |  |  |  | 3 | 1980 | 443000 | [16 empty] | OP | SP |  |  |  | LI |  |  |  | N | 1.5 | 94 | 99 | 1330000 | 100 | ¦¦OP | ¦¦BP | [5 empty] | ¦¦ 1.5 |  |  | ¦¦ 99.9 | ¦¦ 19 | ¦¦ 1237000 |  |  |  |  | COAL | AZ | Cholla | 113 | 3 | 2010 |  | ARP | 8303.19 | 12 | 2167865.07 |  | 1858.903 | 0.1973 | 2372.234 | 2485912.769 | 24229237.97 | 9 | Western Electricity Coordinating Council | Navajo | Electric Utility | 4911 | Electric Services | 34.9394 | -110.3033 | Arizona Public Service Company (Owner/Operator) | Phase 2 | Early Election | Operating | Tangentially-fired | Coal |  | Wet Lime FGD | Low NOx Burner Technology w/ Closed-coupled/Separated OFA | Baghouse | 5940 | 11.1331 | COAL | 303 | 1940.9594 | 0.1973 | 0.15344 | 11.1331
803 | Arizona Public Service Co | 113 | Cholla | AZ | Navajo | 4 | ST | OP | 414 | 380 | 380 |  | 6 | 1981 | BIT | DFO | N | Y | N | Electric Utility |  |  |  |  | N | Y |  | Y |  |  |  | 4 | 1981 | 536000 | [16 empty] | OP | SP |  |  |  | LI |  |  |  | N |  | 94 | 99 | 1400000 | 100 | ¦¦OP | ¦¦BP | [5 empty] | ¦¦ 1.5 | ¦¦ .1 |  | ¦¦ 99.9 | ¦¦ 55 | ¦¦ 1753000 |  |  |  |  | COAL | AZ | Cholla | 113 | 4 | 2010 |  | ARP | 7965.81 | 12 | 2873438.28 |  | 2131.284 | 0.1854 | 2551.576 | 2821160.211 | 27496660.66 | 9 | Western Electricity Coordinating Council | Navajo | Electric Utility | 4911 | Electric Services | 34.9394 | -110.3033 | Pacificorp Energy Generation (Owner) Arizona Public Service Company (Operator) | Phase 2 | Early Election | Operating | Tangentially-fired | Coal |  | Wet Lime FGD | Low NOx Burner Technology w/ Closed-coupled/Separated OFA | Baghouse | 6858 | 9.5553 | COAL | 418 | 1950 | 0.1854 | 0.15502 | 9.5553
803 | Arizona Public Service Co | 116 | Ocotillo | AZ | Maricopa | 1 | ST | OP | 113.6 | 110 | 110 |  | 6 | 1960 | NG | DFO | N | Y | N | Electric Utility |  |  |  |  | N | [6 empty] | 1 | 1960 | 110000 | 0.1 |  |  | PC | OT | NM | 1978 | 1978 | 1992 | MS | NC | [37 empty] | GAS | AZ | Ocotillo Power Plant | 116 | 1 | 2010 |  | ARP | 679.84 | 12 | 28263.14 |  | 0.102 | 0.0928 | 19.632 | 20226.546 | 340337.688 | 9 |  | Maricopa | Electric Utility | 4911 | Electric Services | 33.4225 | -111.9122 | Arizona Public Service Company (Owner/Operator) | Phase 2 |  | Operating | Tangentially-fired | Pipeline Natural Gas | Residual Oil |  |  |  | 1240 | 10.6912 | GAS | 112 | 1990.9091 | 0.0928 | 0.000599 | 10.6912
803 | Arizona Public Service Co | 116 | Ocotillo | AZ | Maricopa | 2 | ST | OP | 113.6 | 110 | 110 |  | 3 | 1960 | NG | DFO | N | Y | N | Electric Utility |  |  |  |  | N | [6 empty] | 3 | 1960 | 110000 | 0.1 |  |  | PC | OT | NM | 1978 | 1978 | 1992 | MS | NC | [37 empty] | GAS | AZ | Ocotillo Power Plant | 116 | 2 | 2010 |  | ARP | 627.59 | 12 | 27311.38 |  | 0.101 | 0.153 | 30.51 | 20083.376 | 337933.111 | 9 |  | Maricopa | Electric Utility | 4911 | Electric Services | 33.4225 | -111.9122 | Arizona Public Service Company (Owner/Operator) | Phase 2 |  | Operating | Tangentially-fired | Pipeline Natural Gas | Residual Oil |  |  |  | 1240 | 11.2424 | GAS | 112 | 1990.9091 | 0.153 | 0.000598 | 11.2424
803 | Arizona Public Service Co | 116 | Ocotillo | AZ | Maricopa | GT1 | GT | OP | 53.1 | 50 | 62 |  | 5 | 1972 | NG | DFO | N | Y | N | Electric Utility |  |  |  |  | N | [57 empty] | GAS | AZ | Ocotillo Power Plant | 116 | 1 | 2010 |  | ARP | 679.84 | 12 | 28263.14 |  | 0.102 | 0.0928 | 19.632 | 20226.546 | 340337.688 | 9 |  | Maricopa | Electric Utility | 4911 | Electric Services | 33.4225 | -111.9122 | Arizona Public Service Company (Owner/Operator) | Phase 2 |  | Operating | Tangentially-fired | Pipeline Natural Gas | Residual Oil |  |  |  | 1240 | 10.6912 | GAS | 112 | 96.7742 | 0.0928 | 0.000599 | 10.6912
803 | Arizona Public Service Co | 116 | Ocotillo | AZ | Maricopa | GT2 | GT | OP | 53.1 | 50 | 62 |  | 7 | 1973 | NG | DFO | N | Y | N | Electric Utility |  |  |  |  | N | [57 empty] | GAS | AZ | Ocotillo Power Plant | 116 | 2 | 2010 |  | ARP | 627.59 | 12 | 27311.38 |  | 0.101 | 0.153 | 30.51 | 20083.376 | 337933.111 | 9 |  | Maricopa | Electric Utility | 4911 | Electric Services | 33.4225 | -111.9122 | Arizona Public Service Company (Owner/Operator) | Phase 2 |  | Operating | Tangentially-fired | Pipeline Natural Gas | Residual Oil |  |  |  | 1240 | 11.2424 | GAS | 112 | 96.7742 | 0.153 | 0.000598 | 11.2424
803 | Arizona Public Service Co | 117 | West Phoenix | AZ | Maricopa | 1B | CS | OP | 132 | 85 | 92 |  | 6 | 1976 | NG | DFO | N | Y | N | Electric Utility |  |  |  |  | N | [57 empty] | GAS | AZ | APS West Phoenix Power Plant | 117 | CC4 | 2010 |  | ARP | 1443.85 | 12 | 114103.7 |  | 0.296 | 0.0453 | 16.63 | 58573.359 | 985607.356 | 9 |  | Maricopa | Electric Utility | 4911 | Electric Services | 33.4417 | -112.1583 | Arizona Public Service Company (Owner/Operator) | Phase 2 |  | Operating | Combustion turbine | Pipeline Natural Gas |  |  | Dry Low NOx Burners |  | 1190 | 8.0333 | GAS | 112 | -108.6957 | 0.0453 | 0.000601 | 8.0333
803 | Arizona Public Service Co | 117 | West Phoenix | AZ | Maricopa | 2B | CS | OP | 132 | 85 | 92 |  | 6 | 1976 | NG | DFO | N | Y | N | Electric Utility |  |  |  |  | N | [57 empty] | GAS | AZ | APS West Phoenix Power Plant | 117 | CC4 | 2010 |  | ARP | 1443.85 | 12 | 114103.7 |  | 0.296 | 0.0453 | 16.63 | 58573.359 | 985607.356 | 9 |  | Maricopa | Electric Utility | 4911 | Electric Services | 33.4417 | -112.1583 | Arizona Public Service Company (Owner/Operator) | Phase 2 |  | Operating | Combustion turbine | Pipeline Natural Gas |  |  | Dry Low NOx Burners |  | 1190 | 8.0333 | GAS | 112 | -108.6957 | 0.0453 | 0.000601 | 8.0333
803 | Arizona Public Service Co | 117 | West Phoenix | AZ | Maricopa | 3B | CS | OP | 132 | 85 | 92 |  | 6 | 1976 | NG | DFO | N | Y | N | Electric Utility |  |  |  |  | N | [57 empty] | GAS | AZ | APS West Phoenix Power Plant | 117 | CC4 | 2010 |  | ARP | 1443.85 | 12 | 114103.7 |  | 0.296 | 0.0453 | 16.63 | 58573.359 | 985607.356 | 9 |  | Maricopa | Electric Utility | 4911 | Electric Services | 33.4417 | -112.1583 | Arizona Public Service Company (Owner/Operator) | Phase 2 |  | Operating | Combustion turbine | Pipeline Natural Gas |  |  | Dry Low NOx Burners |  | 1190 | 8.0333 | GAS | 112 | -108.6957 | 0.0453 | 0.000601 | 8.0333
803 | Arizona Public Service Co | 117 | West Phoenix | AZ | Maricopa | C4-1 | CT | OP | 91 | 68 | 80 |  | 6 | 2001 | NG |  | N | Y | N | Electric Utility |  |  |  |  | N | [57 empty] | GAS | AZ | APS West Phoenix Power Plant | 117 | CC4 | 2010 |  | ARP | 1443.85 | 12 | 114103.7 |  | 0.296 | 0.0453 | 16.63 | 58573.359 | 985607.356 | 9 |  | Maricopa | Electric Utility | 4911 | Electric Services | 33.4417 | -112.1583 | Arizona Public Service Company (Owner/Operator) | Phase 2 |  | Operating | Combustion turbine | Pipeline Natural Gas |  |  | Dry Low NOx Burners |  | 1190 | 8.0333 | GAS | 112 | -200 | 0.0453 | 0.000601 | 8.0333
803 | Arizona Public Service Co | 117 | West Phoenix | AZ | Maricopa | C4-2 | CA | OP | 44.6 | 39 | 40 |  | 6 | 2001 | NG |  | N | Y | N | Electric Utility |  |  |  |  | N | [6 empty] | CC4 | 2001 | 301550 | [48 empty] | GAS | [39 empty] | 0 | 0 | 10.4
803 | Arizona Public Service Co | 117 | West Phoenix | AZ | Maricopa | GT1 | GT | OP | 53.1 | 50 | 62 |  | 5 | 1972 | NG | DFO | N | Y | N | Electric Utility |  |  |  |  | N | [57 empty] | GAS | AZ | APS West Phoenix Power Plant | 117 | CC4 | 2010 |  | ARP | 1443.85 | 12 | 114103.7 |  | 0.296 | 0.0453 | 16.63 | 58573.359 | 985607.356 | 9 |  | Maricopa | Electric Utility | 4911 | Electric Services | 33.4417 | -112.1583 | Arizona Public Service Company (Owner/Operator) | Phase 2 |  | Operating | Combustion turbine | Pipeline Natural Gas |  |  | Dry Low NOx Burners |  | 1190 | 8.0333 | GAS | 112 | -403.2258 | 0.0453 | 0.000601 | 8.0333
803 | Arizona Public Service Co | 117 | West Phoenix | AZ | Maricopa | GT2 | GT | OP | 53.1 | 50 | 62 |  | 7 | 1973 | NG | DFO | N | Y | N | Electric Utility |  |  |  |  | N | [57 empty] | GAS | AZ | APS West Phoenix Power Plant | 117 | CC4 | 2010 |  | ARP | 1443.85 | 12 | 114103.7 |  | 0.296 | 0.0453 | 16.63 | 58573.359 | 985607.356 | 9 |  | Maricopa | Electric Utility | 4911 | Electric Services | 33.4417 | -112.1583 | Arizona Public Service Company (Owner/Operator) | Phase 2 |  | Operating | Combustion turbine | Pipeline Natural Gas |  |  | Dry Low NOx Burners |  | 1190 | 8.0333 | GAS | 112 | -403.2258 | 0.0453 | 0.000601 | 8.0333
803 | Arizona Public Service Co | 118 | Saguaro | AZ | Pinal | 1 | ST | OP | 125 | 110 | 110 |  | 7 | 1954 | NG | RFO | Y | Y | N | Electric Utility |  |  |  |  | N | [6 empty] | 1 | 1954 | 271000 | [48 empty] | GAS | AZ | APS Saguaro Power Plant | 118 | 1 | 2010 | CS1 | ARP | 1 | 12 | 0 |  | 0 | 0.0265 | 0.001 | 3.845 | 64.825 | 9 | Western Electricity Coordinating Council | Pinal | Electric Utility | 4911 | Electric Services | 32.5517 | -111.3 | Arizona Public Service Company (Owner/Operator) | Phase 2 |  | Operating | Tangentially-fired | Pipeline Natural Gas | Residual Oil |  |  |  | 1330 | 10.4 | GAS | 127.8846 | 1918.7063 | 0.0265 | 0.0017795 | 11.3872
803 | Arizona Public Service Co | 118 | Saguaro | AZ | Pinal | 2 | ST | OP | 125 | 100 | 100 |  | 6 | 1955 | NG | RFO | Y | Y | N | Electric Utility |  |  |  |  | N | [6 empty] | 1 | 1954 | 271000 | [48 empty] | GAS | AZ | APS Saguaro Power Plant | 118 | 2 | 2010 | CS1 | ARP | 7.92 | 12 | 0 |  | 0 | 0.0172 | 0.01 | 56.444 | 951.407 | 9 | Western Electricity Coordinating Council | Pinal | Electric Utility | 4911 | Electric Services | 32.5517 | -111.3 | Arizona Public Service Company (Owner/Operator) | Phase 2 |  | Operating | Tangentially-fired | Pipeline Natural Gas | Residual Oil |  |  |  | 1330 | 10.4 | GAS | 127.8846 | 1860.5769 | 0.0172 | 0.0017828 | 11.3657
803 | Arizona Public Service Co | 118 | Saguaro | AZ | Pinal | GE1 | GT | OP | 78.3 | 76 | 79 |  | 7 | 2002 | NG |  | N | Y | N | Electric Utility |  |  |  |  | N | [57 empty] | GAS | AZ | APS Saguaro Power Plant | 118 | 1 | 2010 | CS1 | ARP | 1 | 12 | 0 |  | 0 | 0.0265 | 0.001 | 3.845 | 64.825 | 9 | Western Electricity Coordinating Council | Pinal | Electric Utility | 4911 | Electric Services | 32.5517 | -111.3 | Arizona Public Service Company (Owner/Operator) | Phase 2 |  | Operating | Tangentially-fired | Pipeline Natural Gas | Residual Oil |  |  |  | 1330 | 10.4 | GAS | 127.8846 | 190.6037 | 0.0265 | 0.0015663 | 11.1744
803 | Arizona Public Service Co | 118 | Saguaro | AZ | Pinal | GT1 | GT | OP | 53.1 | 50 | 62 |  | 5 | 1972 | NG | DFO | Y | Y | N | Electric Utility |  |  |  |  | N | [57 empty] | GAS | AZ | APS Saguaro Power Plant | 118 | 1 | 2010 | CS1 | ARP | 1 | 12 | 0 |  | 0 | 0.0265 | 0.001 | 3.845 | 64.825 | 9 | Western Electricity Coordinating Council | Pinal | Electric Utility | 4911 | Electric Services | 32.5517 | -111.3 | Arizona Public Service Company (Owner/Operator) | Phase 2 |  | Operating | Tangentially-fired | Pipeline Natural Gas | Residual Oil |  |  |  | 1330 | 10.4 | GAS | 127.8846 | -31.3275 | 0.0265 | 0.001213 | 14.4289
803 | Arizona Public Service Co | 118 | Saguaro | AZ | Pinal | GT2 | GT | OP | 53.1 | 50 | 62 |  | 7 | 1973 | NG | DFO | Y | Y | N | Electric Utility |  |  |  |  | N | [57 empty] | GAS | AZ | APS Saguaro Power Plant | 118 | 2 | 2010 | CS1 | ARP | 7.92 | 12 | 0 |  | 0 | 0.0172 | 0.01 | 56.444 | 951.407 | 9 | Western Electricity Coordinating Council | Pinal | Electric Utility | 4911 | Electric Services | 32.5517 | -111.3 | Arizona Public Service Company (Owner/Operator) | Phase 2 |  | Operating | Tangentially-fired | Pipeline Natural Gas | Residual Oil |  |  |  | 1330 | 10.4 | GAS | 127.8846 | -31.3275 | 0.0172 | 0.0012226 | 14.3152
803 | Arizona Public Service Co | 120 | Yucca | AZ | Yuma | GT1 | GT | OP | 19.6 | 18 | 22 |  | 7 | 1971 | NG | DFO | Y | Y | N | Electric Utility |  |  |  |  | N | [57 empty] | GAS | [39 empty] | 0.20262 | 0.002276 | 12.014
803 | Arizona Public Service Co | 120 | Yucca | AZ | Yuma | GT2 | GT | OP | 19.6 | 18 | 22 |  | 7 | 1971 | NG | DFO | Y | Y | N | Electric Utility |  |  |  |  | N | [57 empty] | GAS | [39 empty] | 0.20262 | 0.002276 | 12.014
803 | Arizona Public Service Co | 120 | Yucca | AZ | Yuma | GT21 | GT | OP | 26 | 20 | 22 |  | 12 | 1978 | DFO |  | N | Y | N | Electric Utility |  |  |  |  | N | [57 empty] | LIQUID | [39 empty] | 1.3507 | 0.031929 | 14.5525
803 | Arizona Public Service Co | 120 | Yucca | AZ | Yuma | GT3 | GT | OP | 56.3 | 52 | 62 |  | 6 | 1973 | NG | DFO | Y | Y | N | Electric Utility |  |  |  |  | N | [57 empty] | GAS | AZ | Yucca Power Plant | 120 | 1 | 2010 |  | ARP | 7522.42 | 12 | 355421.4 |  | 1.079 | 0.1308 | 254.235 | 213674.412 | 3595140.953 | 9 | Western Electricity Coordinating Council | Yuma | Electric Utility | 4911 | Electric Services | 32.7214 | -114.7097 | Arizona Public Service Company (Operator) Imperial Irrigation District (Owner) | Phase 2 |  | Operating | Tangentially-fired | Pipeline Natural Gas | Residual Oil |  |  |  | 850 | 9.9463 | GAS | 74 | -96.7742 | 0.1308 | 0.0006 | 9.9463
803 | Arizona Public Service Co | 120 | Yucca | AZ | Yuma | GT4 | GT | OP | 56.3 | 51 | 61 |  | 7 | 1974 | DFO |  | N | Y | N | Electric Utility |  |  |  |  | N | [57 empty] | LIQUID | [39 empty] | 1.3507 | 0.029899 | 14.9174
803 | Arizona Public Service Co | 120 | Yucca | AZ | Yuma | GT5 | GT | OP | 60.5 | 47 | 49 |  | 6 | 2008 | NG |  | N | Y | N | Electric Utility |  |  |  |  | N | [57 empty] | GAS | AZ | Yucca Power Plant | 120 | CT5 | 2010 |  | ARP | 1400.4 | 12 | 43023.53 |  | 0.145 | 0.0246 | 3.33 | 28786.518 | 484358.647 | 9 | Western Electricity Coordinating Council | Yuma | Electric Utility | 4911 | Electric Services | 32.7214 | -114.7097 | Arizona Public Service Company (Owner/Operator) | Phase 2 |  | Operating | Combustion turbine | Pipeline Natural Gas |  |  | Selective Catalytic Reduction |  | 521.4 | 10.0093 | GAS | 49 | 500 | 0.0246 | 0.000599 | 10.0093
803 | Arizona Public Service Co | 120 | Yucca | AZ | Yuma | GT6 | GT | OP | 60.5 | 47 | 49 |  | 6 | 2008 | NG |  | N | Y | N | Electric Utility |  |  |  |  | N | [57 empty] | GAS | AZ | Yucca Power Plant | 120 | CT6 | 2010 |  | ARP | 1439.17 | 12 | 44862.61 |  | 0.152 | 0.0233 | 3.72 | 30154.774 | 507385.546 | 9 | Western Electricity Coordinating Council | Yuma | Electric Utility | 4911 | Electric Services | 32.7214 | -114.7097 | Arizona Public Service Company (Owner/Operator) | Phase 2 |  | Operating | Combustion turbine | Pipeline Natural Gas |  |  | Selective Catalytic Reduction |  | 521.4 | 10.0715 | GAS | 48 | 489.5833 | 0.0233 | 0.000599 | 10.0715
803 | Arizona Public Service Co | 120 | Yucca | AZ | Yuma | ST1 | ST | OP | 86.7 | 75 | 75 |  | 4 | 1959 | NG | RFO | Y | Y | N | Electric Utility |  |  |  |  | N | [57 empty] | GAS | AZ | Yucca Power Plant | 120 | 1 | 2010 |  | ARP | 7522.42 | 12 | 355421.4 |  | 1.079 | 0.1308 | 254.235 | 213674.412 | 3595140.953 | 9 | Western Electricity Coordinating Council | Yuma | Electric Utility | 4911 | Electric Services | 32.7214 | -114.7097 | Arizona Public Service Company (Operator) Imperial Irrigation District (Owner) | Phase 2 |  | Operating | Tangentially-fired | Pipeline Natural Gas | Residual Oil |  |  |  | 850 | 9.9463 | GAS | 74 | 493.2432 | 0.1308 | 0.0006 | 9.9463
803 | Arizona Public Service Co | 2442 | Four Corners | NM | San Juan | 1 | ST | OP | 190 | 170 | 170 |  | 5 | 1963 | BIT |  | N | Y | N | Electric Utility |  |  |  |  | N | Y |  | Y |  |  |  | 1A | 2002 | 540556 | 0.1 | 0.12 | 0.2 | PB | DP | NP | 1982 | 2009 | 2009 | MS | NC | [5 empty] | OP | VE |  |  |  | LI | DL |  |  | N | 0.8 | 94 | 185 | 685000 | 100 | OP | WS |  |  | 22.2 |  | 0.8 |  |  |  | 99.7 | 94 | 685000 |  |  |  |  | COAL | NM | Four Corners Steam Elec Station | 2442 | 1 | 2010 |  | ARP | 8288.71 | 12 | 1487190 |  | 926.653 | 0.777 | 5878.443 | 1527924.653 | 14884839.63 | 6 |  | San Juan | Electric Utility | 4911 | Electric Services | 36.69 | -108.4814 | Arizona Public Service Company (Owner/Operator) | Phase 2 | Phase II Group 1 | Operating | Dry bottom wall-fired boiler | Coal |  | Wet Lime FGD | Low NOx Burner Technology (Dry Bottom only) | Wet Scrubber | 2046.5 | 9.9967 | COAL | 192 | 1935.2941 | 0.777 | 0.12451 | 9.9967
803 | Arizona Public Service Co | 2442 | Four Corners | NM | San Juan | 2 | ST | OP | 190 | 170 | 170 |  | 6 | 1963 | BIT |  | N | Y | N | Electric Utility |  |  |  |  | N | Y |  | Y |  |  |  | 2A | 2002 | 594505 | 0.1 | 0.12 | 0.2 | PB | DP | NP | 1975 | 2009 | 2009 | MS | NC | [5 empty] | OP | VE |  |  |  | LI | DL |  |  | N | 0.8 | 94 | 185 | 685000 | 100 | OP | WS |  |  | 22.2 |  | 0.8 |  |  |  | 99.7 | 94 | 685000 |  |  |  |  | COAL | NM | Four Corners Steam Elec Station | 2442 | 2 | 2010 |  | ARP | 7386.74 | 12 | 1335609.51 |  | 772.501 | 0.6415 | 4350.114 | 1366040.72 | 13318083.72 | 6 |  | San Juan | Electric Utility | 4911 | Electric Services | 36.69 | -108.4814 | Arizona Public Service Company (Owner/Operator) | Phase 2 | Phase II Group 1 | Operating | Dry bottom wall-fired boiler | Coal |  | Wet Lime FGD | Low NOx Burner Technology (Dry Bottom only) | Wet Scrubber | 2118.8 | 9.9538 | COAL | 194 | 1929.4118 | 0.6415 | 0.11601 | 9.9538
803 | Arizona Public Service Co | 2442 | Four Corners | NM | San Juan | 3 | ST | OP | 253.4 | 220 | 220 |  | 8 | 1964 | BIT |  | N | Y | N | Electric Utility |  |  |  |  | N | Y |  | Y |  |  |  | 3 | 1964 | 479000 | 0.1 | 1.1 | 0.6 | PB | DP | NP | 1982 | 1994 | 1997 | MS | NC | [5 empty] | OP | VE |  |  |  | LI | DL |  |  | N | 0.8 | 92 | 335 | 850000 | 100 | OP | WS |  |  | 22.2 |  | 0.8 |  |  |  | 99.7 | 107 | 850000 |  |  |  |  | COAL | NM | Four Corners Steam Elec Station | 2442 | 3 | 2010 |  | ARP | 8096.55 | 12 | 1823645.47 |  | 1214.569 | 0.5778 | 6072.626 | 2117118.532 | 20638352.15 | 6 |  | San Juan | Electric Utility | 4911 | Electric Services | 36.69 | -108.4814 | Arizona Public Service Company (Owner/Operator) | Phase 2 | Phase II Group 1 | Operating | Dry bottom wall-fired boiler | Coal |  | Wet Lime FGD | Low NOx Burner Technology (Dry Bottom only) | Wet Scrubber | 2997.9 | 11.3054 | COAL | 248 | 1936.3636 | 0.5778 | 0.1177 | 11.3054
803 | Arizona Public Service Co | 2442 | Four Corners | NM | San Juan | 4 | ST | OP | 818.1 | 770 | 770 |  | 7 | 1969 | BIT |  | N | Y | N | Electric Utility |  |  |  |  | N | Y |  |  | Y |  |  | 4 | 1985 | 1925000 | 0.1 | 0.88 | 0.45 | PB | DP | NP | 1982 | 2002 | 1994 | MS | NC | [5 empty] | OP | TR |  |  |  | DL | LI |  |  | Y | 0.8 | 92 | 100 | 3430000 | 95 | OP | BR |  |  | 22.2 |  | 0.8 |  |  |  | 99.8 | 415 | 3430000 | OP | LN | OV |  | COAL | NM | Four Corners Steam Elec Station | 2442 | 4 | 2010 |  | ARP | 5999.76 | 12 | 4108940.38 |  | 3092.727 | 0.4533 | 8429.244 | 3626956.431 | 35356874.62 | 6 |  | San Juan | Electric Utility | 4911 | Electric Services | 36.69 | -108.4814 | Arizona Public Service Company (Owner/Operator) El Paso Electric Company (Owner) Salt River Project (Owner) Southern California Edison Company (Owner) Tucson Electric Power Company (Owner) Public Service Company of New Mexico (Owner) | Phase 2 | Group 2 | Operating | Cell burner boiler | Coal |  | Wet Lime FGD | Low NOx Cell Burner | Baghouse | 8455.8 | 8.5174 | COAL | 820 | 1967.5325 | 0.4533 | 0.17494 | 8.5174
803 | Arizona Public Service Co | 2442 | Four Corners | NM | San Juan | 5 | ST | OP | 818.1 | 770 | 770 |  | 7 | 1970 | BIT |  | N | Y | N | Electric Utility |  |  |  |  | N | Y |  |  | Y |  |  | 5 | 1985 | 1925000 | [16 empty] | OP | TR |  |  |  | DL | LI |  |  | Y | 0.8 | 92 | 100 | 3430000 | 95 | OP | BR |  |  | 22.2 |  | 0.8 |  |  |  | 99.8 | 415 | 3430000 |  |  |  |  | COAL | NM | Four Corners Steam Elec Station | 2442 | 5 | 2010 |  | ARP | 8103.3 | 12 | 6199660.54 |  | 5036.183 | 0.496 | 14106.636 | 5761353.597 | 56190667.93 | 6 |  | San Juan | Electric Utility | 4911 | Electric Services | 36.69 | -108.4814 | Arizona Public Service Company (Owner/Operator) El Paso Electric Company (Owner) Salt River Project (Owner) Southern California Edison Company (Owner) Tucson Electric Power Company (Owner) Public Service Company of New Mexico (Owner) | Phase 2 | Group 2 | Operating | Cell burner boiler | Coal |  | Wet Lime FGD | Low NOx Cell Burner | Baghouse | 8257.9 | 9.0482 | COAL | 814 | 1971.4286 | 0.496 | 0.17925 | 9.0482
803 | Arizona Public Service Co | 6008 | Palo Verde | AZ | Maricopa | 1 | ST | OP | 1403.1 | 1311 | 1311 |  | 1 | 1986 | NUC |  | N | Y | N | Electric Utility |  |  |  |  | N | [57 empty] | N/A | [39 empty] | 0 | 0 | 10.4
803 | Arizona Public Service Co | 6008 | Palo Verde | AZ | Maricopa | 2 | ST | OP | 1403.1 | 1314 | 1314 |  | 9 | 1986 | NUC |  | N | Y | N | Electric Utility |  |  |  |  | N | [57 empty] | N/A | [39 empty] | 0 | 0 | 10.4
803 | Arizona Public Service Co | 6008 | Palo Verde | AZ | Maricopa | 3 | ST | OP | 1403.1 | 1312 | 1312 |  | 1 | 1988 | NUC |  | N | Y | N | Electric Utility |  |  |  |  | N | [57 empty] | N/A | [39 empty] | 0 | 0 | 10.4
803 | Arizona Public Service Co | 55455 | Red Hawk | AZ | Maricopa | CT1A | CT | OP | 182 | 148 | 166 |  | 7 | 2002 | NG |  | N | Y | N | Electric Utility |  |  |  |  | N | [57 empty] | GAS | AZ | Redhawk Generating Facility | 55455 | CC1B | 2010 |  | ARP | 4593.12 | 12 | 821722.13 |  | 1.75 | 0.0178 | 35.681 | 346679.378 | 5833548.712 | 9 |  | Maricopa | Electric Utility | 4911 | Electric Services | 33.33 | -112.84 | Arizona Public Service Company (Owner/Operator) | Phase 2 |  | Operating | Combined cycle | Pipeline Natural Gas |  |  | Dry Low NOx Burners Selective Catalytic Reduction |  | 2053 | 6.8157 | GAS | 277 | 165.6627 | 0.0178 | 0.0006 | 9.4964
803 | Arizona Public Service Co | 55455 | Red Hawk | AZ | Maricopa | CT1B | CT | OP | 182 | 148 | 166 |  | 7 | 2002 | NG |  | N | Y | N | Electric Utility |  |  |  |  | N | [57 empty] | GAS | AZ | Redhawk Generating Facility | 55455 | CC1B | 2010 |  | ARP | 4593.12 | 12 | 821722.13 |  | 1.75 | 0.0178 | 35.681 | 346679.378 | 5833548.712 | 9 |  | Maricopa | Electric Utility | 4911 | Electric Services | 33.33 | -112.84 | Arizona Public Service Company (Owner/Operator) | Phase 2 |  | Operating | Combined cycle | Pipeline Natural Gas |  |  | Dry Low NOx Burners Selective Catalytic Reduction |  | 2053 | 6.8157 | GAS | 277 | 165.6627 | 0.0178 | 0.0006 | 9.4964
803 | Arizona Public Service Co | 55455 | Red Hawk | AZ | Maricopa | CT2A | CT | OP | 182 | 148 | 166 |  | 7 | 2002 | NG |  | N | Y | N | Electric Utility |  |  |  |  | N | [57 empty] | GAS | AZ | Redhawk Generating Facility | 55455 | CC2A | 2010 |  | ARP | 5316.61 | 12 | 930016.7 |  | 2.036 | 0.0195 | 44.667 | 403343.258 | 6787051.459 | 9 |  | Maricopa | Electric Utility | 4911 | Electric Services | 33.33 | -112.84 | Arizona Public Service Company (Owner/Operator) | Phase 2 |  | Operating | Combined cycle | Pipeline Natural Gas |  |  | Dry Low NOx Burners Selective Catalytic Reduction |  | 2053 | 7.0229 | GAS | 247 | 256.0241 | 0.0195 | 0.0006 | 7.0229
803 | Arizona Public Service Co | 55455 | Red Hawk | AZ | Maricopa | CT2B | CT | OP | 182 | 148 | 161 |  | 7 | 2002 | NG |  | N | Y | N | Electric Utility |  |  |  |  | N | [57 empty] | GAS | AZ | Redhawk Generating Facility | 55455 | CC2A | 2010 |  | ARP | 5316.61 | 12 | 930016.7 |  | 2.036 | 0.0195 | 44.667 | 403343.258 | 6787051.459 | 9 |  | Maricopa | Electric Utility | 4911 | Electric Services | 33.33 | -112.84 | Arizona Public Service Company (Owner/Operator) | Phase 2 |  | Operating | Combined cycle | Pipeline Natural Gas |  |  | Dry Low NOx Burners Selective Catalytic Reduction |  | 2053 | 7.0229 | GAS | 247 | 232.9193 | 0.0195 | 0.0006 | 7.0229
803 | Arizona Public Service Co | 55455 | Red Hawk | AZ | Maricopa | ST1 | CA | OP | 204 | 171 | 174 |  | 7 | 2002 | NG |  | N | Y | N | Electric Utility |  |  |  |  | N | [6 empty] | CC1A¦¦CC1B | 2002 | 771000 | [48 empty] | GAS | [39 empty] | 0 | 0 | 10.4
803 | Arizona Public Service Co | 55455 | Red Hawk | AZ | Maricopa | ST2 | CA | OP | 204 | 171 | 174 |  | 7 | 2002 | NG |  | N | Y | N | Electric Utility | [11 empty] | CC2A¦¦CC2B | 2002 | 771000 | [48 empty] | GAS | [39 empty] | 0 | 0 | 10.4
803 | Arizona Public Service Co | 55522 | Sundance | AZ | Pinal | CT1 | GT | OP | 45 | 41 | 44 |  | 5 | 2002 | NG |  | N | Y | N | Electric Utility |  |  |  |  | N | [57 empty] | GAS | AZ | Sundance Power Plant | 55522 | CT01 | 2010 |  | ARP | 350.82 | 12 | 12507.07 |  | 0.041 | 0.0289 | 1.444 | 8193.807 | 137882.86 | 9 |  | Pinal | Electric Utility | 4911 | Electric Services | 32.9285 | -111.5899 | Arizona Public Service Company (Owner/Operator) | Phase 2 |  | Operating | Combustion turbine | Pipeline Natural Gas |  |  | Water Injection Selective Catalytic Reduction |  | 495 | 10.0164 | GAS | 46 | 977.2727 | 0.0289 | 0.000595 | 10.0164
803 | Arizona Public Service Co | 55522 | Sundance | AZ | Pinal | CT10 | GT | OP | 45 | 41 | 44 |  | 6 | 2002 | NG |  | N | Y | N | Electric Utility |  |  |  |  | N | [57 empty] | GAS | AZ | Sundance Power Plant | 55522 | CT10 | 2010 |  | ARP | 264.5 | 12 | 8973.34 |  | 0.03 | 0.0378 | 1.388 | 5919.53 | 99597.369 | 9 |  | Pinal | Electric Utility | 4911 | Electric Services | 32.9285 | -111.5899 | Arizona Public Service Company (Owner/Operator) | Phase 2 |  | Operating | Combustion turbine | Pipeline Natural Gas |  |  | Water Injection Selective Catalytic Reduction |  | 495 | 9.8124 | GAS | 45 | 1988.6364 | 0.0378 | 0.000602 | 9.8124
803 | Arizona Public Service Co | 55522 | Sundance | AZ | Pinal | CT2 | GT | OP | 45 | 41 | 44 |  | 5 | 2002 | NG |  | N | Y | N | Electric Utility |  |  |  |  | N | [57 empty] | GAS | AZ | Sundance Power Plant | 55522 | CT02 | 2010 |  | ARP | 306.84 | 12 | 11004.2 |  | 0.036 | 0.0407 | 1.674 | 7136.651 | 120086.284 | 9 |  | Pinal | Electric Utility | 4911 | Electric Services | 32.9285 | -111.5899 | Arizona Public Service Company (Owner/Operator) | Phase 2 |  | Operating | Combustion turbine | Pipeline Natural Gas |  |  | Water Injection Selective Catalytic Reduction |  | 495 | 9.7972 | GAS | 45 | 988.6364 | 0.0407 | 0.0006 | 9.7972
803 | Arizona Public Service Co | 55522 | Sundance | AZ | Pinal | CT3 | GT | OP | 45 | 41 | 44 |  | 5 | 2002 | NG |  | N | Y | N | Electric Utility |  |  |  |  | N | [57 empty] | GAS | AZ | Sundance Power Plant | 55522 | CT03 | 2010 |  | ARP | 323.33 | 12 | 11785.45 |  | 0.038 | 0.0419 | 1.7 | 7603.861 | 127950.125 | 9 |  | Pinal | Electric Utility | 4911 | Electric Services | 32.9285 | -111.5899 | Arizona Public Service Company (Owner/Operator) | Phase 2 |  | Operating | Combustion turbine | Pipeline Natural Gas |  |  | Water Injection Selective Catalytic Reduction |  | 495 | 9.8271 | GAS | 45 | 988.6364 | 0.0419 | 0.000594 | 9.8271
803 | Arizona Public Service Co | 55522 | Sundance | AZ | Pinal | CT4 | GT | OP | 45 | 41 | 44 |  | 5 | 2002 | NG |  | N | Y | N | Electric Utility |  |  |  |  | N | [57 empty] | GAS | AZ | Sundance Power Plant | 55522 | CT04 | 2010 |  | ARP | 300.4 | 12 | 10491.33 |  | 0.035 | 0.0442 | 1.677 | 6964.413 | 117194.217 | 9 |  | Pinal | Electric Utility | 4911 | Electric Services | 32.9285 | -111.5899 | Arizona Public Service Company (Owner/Operator) | Phase 2 |  | Operating | Combustion turbine | Pipeline Natural Gas |  |  | Water Injection Selective Catalytic Reduction |  | 495 | 9.9149 | GAS | 45 | 988.6364 | 0.0442 | 0.000597 | 9.9149
803 | Arizona Public Service Co | 55522 | Sundance | AZ | Pinal | CT5 | GT | OP | 45 | 41 | 44 |  | 5 | 2002 | NG |  | N | Y | N | Electric Utility |  |  |  |  | N | [57 empty] | GAS | AZ | Sundance Power Plant | 55522 | CT05 | 2010 |  | ARP | 324.65 | 12 | 11664.5 |  | 0.038 | 0.0415 | 1.768 | 7563.34 | 127267.773 | 9 |  | Pinal | Electric Utility | 4911 | Electric Services | 32.9285 | -111.5899 | Arizona Public Service Company (Owner/Operator) | Phase 2 |  | Operating | Combustion turbine | Pipeline Natural Gas |  |  | Water Injection Selective Catalytic Reduction |  | 495 | 9.8065 | GAS | 45 | 988.6364 | 0.0415 | 0.000597 | 9.8065
803 | Arizona Public Service Co | 55522 | Sundance | AZ | Pinal | CT6 | GT | OP | 45 | 41 | 44 |  | 5 | 2002 | NG |  | N | Y | N | Electric Utility |  |  |  |  | N | [57 empty] | GAS | AZ | Sundance Power Plant | 55522 | CT06 | 2010 |  | ARP | 304.35 | 12 | 10811.46 |  | 0.036 | 0.0386 | 1.588 | 7062.076 | 118815.672 | 9 |  | Pinal | Electric Utility | 4911 | Electric Services | 32.9285 | -111.5899 | Arizona Public Service Company (Owner/Operator) | Phase 2 |  | Operating | Combustion turbine | Pipeline Natural Gas |  |  | Water Injection Selective Catalytic Reduction |  | 495 | 9.7123 | GAS | 45 | 988.6364 | 0.0386 | 0.000606 | 9.7123
803 | Arizona Public Service Co | 55522 | Sundance | AZ | Pinal | CT7 | GT | OP | 45 | 41 | 44 |  | 6 | 2002 | NG |  | N | Y | N | Electric Utility |  |  |  |  | N | [57 empty] | GAS | AZ | Sundance Power Plant | 55522 | CT07 | 2010 |  | ARP | 307.12 | 12 | 11040.22 |  | 0.036 | 0.0361 | 1.513 | 7130.721 | 119989.821 | 9 |  | Pinal | Electric Utility | 4911 | Electric Services | 32.9285 | -111.5899 | Arizona Public Service Company (Owner/Operator) | Phase 2 |  | Operating | Combustion turbine | Pipeline Natural Gas |  |  | Water Injection Selective Catalytic Reduction |  | 495 | 9.4227 | GAS | 45 | 988.6364 | 0.0361 | 0.0006 | 9.4227
803 | Arizona Public Service Co | 55522 | Sundance | AZ | Pinal | CT8 | GT | OP | 45 | 41 | 44 |  | 6 | 2002 | NG |  | N | Y | N | Electric Utility |  |  |  |  | N | [57 empty] | GAS | AZ | Sundance Power Plant | 55522 | CT08 | 2010 |  | ARP | 300.74 | 12 | 10765.41 |  | 0.032 | 0.0456 | 1.648 | 6399.634 | 107672.963 | 9 |  | Pinal | Electric Utility | 4911 | Electric Services | 32.9285 | -111.5899 | Arizona Public Service Company (Owner/Operator) | Phase 2 |  | Operating | Combustion turbine | Pipeline Natural Gas |  |  | Water Injection Selective Catalytic Reduction |  | 495 | 8.9292 | GAS | 45 | 988.6364 | 0.0456 | 0.000594 | 8.9292
803 | Arizona Public Service Co | 55522 | Sundance | AZ | Pinal | CT9 | GT | OP | 45 | 41 | 44 |  | 6 | 2002 | NG |  | N | Y | N | Electric Utility |  |  |  |  | N | [57 empty] | GAS | AZ | Sundance Power Plant | 55522 | CT09 | 2010 |  | ARP | 285.94 | 12 | 9983.89 |  | 0.033 | 0.0366 | 1.45 | 6556.869 | 110333.824 | 9 |  | Pinal | Electric Utility | 4911 | Electric Services | 32.9285 | -111.5899 | Arizona Public Service Company (Owner/Operator) | Phase 2 |  | Operating | Combustion turbine | Pipeline Natural Gas |  |  | Water Injection Selective Catalytic Reduction |  | 495 | 9.8529 | GAS | 45 | 988.6364 | 0.0366 | 0.000598 | 9.8529
803 | Arizona Public Service Co | 114 | Douglas | AZ | Cochise | 1 | GT | OP | 21.4 | 15 | 19 |  | 5 | 1972 | DFO |  | N | Y | N | Electric Utility |  |  |  |  | N | [57 empty] | LIQUID | [39 empty] | 1.3507 | 0.049184 | 14.4275
803 | Arizona Public Service Co | 116 | Ocotillo | AZ | Maricopa | PV1 | PV | OP | 0.1 | 0.1 | 0.1 |  | 3 | 1998 | SUN |  | N | Y | N | Electric Utility |  |  |  |  | N | [57 empty] | N/A | [39 empty] | 0 | 0 | 10.4
803 | Arizona Public Service Co | 116 | Ocotillo | AZ | Maricopa | PV2 | PV | OP | 0.1 | 0.1 | 0.1 |  | 10 | 1999 | SUN |  | N | Y | N | Electric Utility |  |  |  |  | N | [57 empty] | N/A | [39 empty] | 0 | 0 | 10.4
803 | Arizona Public Service Co | 116 | Ocotillo | AZ | Maricopa | PVM | PV | OP | 0.4 | 0.4 | 0.4 |  | 4 | 1988 | SUN |  | N | Y | N | Electric Utility |  |  |  |  | N | [57 empty] | N/A | [39 empty] | 0 | 0 | 10.4
803 | Arizona Public Service Co | 117 | West Phoenix | AZ | Maricopa | C5-1 | CT | OP | 184 | 160 | 160 |  | 8 | 2003 | NG |  | N | Y | N | Electric Utility |  |  |  |  | N | [57 empty] | GAS | AZ | APS West Phoenix Power Plant | 117 | CC4 | 2010 |  | ARP | 1443.85 | 12 | 114103.7 |  | 0.296 | 0.0453 | 16.63 | 58573.359 | 985607.356 | 9 |  | Maricopa | Electric Utility | 4911 | Electric Services | 33.4417 | -112.1583 | Arizona Public Service Company (Owner/Operator) | Phase 2 |  | Operating | Combustion turbine | Pipeline Natural Gas |  |  | Dry Low NOx Burners |  | 1190 | 8.0333 | GAS | 112 | -214.2857 | 0.0453 | 0.000601 | 8.0333
803 | Arizona Public Service Co | 117 | West Phoenix | AZ | Maricopa | C5-2 | CT | OP | 184 | 160 | 160 |  | 8 | 2003 | NG |  | N | Y | N | Electric Utility |  |  |  |  | N | [57 empty] | GAS | AZ | APS West Phoenix Power Plant | 117 | CC4 | 2010 |  | ARP | 1443.85 | 12 | 114103.7 |  | 0.296 | 0.0453 | 16.63 | 58573.359 | 985607.356 | 9 |  | Maricopa | Electric Utility | 4911 | Electric Services | 33.4417 | -112.1583 | Arizona Public Service Company (Owner/Operator) | Phase 2 |  | Operating | Combustion turbine | Pipeline Natural Gas |  |  | Dry Low NOx Burners |  | 1190 | 8.0333 | GAS | 112 | -214.2857 | 0.0453 | 0.000601 | 8.0333
803 | Arizona Public Service Co | 117 | West Phoenix | AZ | Maricopa | C5-3 | CA | OP | 201 | 170 | 186 |  | 8 | 2003 | NG |  | N | Y | N | Electric Utility |  |  |  |  | N | [6 empty] | CT5A¦¦CT5B | 2003 | 536029 | [48 empty] | GAS | [39 empty] | 0 | 0 | 10.4
803 | Arizona Public Service Co | 118 | Saguaro | AZ | Pinal | PV1 | OT | OP | 1 | 1 | 1 |  | 12 | 2005 | SUN |  | N | Y | N | Electric Utility |  |  |  |  | N | [57 empty] | N/A | [39 empty] | 0 | 0 | 10.4
803 | Arizona Public Service Co | 56228 | Prescott Airport | AZ | Yavapai | PV1 | PV | OP | 2.1 | 2.1 | 2.1 |  | 10 | 2002 | SUN |  | N | Y | N | Electric Utility |  |  |  |  | N | [57 empty] | N/A | [39 empty] | 0 | 0 | 10.4
803 | Arizona Public Service Co | 57561 | Cotton Center Solar | AZ | Maricopa | PV1 | PV | OP | 17 | 17 | 14 |  | 11 | 2011 | SUN |  | N | Y | N | Electric Utility |  |  |  |  | N | [57 empty] | N/A | [39 empty] | 0 | 0 | 10.4
803 | Arizona Public Service Co | 57562 | Paloma Solar | AZ | Maricopa | PV1 | PV | OP | 17 | 17 | 17 |  | 9 | 2011 | SUN |  | N | Y | N | Electric Utility |  |  |  |  | N | [57 empty] | N/A | [39 empty] | 0 | 0 | 10.4
803 | Arizona Public Service Co | 57563 | Hyder Solar | AZ | Yuma | PV1 | PV | OP | 11 | 11 | 11 |  | 11 | 2011 | SUN |  | N | Y | N | Electric Utility |  |  |  |  | N | [57 empty] | N/A | [39 empty] | 0 | 0 | 10.4
807 | Arkansas Electric Coop Corp | 201 | Thomas Fitzhugh | AR | Franklin | 1 | CA | OP | 59 | 62 | 62 |  | 5 | 1963 | NG | DFO | Y | Y | N | Electric Utility |  |  |  |  | N | [57 empty] | GAS | [39 empty] | 0 | 0 | 10.4
807 | Arkansas Electric Coop Corp | 201 | Thomas Fitzhugh | AR | Franklin | 2 | CT | OP | 126 | 103 | 103 |  | 12 | 2002 | NG | DFO | Y | Y | N | Electric Utility |  |  |  |  | N | [57 empty] | GAS | AR | Thomas Fitzhugh | 201 | 2 | 2010 |  | ARP, CAIROS | 885.03 | 12 | 84707.62 |  | 0.241 | 0.1435 | 56.667 | 47803.793 | 804407.803 | 6 | Southwest Power Pool | Franklin | Electric Utility | 4911 | Electric Services | 35.4617 | -93.8053 | Arkansas Electric Cooperative Corporation (Owner/Operator) | Phase 2 |  | Operating | Combined cycle | Pipeline Natural Gas | Diesel Oil |  | Dry Low NOx Burners Water Injection |  | 1750 | 8.4507 | GAS | 174 | 1655.3398 | 0.1435 | 0.000599 | 8.4507
807 | Arkansas Electric Coop Corp | 202 | Carl Bailey | AR | Woodruff | 1 | ST | OP | 120 | 122 | 122 |  | 7 | 1966 | NG | RFO | Y | Y | N | Electric Utility |  |  |  |  | N | [6 empty] | 1 | 1966 | 110000 | [48 empty] | GAS | AR | Carl Bailey | 202 | 1 | 2010 |  | ARP, CAIROS | 1740.3 | 12 |  | 326230.6 | 46.428 | 0.159 | 36.66 | 26993.66 | 432444.71 | 6 | Southwest Power Pool | Woodruff | Electric Utility | 4911 | Electric Services | 35.2597 | -91.3631 | Arkansas Electric Cooperative Corporation (Owner/Operator) | Phase 2 |  | Operating | Dry bottom wall-fired boiler | Pipeline Natural Gas | Residual Oil |  |  |  | 1436 | 10.4 | GAS | 138.0769 | 1934.111 | 0.159 | 0.21472 | 11.1511
807 | Arkansas Electric Coop Corp | 203 | McClellan | AR | Ouachita | 1 | ST | OP | 136 | 134 | 134 |  | 5 | 1972 | NG | RFO | Y | Y | N | Electric Utility |  |  |  |  | N | [6 empty] | 1 | 1972 | 156000 | [48 empty] | GAS | AR | McClellan | 203 | 1 | 2010 |  | ARP, CAIROS | 5454.71 | 12 |  | 1593811.77 | 55.206 | 0.2349 | 316.42 | 146455.704 | 2444251.289 | 6 | Southwest Power Pool | Ouachita | Electric Utility | 4911 | Electric Services | 33.5648 | -92.7917 | Arkansas Electric Cooperative Corporation (Owner/Operator) | Phase 2 |  | Operating | Dry bottom wall-fired boiler | Pipeline Natural Gas | Residual Oil |  |  |  | 1436 | 10.4 | GAS | 138.0769 | 1984.7876 | 0.2349 | 0.045172 | 10.961
807 | Arkansas Electric Coop Corp | 7040 | Ellis | AR | Crawford | 1 | HY | OP | 10.8 | 5 | 5 |  | 12 | 1988 | WAT |  | N | Y | N | Electric Utility |  |  |  |  | N | [57 empty] | N/A | [39 empty] | 0 | 0 | 10.4
807 | Arkansas Electric Coop Corp | 7040 | Ellis | AR | Crawford | 2 | HY | OP | 10.8 | 6 | 6 |  | 12 | 1988 | WAT |  | N | Y | N | Electric Utility |  |  |  |  | N | [57 empty] | N/A | [39 empty] | 0 | 0 | 10.4
807 | Arkansas Electric Coop Corp | 7040 | Ellis | AR | Crawford | 3 | HY | OP | 10.8 | 6 | 6 |  | 12 | 1988 | WAT |  | N | Y | N | Electric Utility |  |  |  |  | N | [57 empty] | N/A | [39 empty] | 0 | 0 | 10.4
807 | Arkansas Electric Coop Corp | 7135 | Whillock | AR | Conway | 1 | HY | OP | 10.8 | 6 | 6 |  | 10 | 1993 | WAT |  | N | Y | N | Electric Utility |  |  |  |  | N | [57 empty] | N/A | [39 empty] | 0 | 0 | 10.4
807 | Arkansas Electric Coop Corp | 7246 | Dam 2 | AR | Desha | 1 | HY | OP | 34.2 | 11 | 11 |  | 6 | 1999 | WAT |  | N | Y | N | Electric Utility |  |  |  |  | N | [57 empty] | N/A | [39 empty] | 0 | 0 | 10.4
807 | Arkansas Electric Coop Corp | 7825 | Fulton | AR | Hempstead | 1 | GT | OP | 154.8 | 153 | 153 |  | 5 | 2001 | NG |  | N | Y | N | Electric Utility |  |  |  |  | N | [57 empty] | GAS | AR | Fulton | 7825 | CT1 | 2010 |  | ARP, CAIROS | 729.28 | 12 | 101492.38 |  | 0.266 | 0.0612 | 25.36 | 52717.068 | 887067.179 | 6 |  | Hempstead | Electric Utility | 4939 | Combination Utility Services | 33.6094 | -93.7924 | Arkansas Electric Cooperative Corporation (Owner/Operator) | Phase 2 |  | Operating | Combustion turbine | Pipeline Natural Gas |  |  | Dry Low NOx Burners |  | 1692 | 8.6476 | GAS | 167 | 454.2484 | 0.0612 | 0.0006 | 8.6476
807 | Arkansas Electric Coop Corp | 55221 | Harry L. Oswald | AR | Pulaski | G1 | CT | OP | 51 | 47 | 47 |  | 7 | 2002 | NG |  | N | Y | N | Electric Utility |  |  |  |  | N | [57 empty] | GAS | AR | Oswald Generating Station | 55221 | G1 | 2010 |  | ARP, CAIROS | 1068.25 | 12 | 51711.29 |  | 0.123 | 0.1077 | 18.112 | 24323.244 | 409294.558 | 6 |  | Pulaski | Electric Utility | 4911 | Electric Services | 34.5923 | -92.2166 | Arkansas Electric Cooperative Corporation (Owner/Operator) | Phase 2 |  | Operating | Combined cycle | Pipeline Natural Gas |  |  | Steam Injection |  | 567 | 7.6612 | GAS | 61 | 1851.0638 | 0.1077 | 0.000601 | 7.6612
807 | Arkansas Electric Coop Corp | 55221 | Harry L. Oswald | AR | Pulaski | G2 | CT | OP | 51 | 47 | 47 |  | 7 | 2002 | NG |  | N | Y | N | Electric Utility |  |  |  |  | N | [57 empty] | GAS | AR | Oswald Generating Station | 55221 | G2 | 2010 |  | ARP, CAIROS | 721.87 | 12 | 34737.59 |  | 0.08 | 0.1159 | 12.824 | 15815.197 | 266106.548 | 6 |  | Pulaski | Electric Utility | 4911 | Electric Services | 34.5923 | -92.2166 | Arkansas Electric Cooperative Corporation (Owner/Operator) | Phase 2 |  | Operating | Combined cycle | Pipeline Natural Gas |  |  | Steam Injection |  | 567 | 7.3845 | GAS | 69 | 1765.9574 | 0.1159 | 0.000601 | 7.3845
807 | Arkansas Electric Coop Corp | 55221 | Harry L. Oswald | AR | Pulaski | G3 | CT | OP | 51 | 47 | 47 |  | 7 | 2002 | NG |  | N | Y | N | Electric Utility |  |  |  |  | N | [57 empty] | GAS | AR | Oswald Generating Station | 55221 | G3 | 2010 |  | ARP, CAIROS | 1231.72 | 12 | 59443.24 |  | 0.13 | 0.0998 | 18.806 | 25710.494 | 432598.626 | 6 |  | Pulaski | Electric Utility | 4911 | Electric Services | 34.5923 | -92.2166 | Arkansas Electric Cooperative Corporation (Owner/Operator) | Phase 2 |  | Operating | Combined cycle | Pipeline Natural Gas |  |  | Steam Injection |  | 567 | 7.0503 | GAS | 64 | 1819.1489 | 0.0998 | 0.000601 | 7.0503
807 | Arkansas Electric Coop Corp | 55221 | Harry L. Oswald | AR | Pulaski | G4 | CT | OP | 51 | 47 | 47 |  | 7 | 2002 | NG |  | N | Y | N | Electric Utility |  |  |  |  | N | [57 empty] | GAS | AR | Oswald Generating Station | 55221 | G4 | 2010 |  | ARP, CAIROS | 1034.4 | 12 | 50047.5 |  | 0.108 | 0.1062 | 15.792 | 21371.906 | 359640.815 | 6 |  | Pulaski | Electric Utility | 4911 | Electric Services | 34.5923 | -92.2166 | Arkansas Electric Cooperative Corporation (Owner/Operator) | Phase 2 |  | Operating | Combined cycle | Pipeline Natural Gas |  |  | Steam Injection |  | 567 | 6.9716 | GAS | 70 | 1755.3191 | 0.1062 | 0.000601 | 9.9395
807 | Arkansas Electric Coop Corp | 55221 | Harry L. Oswald | AR | Pulaski | G5 | CT | OP | 51 | 47 | 47 |  | 7 | 2002 | NG |  | N | Y | N | Electric Utility |  |  |  |  | N | [57 empty] | GAS | AR | Oswald Generating Station | 55221 | G5 | 2010 |  | ARP, CAIROS | 1105.31 | 12 | 52652.1 |  | 0.106 | 0.1139 | 16.296 | 20961.024 | 352719.636 | 6 |  | Pulaski | Electric Utility | 4911 | Electric Services | 34.5923 | -92.2166 | Arkansas Electric Cooperative Corporation (Owner/Operator) | Phase 2 |  | Operating | Combined cycle | Pipeline Natural Gas |  |  | Steam Injection |  | 567 | 6.589 | GAS | 63 | 1829.7872 | 0.1139 | 0.000601 | 9.9395
807 | Arkansas Electric Coop Corp | 55221 | Harry L. Oswald | AR | Pulaski | G6 | CT | OP | 51 | 47 | 47 |  | 7 | 2002 | NG |  | N | Y | N | Electric Utility |  |  |  |  | N | [57 empty] | GAS | AR | Oswald Generating Station | 55221 | G6 | 2010 |  | ARP, CAIROS | 1338.58 | 12 | 65352.53 |  | 0.141 | 0.114 | 22.216 | 27971.405 | 470697.604 | 6 |  | Pulaski | Electric Utility | 4911 | Electric Services | 34.5923 | -92.2166 | Arkansas Electric Cooperative Corporation (Owner/Operator) | Phase 2 |  | Operating | Combined cycle | Pipeline Natural Gas |  |  | Steam Injection |  | 567 | 7.0177 | GAS | 67 | 1787.234 | 0.114 | 0.000599 | 7.0177
807 | Arkansas Electric Coop Corp | 55221 | Harry L. Oswald | AR | Pulaski | G7 | CT | OP | 83.5 | 76 | 76 |  | 7 | 2002 | NG |  | N | Y | N | Electric Utility |  |  |  |  | N | [57 empty] | GAS | AR | Oswald Generating Station | 55221 | G7 | 2010 |  | ARP, CAIROS | 1747.42 | 12 | 155505.77 |  | 0.414 | 0.0381 | 21.08 | 81995.252 | 1379672.763 | 6 |  | Pulaski | Electric Utility | 4911 | Electric Services | 34.5923 | -92.2166 | Arkansas Electric Cooperative Corporation (Owner/Operator) | Phase 2 |  | Operating | Combined cycle | Pipeline Natural Gas |  |  | Dry Low NOx Burners |  | 1260 | 8.823 | GAS | 114 | 1750 | 0.0381 | 0.0006 | 8.823
807 | Arkansas Electric Coop Corp | 55221 | Harry L. Oswald | AR | Pulaski | G8 | CA | OP | 105 | 95 | 95 |  | 7 | 2002 | NG |  | N | Y | N | Electric Utility |  |  |  |  | N | [9 empty] | 0.015 |  |  | PB |  | NP | 1996 | 1996 | 1996 | MS | WA | [37 empty] | GAS | [39 empty] | 0 | 0 | 10.4
807 | Arkansas Electric Coop Corp | 55221 | Harry L. Oswald | AR | Pulaski | G9 | CA | OP | 105 | 95 | 95 |  | 7 | 2002 | NG |  | N | Y | N | Electric Utility |  |  |  |  | N | [9 empty] | 0.015 |  |  | PB |  | NP | 1996 | 1996 | 1996 | MS | WA | [37 empty] | GAS | [39 empty] | 0 | 0 | 10.4
807 | Arkansas Electric Coop Corp | 56489 | Elkins Generating Center | AR | Washington | A | GT | OP | 22 | 20 | 20 |  | 5 | 2010 | NG |  | N | Y | N | Electric Utility |  |  |  |  | N | [57 empty] | GAS | [39 empty] | 0.034434 | 0.0003683 | 10.3849
807 | Arkansas Electric Coop Corp | 56489 | Elkins Generating Center | AR | Washington | B | GT | OP | 22 | 20 | 20 |  | 5 | 2010 | NG |  | N | Y | N | Electric Utility |  |  |  |  | N | [57 empty] | GAS | [39 empty] | 0.034434 | 0.0003683 | 10.3849
807 | Arkansas Electric Coop Corp | 7135 | Whillock | AR | Conway | 2 | HY | OP | 10.8 | 6 | 6 |  | 10 | 1993 | WAT |  | N | Y | N | Electric Utility |  |  |  |  | N | [57 empty] | N/A | [39 empty] | 0 | 0 | 10.4
807 | Arkansas Electric Coop Corp | 7135 | Whillock | AR | Conway | 3 | HY | OP | 10.8 | 5 | 5 |  | 10 | 1993 | WAT |  | N | Y | N | Electric Utility |  |  |  |  | N | [57 empty] | N/A | [39 empty] | 0 | 0 | 10.4
807 | Arkansas Electric Coop Corp | 7246 | Dam 2 | AR | Desha | 2 | HY | OP | 34.2 | 12 | 12 |  | 10 | 1999 | WAT |  | N | Y | N | Electric Utility |  |  |  |  | N | [57 empty] | N/A | [39 empty] | 0 | 0 | 10.4
807 | Arkansas Electric Coop Corp | 7246 | Dam 2 | AR | Desha | 3 | HY | OP | 34.2 | 12 | 12 |  | 8 | 1999 | WAT |  | N | Y | N | Electric Utility |  |  |  |  | N | [57 empty] | N/A | [39 empty] | 0 | 0 | 10.4
814 | Entergy Arkansas Inc | 166 | Carpenter | AR | Garland | 1 | HY | OP | 28 | 31 | 28 |  | 1 | 1932 | WAT |  | N | Y | N | Electric Utility |  |  |  |  | N | [57 empty] | N/A | [39 empty] | 0 | 0 | 10.4
814 | Entergy Arkansas Inc | 166 | Carpenter | AR | Garland | 2 | HY | OP | 28 | 31 | 28 |  | 1 | 1932 | WAT |  | N | Y | N | Electric Utility |  |  |  |  | N | [57 empty] | N/A | [39 empty] | 0 | 0 | 10.4
814 | Entergy Arkansas Inc | 167 | Cecil Lynch | AR | Pulaski | 3 | ST | OP | 156.2 | 110 | 110 |  | 6 | 1954 | NG | DFO | N | Y | N | Electric Utility |  |  |  |  | N | [57 empty] | GAS | AR | Cecil Lynch | 167 | 3 | 2010 |  | ARP, CAIROS | 1745.17 | 12 | 49468.34 |  | 0.201 | 0.2254 | 78.66 | 39886.33 | 671136.658 | 6 |  | Pulaski | Electric Utility | 4911 | Electric Services | 34.7535 | -92.1987 | Entergy Corporation (Owner/Operator) | Phase 2 |  | Operating | Dry bottom wall-fired boiler | Pipeline Natural Gas |  |  |  |  | 1505 | 12.109 | GAS | 93 | 1908.6022 | 0.2254 | 0.000599 | 12.109
814 | Entergy Arkansas Inc | 169 | Harvey Couch | AR | Lafayette | 2 | ST | OP | 156.2 | 123 | 123 |  | 8 | 1954 | NG |  | N | Y | N | Electric Utility |  |  |  |  | N | [6 empty] | 2 | 1954 | 105570 | [48 empty] | GAS | AR | Harvey Couch | 169 | 2 | 2010 |  | ARP, CAIROS | 2676.21 | 12 | 77658.71 |  | 0.303 | 0.1433 | 72.555 | 60021.947 | 1009951.703 | 6 | Southwest Power Pool | Lafayette | Electric Utility | 4911 | Electric Services | 33.3592 | -93.4649 | Entergy Corporation (Owner/Operator) | Phase 2 |  | Operating | Dry bottom wall-fired boiler | Pipeline Natural Gas |  |  |  |  | 1632 | 11.0147 | GAS | 117 | 1974.359 | 0.1433 | 0.0006 | 11.0147
814 | Entergy Arkansas Inc | 170 | Lake Catherine | AR | Hot Spring | 4 | ST | OP | 552.5 | 524 | 524 |  | 4 | 1970 | NG |  | N | Y | N | Electric Utility |  |  |  |  | N | [57 empty] | GAS | AR | Lake Catherine | 170 | 4 | 2010 |  | ARP, CAIROS | 1488.69 | 12 | 150015.4 |  | 0.54 | 0.1428 | 150.545 | 106963.007 | 1799975.052 | 6 | Southwest Power Pool | Hot Spring | Electric Utility | 4911 | Electric Services | 34.4341 | -92.9046 | Entergy Corporation (Owner/Operator) | Phase 2 |  | Operating | Dry bottom wall-fired boiler | Pipeline Natural Gas |  |  |  |  | 7606 | 12.1359 | GAS | 466 | 1937.7682 | 0.1428 | 0.0006 | 11.9986
814 | Entergy Arkansas Inc | 171 | Mabelvale | AR | Pulaski | 1 | GT | OP | 19.5 | 14 | 16 |  | 12 | 1970 | NG | DFO | N | Y | N | Electric Utility |  |  |  |  | N | [57 empty] | GAS | [39 empty] | 0.25111 | 0.0035417 | 12.0938
814 | Entergy Arkansas Inc | 171 | Mabelvale | AR | Pulaski | 2 | GT | OP | 19.5 | 14 | 16 |  | 12 | 1970 | NG | DFO | N | Y | N | Electric Utility |  |  |  |  | N | [57 empty] | GAS | [39 empty] | 0.25111 | 0.0035417 | 12.0938
814 | Entergy Arkansas Inc | 171 | Mabelvale | AR | Pulaski | 4 | GT | OP | 19.5 | 14 | 16 |  | 12 | 1970 | NG | DFO | N | Y | N | Electric Utility |  |  |  |  | N | [57 empty] | GAS | [39 empty] | 0.25111 | 0.0035417 | 12.0938
814 | Entergy Arkansas Inc | 174 | Remmel | AR | Hot Spring | 1 | HY | OP | 3 | 4 | 3 |  | 1 | 1925 | WAT |  | N | Y | N | Electric Utility |  |  |  |  | N | [57 empty] | N/A | [39 empty] | 0 | 0 | 10.4
814 | Entergy Arkansas Inc | 6009 | White Bluff | AR | Jefferson | 1 | ST | OP | 850 | 815 | 815 |  | 8 | 1980 | SUB |  | N | Y | N | Electric Utility |  |  |  |  | N | Y |  | Y |  |  |  | 1 | 1980 | 1542339 | 40 |  |  | OP | SU | NP | 1960 | 1960 | 1960 | MS | NC | [20 empty] | OP | EK |  |  | 6 |  | 0.5 |  |  |  | 99.5 | 381 | 4675000 | OP | CF |  |  | COAL | AR | White Bluff | 6009 | 1 | 2010 |  | ARP, CAIROS | 8004.27 | 12 | 6275922.12 |  | 15936.257 | 0.2501 | 7926.698 | 6625193.183 | 63178867.58 | 6 | Southwest Power Pool | Jefferson | Electric Utility | 4911 | Electric Services | 34.4236 | -92.1392 | Arkansas Electric Cooperative Corporation (Owner) City of Jonesboro (Owner) Entergy Corporation (Owner/Operator) West Memphis Utilities (Owner) Conway Corporation (Owner) | Phase 2 | Early Election | Operating | Tangentially-fired | Coal | Residual Oil |  | Overfire Air | Electrostatic Precipitator | 9700 | 10.0361 | COAL | 865 | 1969.3252 | 0.2501 | 0.50448 | 10.0361
814 | Entergy Arkansas Inc | 6009 | White Bluff | AR | Jefferson | 2 | ST | OP | 850 | 844 | 844 |  | 8 | 1981 | SUB |  | N | Y | N | Electric Utility |  |  |  |  | N | Y |  | Y |  |  |  | 1 | 1980 | 1542339 | 40 |  |  | OP | SU | NP | 1963 | 1963 | 1963 | MS | NC | [20 empty] | OP | EK |  |  | 6 |  | 0.5 |  |  |  | 99.7 | 381 | 4675000 |  |  |  |  | COAL | AR | White Bluff | 6009 | 2 | 2010 |  | ARP, CAIROS | 6608.21 | 12 | 5130420.18 |  | 12528.087 | 0.3099 | 7879.763 | 5198648.285 | 49581773.28 | 6 | Southwest Power Pool | Jefferson | Electric Utility | 4911 | Electric Services | 34.4236 | -92.1392 | Arkansas Electric Cooperative Corporation (Owner) City of Jonesboro (Owner) Entergy Corporation (Owner/Operator) West Memphis Utilities (Owner) Conway Corporation (Owner) | Phase 2 | Early Election | Operating | Tangentially-fired | Coal | Residual Oil |  | Overfire Air | Electrostatic Precipitator | 9250 | 9.6508 | COAL | 893 | 1970.9716 | 0.3099 | 0.50535 | 9.6508
814 | Entergy Arkansas Inc | 6641 | Independence | AR | Independence | 1 | ST | OP | 850 | 836 | 836 |  | 1 | 1983 | SUB |  | N | Y | N | Electric Utility |  |  |  |  | N | Y | [5 empty] | 1 | 1983 | 1760000 | [31 empty] | OP | EK |  |  | 6 |  | 0.5 |  |  |  | 99.5 | 420 | 2786667 |  |  |  |  | COAL | AR | Independence | 6641 | 1 | 2010 |  | ARP, CAIROS | 8372.26 | 12 | 6463749.67 |  | 14916.687 | 0.2449 | 7840.682 | 6681811.796 | 63712503.74 | 6 | Southwest Power Pool | Independence | Electric Utility | 4911 | Electric Services | 35.6733 | -91.4083 | Arkansas Electric Cooperative Corporation (Owner) City of Jonesboro (Owner) Entergy Corporation (Owner/Operator) Conway Corporation (Owner) West Memphis Utilities (Owner) City of Osceola (Owner) | Phase 2 | Early Election | Operating | Tangentially-fired | Coal | Residual Oil |  | Overfire Air | Electrostatic Precipitator | 9000 | 9.8405 | COAL | 881 | 1973.0861 | 0.2449 | 0.46825 | 9.8405
814 | Entergy Arkansas Inc | 6641 | Independence | AR | Independence | 2 | ST | OP | 850 | 842 | 842 |  | 12 | 1984 | SUB |  | N | Y | N | Electric Utility |  |  |  |  | N | Y | [5 empty] | 1 | 1983 | 1760000 | 0.14 | 0.3 | 0.25 | PB | SU | NP | 1974 | 1973 | 1995 | MS | SS | [20 empty] | OP | EK |  |  | 6 |  | 0.5 |  |  |  | 99.5 | 420 | 2786667 |  |  |  |  | COAL | AR | Independence | 6641 | 2 | 2010 |  | ARP, CAIROS | 7584.92 | 12 | 5953972.85 |  | 13757.957 | 0.2461 | 6777.974 | 5780629.853 | 55125638.28 | 6 | Southwest Power Pool | Independence | Electric Utility | 4911 | Electric Services | 35.6733 | -91.4083 | Arkansas Electric Cooperative Corporation (Owner) City of Jonesboro (Owner) Entergy Corporation (Owner/Operator) Conway Corporation (Owner) West Memphis Utilities (Owner) City of Osceola (Owner) | Phase 2 | Early Election | Operating | Tangentially-fired | Coal | Residual Oil |  | Overfire Air | Electrostatic Precipitator | 9135 | 9.2596 | COAL | 895 | 1968.5273 | 0.2461 | 0.49915 | 9.2586
814 | Entergy Arkansas Inc | 8055 | Arkansas Nuclear One | AR | Pope | 1 | ST | OP | 902.5 | 834 | 858 |  | 12 | 1974 | NUC |  | N | Y | N | Electric Utility | [62 empty] | N/A | [39 empty] | 0 | 0 | 10.4
814 | Entergy Arkansas Inc | 8055 | Arkansas Nuclear One | AR | Pope | 2 | ST | OP | 942.5 | 989 | 1007 |  | 3 | 1980 | NUC |  | N | Y | N | Electric Utility | [62 empty] | N/A | [39 empty] | 0 | 0 | 10.4
814 | Entergy Arkansas Inc | 171 | Mabelvale | AR | Pulaski | 3 | GT | OP | 19.5 | 14 | 16 |  | 12 | 1970 | NG | DFO | N | Y | N | Electric Utility |  |  |  |  | N | [57 empty] | GAS | [39 empty] | 0.25111 | 0.0035417 | 12.0938
814 | Entergy Arkansas Inc | 174 | Remmel | AR | Hot Spring | 2 | HY | OP | 3 | 4 | 3 |  | 1 | 1925 | WAT |  | N | Y | N | Electric Utility |  |  |  |  | N | [57 empty] | N/A | [39 empty] | 0 | 0 | 10.4
814 | Entergy Arkansas Inc | 174 | Remmel | AR | Hot Spring | 3 | HY | OP | 3 | 4 | 3 |  | 1 | 1925 | WAT |  | N | Y | N | Electric Utility |  |  |  |  | N | [57 empty] | N/A | [39 empty] | 0 | 0 | 10.4
867 | ARCO Products Co-Watson | 50216 | Watson Cogeneration | CA | Los Angeles | GN91 | CT | OP | 82 | 82 | 82 |  | 3 | 1988 | NG | OG | Y | Y | Y | Industrial CHP |  |  |  |  | N | [57 empty] | GAS | [39 empty] | 0.048072 | 0.0007471 | 11.1515
867 | ARCO Products Co-Watson | 50216 | Watson Cogeneration | CA | Los Angeles | GN92 | CT | OP | 82 | 82 | 82 |  | 2 | 1988 | NG | OG | Y | Y | Y | Industrial CHP |  |  |  |  | N | [57 empty] | GAS | [39 empty] | 0.048072 | 0.0007471 | 11.1515
867 | ARCO Products Co-Watson | 50216 | Watson Cogeneration | CA | Los Angeles | GN93 | CT | OP | 82 | 82 | 82 |  | 1 | 1988 | NG | OG | Y | Y | Y | Industrial CHP |  |  |  |  | N | [57 empty] | GAS | [39 empty] | 0.048072 | 0.0007471 | 11.1515
867 | ARCO Products Co-Watson | 50216 | Watson Cogeneration | CA | Los Angeles | GN94 | CT | OP | 82 | 82 | 82 |  | 12 | 1987 | NG | OG | Y | Y | Y | Industrial CHP |  |  |  |  | N | [57 empty] | GAS | [39 empty] | 0.049001 | 0.000748 | 11.2494
867 | ARCO Products Co-Watson | 50216 | Watson Cogeneration | CA | Los Angeles | GN95 | CA | OP | 38.5 | 35 | 35 |  | 2 | 1988 | NG | OG | N | Y | Y | Industrial CHP |  |  |  |  | N | [57 empty] | GAS | [39 empty] | 0 | 0 | 10.4
867 | ARCO Products Co-Watson | 50216 | Watson Cogeneration | CA | Los Angeles | GN96 | CA | OP | 38.5 | 35 | 35 |  | 12 | 1987 | NG | OG | N | Y | Y | Industrial CHP |  |  |  |  | N | [57 empty] | GAS | [39 empty] | 0 | 0 | 10.4
871 | Village of Arnold | 2216 | Arnold | NE | CUSTER | 1 | IC | OP | 0.5 | 0.5 | 0.5 |  | 1 | 1960 | DFO |  | N | Y | N | Electric Utility | [62 empty] | LIQUID | [39 empty] | 0.7385 | 0.025484 | 12.5895
871 | Village of Arnold | 2216 | Arnold | NE | CUSTER | 3 | IC | OP | 0.2 | 0.2 | 0.2 |  | 1 | 1942 | DFO |  | N | Y | N | Electric Utility | [62 empty] | LIQUID | [39 empty] | 0.7385 | 0.025484 | 12.5895
871 | Village of Arnold | 2216 | Arnold | NE | CUSTER | 4 | IC | OP | 0.3 | 0.2 | 0.2 |  | 1 | 1946 | DFO |  | N | N | N | Electric Utility | [62 empty] | LIQUID | [39 empty] | 0.7385 | 0.025484 | 12.5895
900 | Asbury Park Press Inc | 10157 | Asbury Park Press | NJ | Monmouth | ENG1 | IC | OP | 0.7 | 0.7 | 0.7 |  | 5 | 1987 | NG | PG | Y | N | Y | Industrial CHP |  |  |  |  | N | [57 empty] | GAS | [39 empty] | 1.1659 | 0.0016829 | 10.4
900 | Asbury Park Press Inc | 10157 | Asbury Park Press | NJ | Monmouth | ENG2 | IC | OP | 0.7 | 0.7 | 0.7 |  | 5 | 1987 | NG | PG | Y | N | Y | Industrial CHP |  |  |  |  | N | [57 empty] | GAS | [39 empty] | 1.1659 | 0.0016829 | 10.4
914 | Total Petrochemicals USA Inc | 10568 | Port Arthur Texas Refinery | TX | JEFFERSON | GEN1 | GT | OP | 38.4 | 24.6 | 30.9 |  | 8 | 1988 | NG | OG | N | Y | Y | Industrial CHP |  |  |  |  | N | [57 empty] | GAS | [39 empty] | 0.1402 | 0.0020595 | 12.1022
918 | City of Aspen- (CO) | 7458 | Ruedi | CO | Pitkin | 1 | HY | OP | 5 | 5 | 5 |  | 9 | 1985 | WAT |  | N | Y | N | Electric Utility |  |  |  |  | N | [57 empty] | N/A | [39 empty] | 0 | 0 | 10.4
924 | Associated Electric Coop, Inc | 2167 | New Madrid | MO | New Madrid | 1 | ST | OP | 600 | 599 | 599 |  | 12 | 1972 | SUB |  | N | Y | N | Electric Utility |  |  |  |  | N |  |  | Y |  |  |  | 1 | 1977 | 1290000 | [31 empty] | OP | EK |  |  | 4 |  | 0.2 | 0.3 | 0.1 | 0.5 | 96 | 440 | 2200000 | OP | LA | OV |  | COAL | MO | New Madrid Power Plant | 2167 | 1 | 2010 |  | ARP, CAIRNOX, CAIROS, CAIRSO2 | 8042.83 | 12 | 4295969.76 |  | 8849.912 | 0.1025 | 2002.316 | 4300207.893 | 41001363.24 | 7 | Southwest Power Pool | New Madrid | Electric Utility | 4911 | Electric Services | 36.5147 | -89.5617 | Associated Electric Cooperative, Inc. (Owner/Operator) | Table 1 | Group 2 | Operating | Cyclone boiler | Coal | Diesel Oil |  | Selective Catalytic Reduction Overfire Air | Electrostatic Precipitator | 6728 | 9.5313 | COAL | 606 | 1994.1569 | 0.1025 | 0.43169 | 9.5313
924 | Associated Electric Coop, Inc | 2168 | Thomas Hill | MO | Randolph | 1 | ST | OP | 180 | 181.7 | 181.7 |  | 11 | 1966 | SUB |  | N | Y | N | Electric Utility |  |  |  |  | N |  |  | Y |  |  |  | E1 | 1966 | 340000 | [31 empty] | OP | EK |  |  | 4 |  | 0.2 | 0.3 | 0.1 | 0.5 | 99.6 | 17 | 675000 |  |  |  |  | COAL | MO | Thomas Hill Energy Center | 2168 | MB1 | 2010 |  | ARP, CAIRNOX, CAIROS, CAIRSO2 | 7519.86 | 12 | 1316709.65 |  | 3059.953 | 0.1009 | 725.89 | 1557882.184 | 14855096.57 | 7 |  | Randolph | Electric Utility | 4911 | Electric Services | 39.5531 | -92.6392 | Associated Electric Cooperative, Inc. (Owner/Operator) | Table 1 | Group 2 | Operating | Cyclone boiler | Coal | Diesel Oil |  | Overfire Air Selective Catalytic Reduction | Electrostatic Precipitator | 2180 | 11.272 | COAL | 184 | 493.6709 | 0.1009 | 0.41197 | 11.272
924 | Associated Electric Coop, Inc | 2168 | Thomas Hill | MO | Randolph | 2 | ST | OP | 285 | 275 | 275 |  | 3 | 1969 | SUB |  | N | Y | N | Electric Utility |  |  |  |  | N |  |  | Y |  |  |  | E2 | 1969 | 425000 | [31 empty] | OP | EK |  |  | 4 |  | 0.2 | 0.3 | 0.1 | 0.5 | 99.5 | 54 | 1200000 |  |  |  |  | COAL | MO | Thomas Hill Energy Center | 2168 | MB2 | 2010 |  | ARP, CAIRNOX, CAIROS, CAIRSO2 | 8153.9 | 12 | 2226639.54 |  | 5147.428 | 0.4173 | 4950.306 | 2507033.476 | 23903901.58 | 7 |  | Randolph | Electric Utility | 4911 | Electric Services | 39.5531 | -92.6392 | Associated Electric Cooperative, Inc. (Owner/Operator) | Table 1 | Group 2 | Operating | Cyclone boiler | Coal | Diesel Oil |  | Overfire Air Selective Catalytic Reduction | Electrostatic Precipitator | 3579 | 10.7143 | COAL | 302 | 450.9091 | 0.4173 | 0.43068 | 10.7143
924 | Associated Electric Coop, Inc | 2168 | Thomas Hill | MO | Randolph | 3 | ST | OP | 670 | 670 | 670 |  | 6 | 1982 | SUB |  | N | Y | N | Electric Utility |  |  |  |  | N |  |  | Y |  |  |  | E3 | 1982 | 1400000 | [31 empty] | OP | EK |  |  | 4 |  | 0.2 | 0.3 | 0.1 | 0.5 | 99.5 | 252 | 2900000 |  |  |  |  | COAL | MO | Thomas Hill Energy Center | 2168 | MB3 | 2010 |  | ARP, CAIRNOX, CAIROS, CAIRSO2 | 6701.68 | 12 | 4358363.86 |  | 8861 | 0.1 | 2063.08 | 4420631.919 | 42155058.01 | 7 |  | Randolph | Electric Utility | 4911 | Electric Services | 39.5531 | -92.6392 | Associated Electric Cooperative, Inc. (Owner/Operator) | Phase 2 | Phase 1 Group 1 | Operating | Dry bottom wall-fired boiler | Coal | Diesel Oil |  | Overfire Air Low NOx Burner Technology (Dry Bottom only) Selective Catalytic Reduction | Electrostatic Precipitator | 8182 | 9.6475 | COAL | 716 | 465.6716 | 0.1 | 0.4204 | 9.6475
924 | Associated Electric Coop, Inc | 7604 | St Francis Energy Facility | MO | Dunklin | 1 | CS | OP | 298 | 225 | 242 |  | 7 | 1999 | NG | DFO | N | Y | N | Electric Utility |  |  |  |  | N | [57 empty] | GAS | MO | St. Francis Power Plant | 7604 | 1 | 2010 |  | ARP, CAIRNOX, CAIROS, CAIRSO2 | 2102.25 | 12 | 362925.11 |  | 0.821 | 0.0308 | 24.836 | 162697.887 | 2737704.016 | 7 |  | Dunklin | Electric Utility | 4911 | Electric Services | 36.5852 | -90.1779 | Associated Electric Cooperative, Inc. (Owner/Operator) Duke Energy Corporation (Owner) | Phase 2 |  | Operating | Combined cycle | Pipeline Natural Gas |  |  | Dry Low NOx Burners Selective Catalytic Reduction |  | 1755.6 | 7.1316 | GAS | 250 | 1983.4711 | 0.0308 | 0.0006 | 7.1316
924 | Associated Electric Coop, Inc | 7749 | Essex | MO | Stoddard | 1 | GT | OP | 121.2 | 107.4 | 112.5 |  | 6 | 1999 | NG |  | N | Y | N | Electric Utility |  |  |  |  | N | [57 empty] | GAS | MO | Essex Power Plant | 7749 | 1 | 2010 |  | ARP, CAIRNOX, CAIROS, CAIRSO2 | 78.26 | 12 | 6681.34 |  | 0.024 | 0.1023 | 4.099 | 4678.349 | 78726.096 | 7 |  | Stoddard | Electric Utility | 4911 | Electric Services | 36.8678 | -89.8397 | Associated Electric Cooperative, Inc. (Owner/Operator) | Phase 2 |  | Operating | Combustion turbine | Pipeline Natural Gas |  |  | Dry Low NOx Burners |  | 1400 | 11.466 | GAS | 108 | 1979.1667 | 0.1023 | 0.00061 | 11.466
924 | Associated Electric Coop, Inc | 7757 | Chouteau | OK | Mayes | 1 | CT | OP | 175.5 | 165 | 165 |  | 6 | 2000 | NG |  | N | Y | N | Electric Utility |  |  |  |  | N | [57 empty] | GAS | OK | Chouteau Power Plant | 7757 | 1 | 2010 |  | ARP | 4016.62 | 12 | 770598.74 |  | 1.684 | 0.0292 | 61.96 | 333646.218 | 5614188.957 | 6 | Southwest Power Pool | Mayes | Electric Utility | 4911 | Electric Services | 36.2206 | -95.2756 | Associated Electric Cooperative, Inc. (Owner/Operator) | Phase 2 |  | Operating | Combined cycle | Pipeline Natural Gas |  |  | Dry Low NOx Burners Selective Catalytic Reduction |  | 1803.6 | 7.0665 | GAS | 254 | 1730.303 | 0.0292 | 0.0006 | 7.0665
924 | Associated Electric Coop, Inc | 7757 | Chouteau | OK | Mayes | 2 | CT | OP | 175.5 | 165 | 165 |  | 6 | 2000 | NG |  | N | Y | N | Electric Utility |  |  |  |  | N | [57 empty] | GAS | OK | Chouteau Power Plant | 7757 | 2 | 2010 |  | ARP | 4725.16 | 12 | 901912.13 |  | 1.96 | 0.0298 | 76.296 | 388149.373 | 6531360.182 | 6 | Southwest Power Pool | Mayes | Electric Utility | 4911 | Electric Services | 36.2206 | -95.2756 | Associated Electric Cooperative, Inc. (Owner/Operator) | Phase 2 |  | Operating | Combined cycle | Pipeline Natural Gas |  |  | Dry Low NOx Burners Selective Catalytic Reduction |  | 1809.4 | 6.997 | GAS | 261 | 1709.0909 | 0.0298 | 0.0006 | 9.5602
924 | Associated Electric Coop, Inc | 7757 | Chouteau | OK | Mayes | 3 | CA | OP | 181.9 | 165 | 170 |  | 6 | 2000 | NG |  | N | Y | N | Electric Utility |  |  |  |  | N | [9 empty] | 0.075 | 0.05 | 0.3 | PB | SU | NP | 1981 | 1992 | 1998 | MS | SS | UP | [32 empty] | OP | FR | OV | SR | GAS | [39 empty] | 0 | 0 | 10.4
924 | Associated Electric Coop, Inc | 7757 | Chouteau | OK | Mayes | 4 | CT | OP | 175.5 | 165 | 165 |  | 6 | 2011 | NG |  | N | Y | N | Electric Utility |  |  |  |  | N | [57 empty] | GAS | OK | Chouteau Power Plant | 7757 | 1 | 2010 |  | ARP | 4016.62 | 12 | 770598.74 |  | 1.684 | 0.0292 | 61.96 | 333646.218 | 5614188.957 | 6 | Southwest Power Pool | Mayes | Electric Utility | 4911 | Electric Services | 36.2206 | -95.2756 | Associated Electric Cooperative, Inc. (Owner/Operator) | Phase 2 |  | Operating | Combined cycle | Pipeline Natural Gas |  |  | Dry Low NOx Burners Selective Catalytic Reduction |  | 1803.6 | 7.0665 | GAS | 254 | 230.303 | 0.0292 | 0.0006 | 7.0665
924 | Associated Electric Coop, Inc | 7757 | Chouteau | OK | Mayes | 5 | CT | OP | 175.5 | 165 | 165 |  | 6 | 2011 | NG |  | N | Y | N | Electric Utility |  |  |  |  | N | [57 empty] | GAS | OK | Chouteau Power Plant | 7757 | 1 | 2010 |  | ARP | 4016.62 | 12 | 770598.74 |  | 1.684 | 0.0292 | 61.96 | 333646.218 | 5614188.957 | 6 | Southwest Power Pool | Mayes | Electric Utility | 4911 | Electric Services | 36.2206 | -95.2756 | Associated Electric Cooperative, Inc. (Owner/Operator) | Phase 2 |  | Operating | Combined cycle | Pipeline Natural Gas |  |  | Dry Low NOx Burners Selective Catalytic Reduction |  | 1803.6 | 7.0665 | GAS | 254 | 230.303 | 0.0292 | 0.0006 | 7.0665
924 | Associated Electric Coop, Inc | 7757 | Chouteau | OK | Mayes | 6 | CA | OP | 181.9 | 165 | 170 |  | 6 | 2011 | NG |  | N | Y | N | Electric Utility |  |  |  |  | N | [9 empty] | 0.075¦¦ .1 | 0.05¦¦ 1.2 | 0.307¦¦ .47 | PB | SU¦¦DP | NP | 1981 | 1992¦¦ 1981 | 1998¦¦ 1987 | MS | SS¦¦NC | UP | [36 empty] | GAS | [39 empty] | 0 | 0 | 10.4
924 | Associated Electric Coop, Inc | 55340 | Dell Power Station | AR | Mississippi | CTG1 | CT | OP | 199 | 199 | 199 |  | 8 | 2007 | NG | DFO | N | N | N | Electric Utility |  |  |  |  | N | [57 empty] | GAS | AR | Dell Power Plant | 55340 | 1 | 2010 |  | ARP, CAIROS | 1596.79 | 12 | 329353.33 |  | 0.865 | 0.0324 | 24.641 | 171330.718 | 2883009.341 | 6 |  | Mississippi | Electric Utility |  |  | 35.8619 | -90.0253 | Associated Electric Cooperative, Inc. (Owner/Operator) | Phase 2 |  | Operating | Combined cycle | Pipeline Natural Gas | Diesel Oil |  | Dry Low NOx Burners Selective Catalytic Reduction |  | 3646.2 | 6.2253 | GAS | 413 | -37.6884 | 0.0324 | 0.0006 | 9.18
924 | Associated Electric Coop, Inc | 55340 | Dell Power Station | AR | Mississippi | CTG2 | CT | OP | 199 | 199 | 199 |  | 8 | 2007 | NG | DFO | N | N | N | Electric Utility |  |  |  |  | N | [57 empty] | GAS | AR | Dell Power Plant | 55340 | 2 | 2010 |  | ARP, CAIROS | 1736.94 | 12 | 383277.42 |  | 0.809 | 0.032 | 20.658 | 160324.743 | 2697750.973 | 6 |  | Mississippi | Electric Utility |  |  | 35.8619 | -90.0253 | Associated Electric Cooperative, Inc. (Owner/Operator) | Phase 2 |  | Operating | Combined cycle | Pipeline Natural Gas | Diesel Oil |  | Dry Low NOx Burners Selective Catalytic Reduction |  | 3092 | 49.3295 | GAS | 419 | -52.7638 | 0.032 | 0.0006 | 7.0386
924 | Associated Electric Coop, Inc | 55340 | Dell Power Station | AR | Mississippi | STG | CA | OP | 281 | 281 | 281 |  | 8 | 2007 | NG | DFO | N | N | N | Electric Utility |  |  |  |  | N | [6 empty] | 1¦¦2 | 2008 | 11430 | [48 empty] | GAS | [39 empty] | 0 | 0 | 10.4
924 | Associated Electric Coop, Inc | 2167 | New Madrid | MO | New Madrid | 2 | ST | OP | 600 | 580 | 580 |  | 6 | 1977 | SUB |  | N | Y | N | Electric Utility |  |  |  |  | N |  |  | Y |  |  |  | 1 | 1977 | 1290000 | [31 empty] | OP | EK |  |  | 4 |  | 0.2 | 0.3 | 0.1 | 0.5 | 96 | 440 | 2200000 | OP | OV | LA |  | COAL | MO | New Madrid Power Plant | 2167 | 2 | 2010 |  | ARP, CAIRNOX, CAIROS, CAIRSO2 | 6397.92 | 12 | 3397193.34 |  | 6189.75 | 0.1186 | 1590.059 | 3143210.623 | 29970063.62 | 7 | Southwest Power Pool | New Madrid | Electric Utility | 4911 | Electric Services | 36.5147 | -89.5617 | Associated Electric Cooperative, Inc. (Owner/Operator) | Table 1 | Group 2 | Operating | Cyclone boiler | Coal | Diesel Oil |  | Selective Catalytic Reduction Overfire Air | Electrostatic Precipitator | 6985 | 8.7704 | COAL | 626 | 1960.3448 | 0.1186 | 0.41306 | 8.7704
924 | Associated Electric Coop, Inc | 7604 | St Francis Energy Facility | MO | Dunklin | 2 | CS | OP | 316 | 248 | 250 |  | 4 | 2001 | NG | DFO | N | Y | N | Electric Utility |  |  |  |  | N | [57 empty] | GAS | MO | St. Francis Power Plant | 7604 | 2 | 2010 |  | ARP, CAIRNOX, CAIROS, CAIRSO2 | 2299.69 | 12 | 415134.65 |  | 0.962 | 0.03 | 24.966 | 190478.37 | 3205152.002 | 7 |  | Dunklin | Electric Utility | 4911 | Electric Services | 36.5852 | -90.1779 | Associated Electric Cooperative, Inc. (Owner/Operator) Duke Energy Corporation (Owner) | Phase 2 |  | Operating | Combined cycle | Pipeline Natural Gas |  |  | Dry Low NOx Burners Selective Catalytic Reduction |  | 2053.7 | 7.3505 | GAS | 250 | 2000 | 0.03 | 0.0006 | 7.3505
965 | Atlantic Municipal Utilities | 1124 | Atlantic | IA | Cass | 1 | IC | OP | 5.3 | 4 | 4 |  | 9 | 1966 | DFO | NG | Y | Y | N | Electric Utility |  |  |  |  | N | [57 empty] | LIQUID | [39 empty] | 0.7385 | 0.025484 | 12.5895
965 | Atlantic Municipal Utilities | 1124 | Atlantic | IA | Cass | 6 | GT | OP | 10 | 9.8 | 10 |  | 7 | 1999 | NG | DFO | Y | Y | N | Electric Utility |  |  |  |  | N | [57 empty] | GAS | [39 empty] | 0.16061 | 0.001806 | 10.5719
986 | Aurora Energy LLC | 79 | Aurora Energy LLC Chena | AK | Fairbanks North Star | 1 | ST | OP | 5 | 6 | 6 |  | 6 | 1952 | SUB |  | N | Y | Y | IPP CHP |  |  |  |  | N |  |  | Y | [37 empty] | OP¦¦¦¦OP | MC¦¦BP¦¦¦¦BP |  |  | 10¦¦¦¦ 10 |  | 0.2¦¦ .4¦¦¦¦ .4 |  |  |  |  | 0.47¦¦ 0 | [5 empty] | COAL | [39 empty] | 0.9228 | 0.51858 | 14.3576
986 | Aurora Energy LLC | 79 | Aurora Energy LLC Chena | AK | Fairbanks North Star | 2 | ST | OP | 2.5 | 2.5 | 2.5 |  | 6 | 1952 | SUB |  | N | Y | Y | IPP CHP |  |  |  |  | N |  |  | Y | [37 empty] | OP¦¦¦¦OP | MC¦¦BP¦¦¦¦BP |  |  | 10¦¦¦¦ 10 |  | 0.2¦¦ .4¦¦¦¦ .4 |  |  |  |  | 0.47¦¦ 0 | [5 empty] | COAL | [39 empty] | 0.9228 | 0.55723 | 14.3576
986 | Aurora Energy LLC | 79 | Aurora Energy LLC Chena | AK | Fairbanks North Star | 5 | ST | OP | 20 | 23.9 | 23.9 |  | 6 | 1975 | SUB |  | N | Y | Y | IPP CHP |  |  |  |  | N |  |  | Y | [37 empty] | OP | BR¦¦BP¦¦MC¦¦BP |  |  | 10 |  | 0.2¦¦ .4 |  |  |  |  | 2.05¦¦ 0¦¦0.47¦¦ 0 | [5 empty] | COAL | [39 empty] | 0.9228 | 0.36762 | 13.1491
989 | City of Attica | 1260 | Attica | KS | Harper | 1 | IC | OP | 0.5 | 0.4 | 0.5 |  | 88 | 1954 | DFO | NG | Y | Y | N | Electric Utility |  |  |  |  | N | [57 empty] | LIQUID | [39 empty] | 0.7385 | 0.025484 | 12.5895
989 | City of Attica | 1260 | Attica | KS | Harper | 2 | IC | OP | 0.9 | 0.8 | 0.8 |  | 88 | 1970 | DFO | NG | Y | Y | N | Electric Utility |  |  |  |  | N | [57 empty] | LIQUID | [39 empty] | 0.7385 | 0.025484 | 12.5895
989 | City of Attica | 1260 | Attica | KS | Harper | 4A | IC | OP | 0.7 | 0.7 | 0.7 |  | 5 | 2003 | DFO | NG | Y | Y | N | Electric Utility |  |  |  |  | N | [57 empty] | LIQUID | [39 empty] | 0.7385 | 0.025484 | 12.5895
989 | City of Attica | 1260 | Attica | KS | Harper | IC3 | IC | OP | 1.1 | 0.9 | 1.1 |  | 5 | 1984 | DFO | NG | Y | Y | N | Electric Utility |  |  |  |  | N | [57 empty] | LIQUID | [39 empty] | 0.7385 | 0.025484 | 12.5895
991 | Air Products & Chemicals Inc | 55557 | Wilmington Hydrogen Plant | CA | Los Angeles | T101 | ST | OP | 31.9 | 28.1 | 27.7 |  | 3 | 1996 | WH |  | N | Y | Y | Industrial CHP |  |  |  |  | N | [57 empty] | N/A | [39 empty] | 0 | 0 | 10.4
993 | Auburn Board of Public Works | 2215 | Auburn | NE | Nemaha | 1 | IC | OP | 2.4 | 2.2 | 2.4 |  | 4 | 1982 | NG | DFO | Y | Y | N | Electric Utility |  |  |  |  | N | [57 empty] | GAS | [39 empty] | 1.1659 | 0.0016829 | 10.4
993 | Auburn Board of Public Works | 2215 | Auburn | NE | Nemaha | 2 | IC | OP | 1 | 0.9 | 1 |  | 6 | 1949 | NG | DFO | Y | Y | N | Electric Utility |  |  |  |  | N | [57 empty] | GAS | [39 empty] | 1.1659 | 0.0016829 | 10.4
993 | Auburn Board of Public Works | 2215 | Auburn | NE | Nemaha | 4A | IC | OP | 3.7 | 3.7 | 3.7 |  | 6 | 1993 | NG | DFO | Y | Y | N | Electric Utility |  |  |  |  | N | [57 empty] | GAS | [39 empty] | 1.1659 | 0.0016829 | 10.4
993 | Auburn Board of Public Works | 2215 | Auburn | NE | Nemaha | 5 | IC | OP | 3.3 | 3 | 3.3 |  | 7 | 1973 | NG | DFO | Y | Y | N | Electric Utility |  |  |  |  | N | [57 empty] | GAS | [39 empty] | 1.1659 | 0.0016829 | 10.4
993 | Auburn Board of Public Works | 2215 | Auburn | NE | Nemaha | 6 | IC | OP | 2.7 | 2.5 | 2.7 |  | 5 | 1967 | NG | DFO | Y | Y | N | Electric Utility |  |  |  |  | N | [57 empty] | GAS | [39 empty] | 1.1659 | 0.0016829 | 10.4
993 | Auburn Board of Public Works | 2215 | Auburn | NE | Nemaha | 7 | IC | OP | 5.6 | 5.2 | 5.6 |  | 7 | 1987 | NG | DFO | Y | Y | N | Electric Utility |  |  |  |  | N | [57 empty] | GAS | [39 empty] | 1.1659 | 0.0016829 | 10.4
998 | City of Augusta | 6791 | Augusta Electric Plant No 2 | KS | BUTLER | 1 | IC | OP | 4 | 4 | 4 |  | 10 | 1968 | NG | DFO | Y | Y | N | Electric Utility |  |  |  |  | N | [57 empty] | GAS | [39 empty] | 1.1659 | 0.0016829 | 10.4
998 | City of Augusta | 6791 | Augusta Electric Plant No 2 | KS | BUTLER | 2 | IC | OP | 4 | 4 | 4 |  | 7 | 1968 | NG | DFO | Y | Y | N | Electric Utility |  |  |  |  | N | [57 empty] | GAS | [39 empty] | 1.1659 | 0.0016829 | 10.4
998 | City of Augusta | 6791 | Augusta Electric Plant No 2 | KS | BUTLER | 3 | IC | OP | 6 | 6 | 6 |  | 7 | 1981 | NG | DFO | Y | Y | N | Electric Utility |  |  |  |  | N | [57 empty] | GAS | [39 empty] | 1.1659 | 0.0016829 | 10.4
998 | City of Augusta | 6791 | Augusta Electric Plant No 2 | KS | BUTLER | 4 | IC | OP | 6.7 | 6.6 | 6.6 |  | 3 | 2005 | NG | DFO | Y | Y | N | Electric Utility |  |  |  |  | N | [57 empty] | GAS | [39 empty] | 1.1659 | 0.0016829 | 10.4
1005 | Avalon/Mayo Hydropower LLC | 54801 | Avalon/Mayo Hydropower | NC | ROCKINGHAM | GEN1 | HY | OP | 0.8 | 0.8 | 0.8 |  | 4 | 1997 | WAT |  | N | Y | N | Commercial Non-CHP | [62 empty] | N/A | [39 empty] | 0 | 0 | 10.4
1005 | Avalon/Mayo Hydropower LLC | 54801 | Avalon/Mayo Hydropower | NC | ROCKINGHAM | GEN2 | HY | OP | 0.3 | 0.3 | 0.3 |  | 5 | 2000 | WAT |  | N | Y | N | Commercial Non-CHP | [62 empty] | N/A | [39 empty] | 0 | 0 | 10.4
1005 | Avalon/Mayo Hydropower LLC | 54801 | Avalon/Mayo Hydropower | NC | ROCKINGHAM | GEN3 | HY | OP | 0.1 | 0.1 | 0.1 |  | 5 | 2000 | WAT |  | N | Y | N | Commercial Non-CHP | [62 empty] | N/A | [39 empty] | 0 | 0 | 10.4
1009 | City of Austin - (TX) | 1960 | Austin DT | MN | Mower | 5 | GT | OP | 6 | 5.4 | 5.4 |  | 6 | 1961 | NG |  | N | Y | N | Electric Utility | [62 empty] | GAS | [39 empty] | 0.43345 | 0.0051638 | 8.9119
1009 | City of Austin - (TX) | 1961 | Austin Northeast | MN | MOWER | 1 | ST | OP | 31.9 | 29.3 | 29.3 |  | 4 | 1971 | BIT | NG | Y | Y | N | Electric Utility |  | NG | 2012 |  | N | Y | [39 empty] | OP | EK |  |  | 5.8 |  | 1 | 1.9 |  |  | 99 | 180 | 111400 |  |  |  |  | COAL | MN | Northeast Station | 1961 | NEPP | 2010 |  | ARP | 771.05 | 12 | 3604.59 |  | 43.172 | 0.1694 | 11.843 | 5228.078 | 51008.103 | 5 | Mid-Continent Area Power Pool | Mower | Electric Utility | 4911 | Electric Services | 43.7014 | -92.9626 | Southern Minnesota Municipal Power (Owner) City of Austin (Owner/Operator) | Phase 2 | Phase II Group 1 | Operating | Dry bottom wall-fired boiler | Coal | Natural Gas |  | Low NOx Burner Technology (Dry Bottom only) | Electrostatic Precipitator | 420 | 12.8421 | COAL | 30 | -11.9454 | 0.1694 | 1.6928 | 12.8421
1015 | Austin Energy | 3548 | Decker Creek | TX | Travis | 1 | ST | OP | 321 | 320 | 335 |  | 7 | 1971 | NG |  | N | Y | N | Electric Utility | [11 empty] | 1 | 1971 | 392940 | [44 empty] | OP | LN | OV | SN | GAS | TX | Decker Creek | 3548 | 1 | 2010 |  | ARP, CAIRNOX, CAIRSO2 | 3281.77 | 12 | 450735.05 |  | 1.438 | 0.102 | 265.602 | 284925.528 | 4794420.297 | 6 | Electric Reliability Council of Texas | Travis | Electric Utility | 4911 | Electric Services | 30.3036 | -97.6128 | City of Austin (Owner/Operator) | Phase 2 |  | Operating | Tangentially-fired | Pipeline Natural Gas | Diesel Oil |  |  |  | 3250 | 9.9321 | GAS | 333 | 1996.997 | 0.102 | 0.0006 | 9.9321
1015 | Austin Energy | 3548 | Decker Creek | TX | Travis | 2 | ST | OP | 405 | 404 | 448 |  | 1 | 1978 | NG |  | N | Y | N | Electric Utility | [11 empty] | 2 | 1978 | 579360 | [48 empty] | GAS | TX | Decker Creek | 3548 | 2 | 2010 |  | ARP, CAIRNOX, CAIRSO2 | 4682.36 | 12 | 749963.14 |  | 9.939 | 0.073 | 322.894 | 481760.573 | 8054297.936 | 6 | Electric Reliability Council of Texas | Travis | Electric Utility | 4911 | Electric Services | 30.3036 | -97.6128 | City of Austin (Owner/Operator) | Phase 2 |  | Operating | Dry bottom wall-fired boiler | Pipeline Natural Gas | Diesel Oil |  |  |  | 4212 | 9.9534 | GAS | 450 | 1997.7679 | 0.073 | 0.002468 | 9.9534
1015 | Austin Energy | 3548 | Decker Creek | TX | Travis | GT1 | GT | OP | 51.5 | 52 | 60 |  | 9 | 1988 | NG |  | N | Y | N | Electric Utility | [62 empty] | GAS | TX | Decker Creek | 3548 | GT-1A | 2010 |  | CAIRNOX, CAIRSO2 | 272.62 | 12 | 6815.5 |  | 0.029 | 0.7001 | 33.397 |  | 95417 | 6 | Electric Reliability Council of Texas | Travis | Electric Utility | 4911 | Electric Services | 30.3036 | -97.6128 | City of Austin (Owner/Operator) |  |  | Operating | Combustion turbine | Pipeline Natural Gas | Other Oil |  | Water Injection |  | 420 | 9.0647 | GAS | 25 | -200 | 0.7001 | 0.000608 | 9.0647
1015 | Austin Energy | 3548 | Decker Creek | TX | Travis | GT2 | GT | OP | 51.5 | 52 | 60 |  | 9 | 1988 | NG |  | N | Y | N | Electric Utility | [62 empty] | GAS | TX | Decker Creek | 3548 | GT-2A | 2010 |  | CAIRNOX, CAIRSO2 | 201.89 | 12 | 5047.25 |  | 0.021 | 0.7001 | 24.733 |  | 70661.5 | 6 | Electric Reliability Council of Texas | Travis | Electric Utility | 4911 | Electric Services | 30.3036 | -97.6128 | City of Austin (Owner/Operator) |  |  | Operating | Combustion turbine | Pipeline Natural Gas | Other Oil |  | Water Injection |  | 420 | 8.6685 | GAS | 25 | -200 | 0.7001 | 0.000594 | 8.6685
1015 | Austin Energy | 3548 | Decker Creek | TX | Travis | GT3 | GT | OP | 51.5 | 52 | 60 |  | 9 | 1988 | NG |  | N | Y | N | Electric Utility | [62 empty] | GAS | TX | Decker Creek | 3548 | GT-3A | 2010 |  | CAIRNOX, CAIRSO2 | 124.77 | 12 | 3119.25 |  | 0.013 | 0.7001 | 15.285 |  | 43669.5 | 6 | Electric Reliability Council of Texas | Travis | Electric Utility | 4911 | Electric Services | 30.3036 | -97.6128 | City of Austin (Owner/Operator) |  |  | Operating | Combustion turbine | Pipeline Natural Gas | Other Oil |  | Water Injection |  | 420 | 8.4373 | GAS | 25 | -200 | 0.7001 | 0.000595 | 8.4373
1015 | Austin Energy | 3548 | Decker Creek | TX | Travis | GT4 | GT | OP | 51.5 | 52 | 60 |  | 9 | 1988 | NG |  | N | Y | N | Electric Utility | [62 empty] | GAS | TX | Decker Creek | 3548 | GT-4A | 2010 |  | CAIRNOX, CAIRSO2 | 193.8 | 12 | 4845 |  | 0.02 | 0.7001 | 23.742 |  | 67830 | 6 | Electric Reliability Council of Texas | Travis | Electric Utility | 4911 | Electric Services | 30.3036 | -97.6128 | City of Austin (Owner/Operator) |  |  | Operating | Combustion turbine | Pipeline Natural Gas | Other Oil |  | Water Injection |  | 420 | 8.5851 | GAS | 25 | -200 | 0.7001 | 0.00059 | 8.5851
1015 | Austin Energy | 7900 | Sand Hill | TX | Travis | 5A | CT | OP | 198 | 161 | 180 |  | 9 | 2004 | NG |  | N | Y | N | Electric Utility | [62 empty] | GAS | TX | Sand Hill Energy Center | 7900 | SH5 | 2010 |  | ARP, CAIRNOX, CAIRSO2 | 7718.65 | 12 | 1532251.89 |  | 3.432 | 0.0196 | 102.568 | 679812.591 | 11439137.87 | 6 | Electric Reliability Council of Texas | Travis | Electric Utility | 4911 | Electric Services | 30.2091 | -97.6139 | City of Austin (Owner/Operator) | Phase 2 |  | Operating | Combined cycle | Pipeline Natural Gas |  |  | Dry Low NOx Burners Selective Catalytic Reduction |  | 2700 | 6.9786 | GAS | 345 | 41.6667 | 0.0196 | 0.0006 | 9.4337
1015 | Austin Energy | 7900 | Sand Hill | TX | Travis | 5C | CA | OP | 190 | 151 | 164 |  | 9 | 2004 | NG |  | N | Y | N | Electric Utility | [11 empty] | 5A | 2004 | 485684 | [48 empty] | GAS | [39 empty] | 0 | 0 | 10.4
1015 | Austin Energy | 7900 | Sand Hill | TX | Travis | SH1 | GT | OP | 51.4 | 47.3 | 47.3 |  | 6 | 2001 | NG |  | N | Y | N | Electric Utility | [62 empty] | GAS | TX | Sand Hill Energy Center | 7900 | SH1 | 2010 |  | ARP, CAIRNOX, CAIRSO2 | 1470.58 | 12 | 47165.32 |  | 0.121 | 0.043 | 5.576 | 23998.952 | 403818.142 | 6 | Electric Reliability Council of Texas | Travis | Electric Utility | 4911 | Electric Services | 30.2091 | -97.6139 | City of Austin (Owner/Operator) | Phase 2 |  | Operating | Combustion turbine | Pipeline Natural Gas |  |  | Water Injection Selective Catalytic Reduction |  | 475 | 7.9414 | GAS | 50 | 1971.4588 | 0.043 | 0.000599 | 7.9414
1015 | Austin Energy | 7900 | Sand Hill | TX | Travis | SH2 | GT | OP | 51.4 | 47.3 | 47.3 |  | 6 | 2001 | NG |  | N | Y | N | Electric Utility | [62 empty] | GAS | TX | Sand Hill Energy Center | 7900 | SH2 | 2010 |  | ARP, CAIRNOX, CAIRSO2 | 1644.47 | 12 | 58200.23 |  | 0.178 | 0.0417 | 7.916 | 35193.235 | 592200.837 | 6 | Electric Reliability Council of Texas | Travis | Electric Utility | 4911 | Electric Services | 30.2091 | -97.6139 | City of Austin (Owner/Operator) | Phase 2 |  | Operating | Combustion turbine | Pipeline Natural Gas |  |  | Water Injection Selective Catalytic Reduction |  | 475 | 9.4982 | GAS | 50 | 1971.4588 | 0.0417 | 0.000601 | 9.4982
1015 | Austin Energy | 7900 | Sand Hill | TX | Travis | SH3 | GT | OP | 51.4 | 47.3 | 47.3 |  | 6 | 2001 | NG |  | N | Y | N | Electric Utility | [62 empty] | GAS | TX | Sand Hill Energy Center | 7900 | SH3 | 2010 |  | ARP, CAIRNOX, CAIRSO2 | 1484.76 | 12 | 48505.79 |  | 0.154 | 0.0452 | 6.992 | 30481.706 | 512902.108 | 6 | Electric Reliability Council of Texas | Travis | Electric Utility | 4911 | Electric Services | 30.2091 | -97.6139 | City of Austin (Owner/Operator) | Phase 2 |  | Operating | Combustion turbine | Pipeline Natural Gas |  |  | Water Injection Selective Catalytic Reduction |  | 475 | 9.6967 | GAS | 49 | 1982.0296 | 0.0452 | 0.000601 | 9.6967
1015 | Austin Energy | 7900 | Sand Hill | TX | Travis | SH4 | GT | OP | 51.4 | 47.3 | 47.3 |  | 6 | 2001 | NG |  | N | Y | N | Electric Utility | [62 empty] | GAS | TX | Sand Hill Energy Center | 7900 | SH4 | 2010 |  | ARP, CAIRNOX, CAIRSO2 | 1580.68 | 12 | 51837.07 |  | 0.165 | 0.0371 | 6.602 | 32657.99 | 549540.897 | 6 | Electric Reliability Council of Texas | Travis | Electric Utility | 4911 | Electric Services | 30.2091 | -97.6139 | City of Austin (Owner/Operator) | Phase 2 |  | Operating | Combustion turbine | Pipeline Natural Gas |  |  | Water Injection Selective Catalytic Reduction |  | 475 | 9.7037 | GAS | 48 | 1992.6004 | 0.0371 | 0.000601 | 9.7037
1015 | Austin Energy | 7900 | Sand Hill | TX | Travis | SH6 | GT | OP | 51.4 | 47.3 | 47.3 |  | 6 | 2010 | NG |  | N | Y | N | Electric Utility | [62 empty] | GAS | TX | Sand Hill Energy Center | 7900 | SH6 | 2010 |  | ARP, CAIRNOX, CAIRSO2 | 1047.38 | 6 | 34105.85 |  | 0.056 | 0.0312 | 1.738 | 11107.491 | 186912.442 | 6 | Electric Reliability Council of Texas | Travis | Electric Utility | 4911 | Electric Services | 30.2091 | -97.6139 | City of Austin (Owner/Operator) | Phase 2 |  | Operating (Started 05/11/2010) | Combustion turbine (Started May 11, 2010) | Pipeline Natural Gas |  |  | Water Injection Selective Catalytic Reduction |  | 444 | 50.3351 | GAS | 50 | 1971.4588 | 0.0312 | 0.000599 | 50.3351
1015 | Austin Energy | 7900 | Sand Hill | TX | Travis | SH7 | GT | OP | 51.4 | 47.3 | 47.3 |  | 6 | 2010 | NG |  | N | Y | N | Electric Utility | [62 empty] | GAS | TX | Sand Hill Energy Center | 7900 | SH7 | 2010 |  | ARP, CAIRNOX, CAIRSO2 | 1136.35 | 6 | 36688.47 |  | 0.061 | 0.0271 | 1.751 | 12008.468 | 202024.883 | 6 | Electric Reliability Council of Texas | Travis | Electric Utility | 4911 | Electric Services | 30.2091 | -97.6139 | City of Austin (Owner/Operator) | Phase 2 |  | Operating (Started 06/09/2010) | Combustion turbine (Started Jun 09, 2010) | Pipeline Natural Gas |  |  | Water Injection Selective Catalytic Reduction |  | 444 | 50.4649 | GAS | 51 | 1960.8879 | 0.0271 | 0.000604 | 10.1674
1015 | Austin Energy | 56373 | Domain Integrated Energy System | TX | TRAVIS | DOMG1 | GT | OP | 5 | 5 | 5 |  | 6 | 2004 | NG |  | N | Y | Y | Electric Utility |  |  |  |  | N | [57 empty] | GAS | [39 empty] | 0.14819 | 0.0013924 | 10.1215
1015 | Austin Energy | 56374 | Robert Mueller Energy Center | TX | Travis | CT1 | GT | OP | 4.6 | 3.7 | 4.6 |  | 7 | 2006 | NG |  | N | Y | Y | Electric Utility | [62 empty] | GAS | [39 empty] | 0.12378 | 0.0011143 | 10.2082
1058 | B Braun Medical Inc | 50200 | B Braun Medical | CA | Orange | GEN1 | GT | OP | 2.8 | 2.7 | 2.6 |  | 11 | 1982 | NG |  | N | N | Y | Industrial CHP |  |  |  |  | N | [57 empty] | GAS | [39 empty] | 0.34693 | 0.002756 | 8.0799
1058 | B Braun Medical Inc | 50200 | B Braun Medical | CA | Orange | GEN2 | GT | OP | 3.3 | 3 | 2.9 |  | 1 | 1995 | NG |  | N | N | Y | Industrial CHP |  |  |  |  | N | [57 empty] | GAS | [39 empty] | 0.23539 | 0.0018291 | 9.3911
1074 | IPA Operations Inc | 55144 | Hays Energy Project | TX | Hays | U1 | CS | OP | 241.7 | 215 | 230 |  | 5 | 2002 | NG |  | N | Y | N | IPP Non-CHP |  |  |  |  | N | [57 empty] | GAS | TX | Hays Energy Project | 55144 | STK1 | 2010 |  | ARP, CAIRNOX, CAIRSO2 | 3412.58 | 12 | 647155.98 |  | 1.382 | 0.0181 | 31.88 | 273758.165 | 4606504.958 | 6 |  | Hays | Electric Utility | 4911 | Electric Services | 29.7806 | -97.9894 | Hays Energy, LP (Owner) IPA Operations, Inc. (Operator) | Phase 2 |  | Operating | Combined cycle | Pipeline Natural Gas |  |  | Selective Catalytic Reduction |  | 2140 | 7.0328 | GAS | 248 | 460.8696 | 0.0181 | 0.0006 | 7.0328
1074 | IPA Operations Inc | 55144 | Hays Energy Project | TX | Hays | U2 | CS | OP | 241.7 | 215 | 230 |  | 4 | 2002 | NG |  | N | Y | N | IPP Non-CHP |  |  |  |  | N | [57 empty] | GAS | TX | Hays Energy Project | 55144 | STK2 | 2010 |  | ARP, CAIRNOX, CAIRSO2 | 3395.25 | 12 | 637317.55 |  | 1.373 | 0.018 | 28.171 | 272035.123 | 4577541.367 | 6 |  | Hays | Electric Utility | 4911 | Electric Services | 29.7806 | -97.9894 | Hays Energy, LP (Owner) IPA Operations, Inc. (Operator) | Phase 2 |  | Operating | Combined cycle | Pipeline Natural Gas |  |  | Selective Catalytic Reduction |  | 2140 | 7.1032 | GAS | 245 | 467.3913 | 0.018 | 0.0006 | 7.1032
1074 | IPA Operations Inc | 55144 | Hays Energy Project | TX | Hays | U3 | CS | OP | 252.8 | 224 | 236 |  | 8 | 2002 | NG |  | N | Y | N | IPP Non-CHP |  |  |  |  | N | [57 empty] | GAS | TX | Hays Energy Project | 55144 | STK3 | 2010 |  | ARP, CAIRNOX, CAIRSO2 | 4575.35 | 12 | 896406.64 |  | 1.909 | 0.0206 | 38.013 | 378234.902 | 6364597.857 | 6 |  | Hays | Electric Utility | 4911 | Electric Services | 29.7806 | -97.9894 | Hays Energy, LP (Owner) IPA Operations, Inc. (Operator) | Phase 2 |  | Operating | Combined cycle | Pipeline Natural Gas |  |  | Selective Catalytic Reduction |  | 2140 | 6.9852 | GAS | 255 | 459.7458 | 0.0206 | 0.0006 | 7.7805
1074 | IPA Operations Inc | 55144 | Hays Energy Project | TX | Hays | U4 | CS | OP | 252.8 | 227 | 241 |  | 8 | 2002 | NG |  | N | Y | N | IPP Non-CHP |  |  |  |  | N | [57 empty] | GAS | TX | Hays Energy Project | 55144 | STK4 | 2010 |  | ARP, CAIRNOX, CAIRSO2 | 4108.38 | 12 | 827993.8 |  | 1.747 | 0.0239 | 44.925 | 346137 | 5824454.231 | 6 |  | Hays | Electric Utility | 4911 | Electric Services | 29.7806 | -97.9894 | Hays Energy, LP (Owner) IPA Operations, Inc. (Operator) | Phase 2 |  | Operating | Combined cycle | Pipeline Natural Gas |  |  | Selective Catalytic Reduction |  | 2140 | 6.9062 | GAS | 258 | 464.7303 | 0.0239 | 0.0006 | 7.7805
1137 | Badger Windpower LLC | 55742 | Badger Wind Farm | WI | Iowa | ER15 | WT | OP | 30 | 30 | 30 |  | 6 | 2002 | WND |  | N | Y | N | IPP Non-CHP | [62 empty] | N/A | [39 empty] | 0 | 0 | 10.4
1148 | City of Baldwin City- (KS) | 1262 | Baldwin City Plant No 1 | KS | Douglas | 4 | IC | OP | 2 | 1.8 | 1.8 |  | 5 | 1970 | DFO | NG | N | N | N | Electric Utility |  |  |  |  | N | [57 empty] | LIQUID | [39 empty] | 0.7385 | 0.025484 | 12.5895
1148 | City of Baldwin City- (KS) | 1262 | Baldwin City Plant No 1 | KS | Douglas | 5 | IC | OP | 1.1 | 0.9 | 1 |  | 10 | 1964 | DFO | NG | N | N | N | Electric Utility |  |  |  |  | N | [57 empty] | LIQUID | [39 empty] | 0.7385 | 0.025484 | 12.5895
1148 | City of Baldwin City- (KS) | 1262 | Baldwin City Plant No 1 | KS | Douglas | 6 | IC | OP | 1.1 | 0.9 | 1 |  | 10 | 1964 | DFO | NG | N | N | N | Electric Utility |  |  |  |  | N | [57 empty] | LIQUID | [39 empty] | 0.7385 | 0.025484 | 12.5895
1148 | City of Baldwin City- (KS) | 8020 | Baldwin City Plant No 2 | KS | Douglas | 7 | IC | OP | 3.2 | 3.1 | 3.2 |  | 8 | 2004 | DFO | NG | N | N | N | Electric Utility |  |  |  |  | N | [57 empty] | LIQUID | [39 empty] | 0.7385 | 0.025484 | 12.5895
1148 | City of Baldwin City- (KS) | 8020 | Baldwin City Plant No 2 | KS | Douglas | 8 | IC | OP | 3.2 | 3.1 | 3.2 |  | 8 | 2004 | DFO | NG | N | N | N | Electric Utility |  |  |  |  | N | [57 empty] | LIQUID | [39 empty] | 0.7385 | 0.025484 | 12.5895
1172 | Bancroft Municipal Utilities | 1125 | Bancroft | IA | Kossuth | 4 | IC | OP | 0.3 | 0.3 | 0.3 |  | 1 | 1948 | DFO |  | N | Y | N | Electric Utility |  |  |  |  | N | [57 empty] | LIQUID | [39 empty] | 0.7385 | 0.025484 | 12.5895
1172 | Bancroft Municipal Utilities | 1125 | Bancroft | IA | Kossuth | 5 | IC | OP | 0.6 | 0.5 | 0.5 |  | 1 | 1954 | DFO |  | N | Y | N | Electric Utility |  |  |  |  | N | [57 empty] | LIQUID | [39 empty] | 0.7385 | 0.025484 | 12.5895
1172 | Bancroft Municipal Utilities | 1125 | Bancroft | IA | Kossuth | 6 | IC | OP | 1.8 | 1.7 | 1.8 |  | 3 | 2001 | DFO |  | N | Y | N | Electric Utility |  |  |  |  | N | [57 empty] | LIQUID | [39 empty] | 0.7385 | 0.025484 | 12.5895
1172 | Bancroft Municipal Utilities | 1125 | Bancroft | IA | Kossuth | 7 | IC | OP | 1.8 | 1.8 | 1.8 |  | 6 | 2001 | DFO |  | N | Y | N | Electric Utility |  |  |  |  | N | [57 empty] | LIQUID | [39 empty] | 0.7385 | 0.025484 | 12.5895
1179 | Bangor Hydro-Electric Co | 1466 | Bar Harbor | ME | Hancock | 1 | IC | OP | 2 | 2 | 2.2 |  | 11 | 1961 | DFO |  | N | Y | N | Electric Utility |  |  |  |  | N | [57 empty] | LIQUID | [39 empty] | 0.7385 | 0.025484 | 12.5895
1179 | Bangor Hydro-Electric Co | 1466 | Bar Harbor | ME | Hancock | 2 | IC | OP | 2 | 2 | 2.2 |  | 11 | 1961 | DFO |  | N | Y | N | Electric Utility |  |  |  |  | N | [57 empty] | LIQUID | [39 empty] | 0.7385 | 0.025484 | 12.5895
1179 | Bangor Hydro-Electric Co | 1466 | Bar Harbor | ME | Hancock | 3 | IC | OP | 2 | 2 | 2.2 |  | 11 | 1961 | DFO |  | N | Y | N | Electric Utility |  |  |  |  | N | [57 empty] | LIQUID | [39 empty] | 0.7385 | 0.025484 | 12.5895
1179 | Bangor Hydro-Electric Co | 1466 | Bar Harbor | ME | Hancock | 4 | IC | OP | 2 | 2 | 2.2 |  | 11 | 1961 | DFO |  | N | Y | N | Electric Utility |  |  |  |  | N | [57 empty] | LIQUID | [39 empty] | 0.7385 | 0.025484 | 12.5895
1179 | Bangor Hydro-Electric Co | 1468 | Eastport | ME | Washington | 1 | IC | OP | 1 | 0.7 | 0.8 |  | 12 | 1948 | DFO |  | N | Y | N | Electric Utility |  |  |  |  | N | [57 empty] | LIQUID | [39 empty] | 0.7385 | 0.025484 | 12.5895
1179 | Bangor Hydro-Electric Co | 1468 | Eastport | ME | Washington | 2 | IC | OP | 1 | 0.7 | 0.8 |  | 12 | 1949 | DFO |  | N | Y | N | Electric Utility |  |  |  |  | N | [57 empty] | LIQUID | [39 empty] | 0.7385 | 0.025484 | 12.5895
1179 | Bangor Hydro-Electric Co | 1468 | Eastport | ME | Washington | 3 | IC | OP | 2 | 2 | 2.1 |  | 8 | 1949 | DFO |  | N | Y | N | Electric Utility |  |  |  |  | N | [57 empty] | LIQUID | [39 empty] | 0.7385 | 0.025484 | 12.5895
1179 | Bangor Hydro-Electric Co | 1474 | Medway | ME | Penobscot | IC1 | IC | OP | 2 | 2 | 2.2 |  | 7 | 1960 | DFO |  | N | Y | N | Electric Utility |  |  |  |  | N | [57 empty] | LIQUID | [39 empty] | 0.7385 | 0.025484 | 12.5895
1179 | Bangor Hydro-Electric Co | 1474 | Medway | ME | Penobscot | IC2 | IC | OP | 2 | 2 | 2.2 |  | 7 | 1960 | DFO |  | N | Y | N | Electric Utility |  |  |  |  | N | [57 empty] | LIQUID | [39 empty] | 0.7385 | 0.025484 | 12.5895
1179 | Bangor Hydro-Electric Co | 1474 | Medway | ME | Penobscot | IC3 | IC | OP | 2 | 2 | 2.2 |  | 7 | 1960 | DFO |  | N | Y | N | Electric Utility |  |  |  |  | N | [57 empty] | LIQUID | [39 empty] | 0.7385 | 0.025484 | 12.5895
1179 | Bangor Hydro-Electric Co | 1474 | Medway | ME | Penobscot | IC4 | IC | OP | 2 | 2 | 2.2 |  | 7 | 1960 | DFO |  | N | Y | N | Electric Utility |  |  |  |  | N | [57 empty] | LIQUID | [39 empty] | 0.7385 | 0.025484 | 12.5895
1182 | BASF Corporation | 10319 | Geismar | LA | Ascension | GEN1 | GT | OP | 35.7 | 33.7 | 37.7 |  | 7 | 1985 | NG |  | N | Y | Y | Industrial CHP |  |  |  |  | N | [57 empty] | GAS | [39 empty] | 0.15857 | 0.0024034 | 12.2671
1182 | BASF Corporation | 10319 | Geismar | LA | Ascension | GEN2 | GT | OP | 41.2 | 39.2 | 43.2 |  | 11 | 1998 | NG | OG | Y | Y | Y | Industrial CHP |  |  |  |  | N | [57 empty] | GAS | [39 empty] | 0.1024 | 0.001501 | 11.2432
1182 | BASF Corporation | 55311 | BASF Freeport Works | TX | Brazoria | GEN1 | GT | OP | 81 | 75 | 85 |  | 5 | 1999 | NG |  | N | Y | Y | Industrial CHP |  |  |  |  | N | [57 empty] | GAS | [39 empty] | 0.072571 | 0.0011139 | 11.5266
1182 | BASF Corporation | 55311 | BASF Freeport Works | TX | Brazoria | GEN2 | ST | OP | 11.7 | 11.7 | 11.7 |  | 6 | 1999 | NG |  | N | N | Y | Industrial CHP |  |  |  |  | N | [57 empty] | GAS | [39 empty] | 0.39188 | 0.0010553 | 10.0815
1182 | BASF Corporation | 10319 | Geismar | LA | Ascension | GEN3 | ST | OP | 7.2 | 7.2 | 7.2 |  | 10 | 2005 | NG | OTH | N | Y | N | Industrial CHP |  |  |  |  | N | [57 empty] | GAS | [39 empty] | 0.67865 | 0.0015077 | 9.51
1194 | Baptist Memorial Hospital | 10008 | Baptist Medical Center | FL | DUVAL | TG-2 | GT | OP | 2.5 | 2.2 | 2.5 |  | 12 | 1983 | NG | DFO | Y | N | Y | Commercial CHP |  |  |  |  | N | [57 empty] | GAS | [39 empty] | 0.49829 | 0.0056984 | 7.8904
1194 | Baptist Memorial Hospital | 10008 | Baptist Medical Center | FL | DUVAL | TG-4 | GT | OP | 3.5 | 3.2 | 3.5 |  | 3 | 1993 | NG | DFO | Y | N | Y | Commercial CHP |  |  |  |  | N | [57 empty] | GAS | [39 empty] | 0.34465 | 0.004005 | 9.2093
1268 | Bayswater Peaking Facility LLC | 55699 | Bayswater Peaking Facility LLC | NY | Queens | 1 | GT | OP | 60.5 | 53.7 | 55.4 |  | 6 | 2002 | NG |  | N | Y | N | IPP Non-CHP |  |  |  |  | N | [57 empty] | GAS | NY | Bayswater Peaking Facility | 55699 | 1 | 2010 |  | ARP, CAIRNOX, CAIROS, CAIRSO2, RGGI | 1179.23 | 12 | 62458.28 |  | 0.202 | 0.0158 | 3.054 | 40095.608 | 674679.812 | 2 |  | Queens | Electric Utility | 4911 | Electric Services | 40.6106 | -73.7614 | Bayswater Peaking Facility, LLC (Owner/Operator) | Phase 2 |  | Operating | Combustion turbine | Pipeline Natural Gas |  |  | Selective Catalytic Reduction Water Injection |  | 625 | 10.6873 | GAS | 59 | 1967.509 | 0.0158 | 0.000599 | 10.6873
1276 | Barrow Utils & Elec Coop, Inc | 7173 | Barrow | AK | North Slope | 10 | IC | OP | 1.5 | 1.5 | 1.5 |  | 11 | 1994 | NG |  | N | Y | N | Electric Utility |  |  |  |  | N | [57 empty] | GAS | [39 empty] | 1.1659 | 0.0016829 | 10.4
1276 | Barrow Utils & Elec Coop, Inc | 7173 | Barrow | AK | North Slope | 11 | GT | OP | 4.8 | 4.8 | 5 |  | 11 | 1996 | NG |  | N | Y | N | Electric Utility |  |  |  |  | N | [57 empty] | GAS | [39 empty] | 0.15144 | 0.0009184 | 10.7247
1276 | Barrow Utils & Elec Coop, Inc | 7173 | Barrow | AK | North Slope | 12 | GT | OP | 5 | 5 | 5 |  | 6 | 2001 | NG | DFO | Y | Y | N | Electric Utility |  |  |  |  | N | [57 empty] | GAS | [39 empty] | 0.11841 | 0.000699 | 11.0061
1276 | Barrow Utils & Elec Coop, Inc | 7173 | Barrow | AK | North Slope | 6 | GT | OP | 2.5 | 2.5 | 2.5 |  | 2 | 1977 | NG | DFO | Y | Y | N | Electric Utility |  |  |  |  | N | [57 empty] | GAS | [39 empty] | 0.30318 | 0.0017772 | 8.3407
1276 | Barrow Utils & Elec Coop, Inc | 7173 | Barrow | AK | North Slope | 7 | GT | OP | 2.5 | 2.5 | 2.5 |  | 12 | 1980 | NG | DFO | Y | Y | N | Electric Utility |  |  |  |  | N | [57 empty] | GAS | [39 empty] | 0.28847 | 0.0016789 | 8.6333
1276 | Barrow Utils & Elec Coop, Inc | 7173 | Barrow | AK | North Slope | 8 | GT | OP | 2.5 | 2.5 | 2.5 |  | 10 | 1982 | NG | DFO | Y | Y | N | Electric Utility |  |  |  |  | N | [57 empty] | GAS | [39 empty] | 0.27826 | 0.0016111 | 8.8284
1276 | Barrow Utils & Elec Coop, Inc | 7173 | Barrow | AK | North Slope | 9 | IC | OP | 1.5 | 1.5 | 1.5 |  | 11 | 1994 | NG |  | N | Y | N | Electric Utility |  |  |  |  | N | [57 empty] | GAS | [39 empty] | 1.1659 | 0.0016829 | 10.4
1278 | City of Barron | 4102 | Barron | WI | Barron | 1A | IC | OP | 1.1 | 1.1 | 1.1 |  | 6 | 1998 | DFO |  | N | Y | N | Electric Utility | [62 empty] | LIQUID | [39 empty] | 0.7385 | 0.025484 | 12.5895
1278 | City of Barron | 4102 | Barron | WI | Barron | 2A | IC | OP | 1.1 | 1.1 | 1.1 |  | 6 | 1998 | DFO |  | N | Y | N | Electric Utility | [62 empty] | LIQUID | [39 empty] | 0.7385 | 0.025484 | 12.5895
1278 | City of Barron | 4102 | Barron | WI | Barron | 3A | IC | OP | 1.1 | 1.1 | 1.1 |  | 6 | 1998 | DFO |  | N | Y | N | Electric Utility | [62 empty] | LIQUID | [39 empty] | 0.7385 | 0.025484 | 12.5895
1278 | City of Barron | 4102 | Barron | WI | Barron | 4 | IC | OP | 1.1 | 1.1 | 1.1 |  | 6 | 1998 | DFO |  | N | Y | N | Electric Utility | [62 empty] | LIQUID | [39 empty] | 0.7385 | 0.025484 | 12.5895
1278 | City of Barron | 4102 | Barron | WI | Barron | 7 | IC | OP | 0.8 | 0.6 | 0.6 |  | 3 | 1944 | DFO |  | N | Y | N | Electric Utility | [62 empty] | LIQUID | [39 empty] | 0.7385 | 0.025484 | 12.5895
1278 | City of Barron | 4102 | Barron | WI | Barron | 8 | IC | OP | 1.3 | 1.3 | 1.3 |  | 3 | 1954 | DFO |  | N | Y | N | Electric Utility | [62 empty] | LIQUID | [39 empty] | 0.7385 | 0.025484 | 12.5895
1278 | City of Barron | 4102 | Barron | WI | Barron | 9 | IC | OP | 2 | 2 | 2 |  | 3 | 1960 | DFO |  | N | Y | N | Electric Utility | [62 empty] | LIQUID | [39 empty] | 0.7385 | 0.025484 | 12.5895
1278 | City of Barron | 4102 | Barron | WI | Barron | H2 | HY | OP | 0.1 | 0.1 | 0.1 |  | 8 | 1923 | WAT |  | N | Y | N | Electric Utility | [62 empty] | N/A | [39 empty] | 0 | 0 | 10.4
1299 | Barton Village, Inc | 3753 | West Charleston | VT | Orleans | 1 | HY | OP | 0.7 | 0.7 | 1 |  | 7 | 1931 | WAT |  | N | Y | N | Electric Utility | [62 empty] | N/A | [39 empty] | 0 | 0 | 10.4
1299 | Barton Village, Inc | 3753 | West Charleston | VT | Orleans | 2 | HY | OP | 0.7 | 0.7 | 1 |  | 10 | 1948 | WAT |  | N | Y | N | Electric Utility | [62 empty] | N/A | [39 empty] | 0 | 0 | 10.4
1299 | Barton Village, Inc | 3753 | West Charleston | VT | Orleans | IC3 | IC | OP | 1.4 | 0.9 | 0.9 |  | 7 | 1956 | DFO |  | N | Y | N | Electric Utility | [62 empty] | LIQUID | [39 empty] | 0.7385 | 0.025484 | 12.5895
1299 | Barton Village, Inc | 3753 | West Charleston | VT | Orleans | IC4 | IC | OP | 1.4 | 0.9 | 0.9 |  | 7 | 1956 | DFO |  | N | Y | N | Electric Utility | [62 empty] | LIQUID | [39 empty] | 0.7385 | 0.025484 | 12.5895
1307 | Basin Electric Power Coop | 2817 | Leland Olds | ND | Mercer | 1 | ST | OP | 216 | 222 | 222 |  | 1 | 1966 | LIG | SUB | N | Y | N | Electric Utility |  |  |  |  | N | Y | [5 empty] | 1 | 1966 | 445600 | [31 empty] | OP | EK |  |  | 10.8 |  | 0.8 |  |  |  | 99.5 | 107 | 1000000 |  |  |  |  | COAL | ND | Leland Olds | 2817 | 1 | 2010 |  | ARP | 7733.41 | 12 | 1487407.89 |  | 17202.695 | 0.2876 | 2187.994 | 1665413.598 | 15297309.93 | 8 | Mid-Continent Area Power Pool | Mercer | Electric Utility | 4911 | Electric Services | 47.2819 | -101.3194 | Basin Electric Power Cooperative (Owner/Operator) | Phase 2 | Early Election | Operating | Dry bottom wall-fired boiler | Coal |  |  | Low NOx Burner Technology (Dry Bottom only) Overfire Air | Electrostatic Precipitator | 3084 | 10.1952 | COAL | 237 | 1966.2162 | 0.2876 | 2.2491 | 10.1952
1307 | Basin Electric Power Coop | 2817 | Leland Olds | ND | Mercer | 2 | ST | OP | 440 | 448 | 448 |  | 12 | 1975 | LIG | SUB | N | Y | N | Electric Utility |  |  |  |  | N | Y | [5 empty] | 2 | 1975 | 1186000 | [31 empty] | OP | EK |  |  | 10.8 |  | 0.8 |  |  |  | 99 | 225 | 2100000 |  |  |  |  | COAL | ND | Leland Olds | 2817 | 2 | 2010 |  | ARP | 7996.42 | 12 | 2776750.81 |  | 28775.591 | 0.3143 | 4237.124 | 2928951.962 | 26903298.75 | 8 | Mid-Continent Area Power Pool | Mercer | Electric Utility | 4911 | Electric Services | 47.2819 | -101.3194 | Basin Electric Power Cooperative (Owner/Operator) | Phase 2 | Group 2 | Operating | Cyclone boiler | Coal |  |  | Overfire Air | Electrostatic Precipitator | 5531 | 9.4914 | COAL | 487 | 1956.4732 | 0.3143 | 2.1392 | 9.4914
1307 | Basin Electric Power Coop | 6092 | Spirit Mound | SD | Clay | 1 | GT | OP | 67.5 | 52 | 60 |  | 6 | 1978 | DFO |  | N | Y | N | Electric Utility |  |  |  |  | N | [57 empty] | LIQUID | [39 empty] | 0.85339 | 0.05606 | 13.435
1307 | Basin Electric Power Coop | 6092 | Spirit Mound | SD | Clay | 2 | GT | OP | 67.5 | 48 | 60 |  | 6 | 1978 | DFO |  | N | Y | N | Electric Utility |  |  |  |  | N | [57 empty] | LIQUID | [39 empty] | 0.85339 | 0.05606 | 13.435
1307 | Basin Electric Power Coop | 6204 | Laramie River Station | WY | Platte | 1 | ST | OP | 570 | 570 | 570 |  | 9 | 1981 | SUB |  | N | Y | N | Electric Utility |  |  |  |  | N | Y | [5 empty] | 1 | 1980 | 1800000 | [16 empty] | OP | SP |  |  |  | LS |  |  |  | Y | 0.8 | 90 | 1097 | 1753000 | 100 | OP | EK |  |  | 4 | 0.1 | 0.2 | 0.8 | 0.4 |  | 99.5 | 300 | 2810000 |  |  |  |  | COAL | WY | Laramie River | 6204 | 1 | 2010 |  | ARP | 8407.8 | 12 | 4595142.98 |  | 2614.508 | 0.1808 | 4497.292 | 5085977.555 | 48493322.5 | 8 | Mid-Continent Area Power Pool | Platte | Electric Utility | 4911 | Electric Services | 42.1103 | -104.8828 | Basin Electric Power Cooperative (Owner/Operator) Heartland Consumers Power District (Owner) County of Los Alamos (Owner) Western Minnesota Municipal Power (Owner) Tri-State Generation & Transmission (Owner) Nebraska Municipal Energy Agency (Owner) Wyoming Municipal Power Agency (Owner) Lincoln Electric System (Owner) | Phase 2 | Early Election | Operating | Dry bottom wall-fired boiler | Coal |  | Wet Limestone | Overfire Air Low NOx Burner Technology (Dry Bottom only) | Electrostatic Precipitator | 7000 | 10.4847 | COAL | 620 | 1956.1404 | 0.1808 | 0.10783 | 10.4847
1307 | Basin Electric Power Coop | 6204 | Laramie River Station | WY | Platte | 2 | ST | OP | 570 | 570 | 570 |  | 7 | 1981 | SUB |  | N | Y | N | Electric Utility |  |  |  |  | N | Y | [5 empty] | 2 | 1981 | 1800000 | [16 empty] | OP | SP |  |  |  | LS |  |  |  | Y | 0.8 | 90 | 1097 | 1753000 | 100 | OP | EK |  |  | 4 | 0.1 | 0.2 | 0.8 | 0.4 |  | 99.5 | 300 | 2810000 |  |  |  |  | COAL | WY | Laramie River | 6204 | 2 | 2010 |  | ARP | 6862.31 | 12 | 3884222.82 |  | 2272.626 | 0.2159 | 4338.413 | 4166537.439 | 39726739.53 | 8 | Mid-Continent Area Power Pool | Platte | Electric Utility | 4911 | Electric Services | 42.1103 | -104.8828 | Basin Electric Power Cooperative (Owner/Operator) County of Los Alamos (Owner) Heartland Consumers Power District (Owner) Wyoming Municipal Power Agency (Owner) Nebraska Municipal Energy Agency (Owner) Tri-State Generation & Transmission (Owner) Western Minnesota Municipal Power (Owner) Lincoln Electric System (Owner) | Phase 2 | Early Election | Operating | Dry bottom wall-fired boiler | Coal |  | Wet Limestone | Overfire Air (Began Jun 01, 2010) Low NOx Burner Technology (Dry Bottom only) | Electrostatic Precipitator | 7000 | 10.1539 | COAL | 622 | 1954.386 | 0.2159 | 0.11441 | 10.1539
1307 | Basin Electric Power Coop | 6204 | Laramie River Station | WY | Platte | 3 | ST | OP | 570 | 570 | 570 |  | 11 | 1982 | SUB |  | N | Y | N | Electric Utility |  |  |  |  | N | Y | [5 empty] | 3 | 1982 | 2331606 | [16 empty] | OP | SD |  |  |  | LA |  |  |  | N | 0.5 | 85 | 1097 | 2300000 | 100 | OP | EK |  |  | 4 | 0.1 | 0.2 | 0.5 | 0.4 |  | 99.5 | 300 | 2500000 |  |  |  |  | COAL | WY | Laramie River | 6204 | 3 | 2010 |  | ARP | 8463.02 | 12 | 4886619.85 |  | 4490.972 | 0.2909 | 7671.953 | 5472228.541 | 52176067.53 | 8 | Mid-Continent Area Power Pool | Platte | Electric Utility | 4911 | Electric Services | 42.1103 | -104.8828 | Basin Electric Power Cooperative (Owner/Operator) County of Los Alamos (Owner) Heartland Consumers Power District (Owner) Wyoming Municipal Power Agency (Owner) Nebraska Municipal Energy Agency (Owner) Tri-State Generation & Transmission (Owner) Western Minnesota Municipal Power (Owner) Lincoln Electric System (Owner) | Phase 2 | Early Election | Operating | Dry bottom wall-fired boiler | Coal |  | Dry Lime FGD | Low NOx Burner Technology (Dry Bottom only) | Electrostatic Precipitator | 7600 | 10.6372 | COAL | 620 | 1956.1404 | 0.2909 | 0.17215 | 10.6372
1307 | Basin Electric Power Coop | 6469 | Antelope Valley | ND | Mercer | 1 | ST | OP | 434.9 | 450 | 450 |  | 7 | 1984 | LIG |  | N | Y | N | Electric Utility |  |  |  |  | N | Y | [5 empty] | S1 | 1983 | 870000 | [16 empty] | OP | SD |  |  |  | LA |  |  |  | N | 1.2 | 81 | 1922 | 1894380 | 100 | OP | BR |  |  | 5.2 |  | 0.4 | 1.2 | 0.3 |  | 99.7 | 210 | 1894380 |  |  |  |  | COAL | ND | Antelope Valley | 6469 | B1 | 2010 |  | ARP | 8642 | 12 | 3738017.48 |  | 8479.424 | 0.3754 | 7520.968 | 4308146.806 | 39571458.24 | 8 | Mid-Continent Area Power Pool | Mercer | Electric Utility | 4911 | Electric Services | 47.3714 | -101.8344 | Basin Electric Power Cooperative (Owner/Operator) | Phase 2 | Early Election | Operating | Tangentially-fired | Coal |  | Dry Lime FGD | Overfire Air | Baghouse | 4930 | 10.552 | COAL | 488 | 457.7778 | 0.3754 | 0.42856 | 10.552
1307 | Basin Electric Power Coop | 6469 | Antelope Valley | ND | Mercer | 2 | ST | OP | 434.9 | 450 | 450 |  | 7 | 1986 | LIG |  | N | Y | N | Electric Utility |  |  |  |  | N | Y | [5 empty] | S2 | 1986 | 830000 | [16 empty] | OP | SD |  |  |  | LA |  |  |  | N | 1.2 | 81 | 1922 | 1894380 | 100 | OP | BR |  |  | 5.2 |  | 0.4 | 1.2 | 0.3 |  | 99.7 | 210 | 1894380 |  |  |  |  | COAL | ND | Antelope Valley | 6469 | B2 | 2010 |  | ARP | 7526.62 | 12 | 3078632.31 |  | 6412.526 | 0.3408 | 5507.508 | 3447712.795 | 31668161.76 | 8 | Mid-Continent Area Power Pool | Mercer | Electric Utility | 4911 | Electric Services | 47.3714 | -101.8344 | Basin Electric Power Cooperative (Owner/Operator) | Phase 2 | Early Election | Operating | Tangentially-fired | Coal |  | Dry Lime FGD | Overfire Air | Baghouse | 4930 | 10.1883 | COAL | 477 | 470 | 0.3408 | 0.40498 | 10.1883
1307 | Basin Electric Power Coop | 8026 | Hartzog | WY | Campbell | 1 | GT | OP | 7.5 | 5 | 6 |  | 8 | 2002 | NG |  | N | Y | N | Electric Utility |  |  |  |  | N | [57 empty] | GAS | [39 empty] | 0.13762 | 0.0012959 | 10.5235
1307 | Basin Electric Power Coop | 8028 | Arvada | WY | Sheridan | 1 | GT | OP | 7.5 | 5 | 6 |  | 9 | 2002 | NG |  | N | Y | N | Electric Utility |  |  |  |  | N | [57 empty] | GAS | [39 empty] | 0.13693 | 0.0012821 | 10.5452
1307 | Basin Electric Power Coop | 8030 | Barber Creek | WY | Campbell | 1 | GT | OP | 7.5 | 5 | 6 |  | 9 | 2002 | NG |  | N | Y | N | Electric Utility |  |  |  |  | N | [57 empty] | GAS | [39 empty] | 0.13734 | 0.0012902 | 10.5207
1307 | Basin Electric Power Coop | 56238 | Groton Generating Station | SD | Brown | GT01 | GT | OP | 93.5 | 81.6 | 97.9 |  | 7 | 2006 | NG |  | N | Y | N | Electric Utility |  |  |  |  | N | [57 empty] | GAS | SD | Groton Generating Station | 56238 | CT001 | 2010 |  | ARP | 274.62 | 12 | 21681.44 |  | 0.052 | 0.1132 | 9.583 | 10220.507 | 171990.328 | 8 |  | Brown | Electric Utility |  |  | 45.3718 | -98.1032 | Basin Electric Power Cooperative (Owner/Operator) | Phase 2 |  | Operating | Combustion turbine | Pipeline Natural Gas |  |  | Water Injection |  | 815 | 7.6 | GAS | 103 | 473.953 | 0.1132 | 0.000605 | 7.6
1307 | Basin Electric Power Coop | 56238 | Groton Generating Station | SD | Brown | GT02 | GT | OP | 95 | 71.7 | 97.4 |  | 7 | 2008 | NG |  | N | Y | N | Electric Utility |  |  |  |  | N | [57 empty] | GAS | SD | Groton Generating Station | 56238 | CT002 | 2010 |  | ARP | 342.91 | 12 | 24751.9 |  | 0.059 | 0.0955 | 9.399 | 11713.99 | 197127.689 | 8 |  | Brown | Electric Utility |  |  | 45.3718 | -98.1032 | Basin Electric Power Cooperative (Owner/Operator) | Phase 2 |  | Operating | Combustion turbine | Pipeline Natural Gas |  |  | Water Injection |  | 786.5 | 7.5349 | GAS | 101 | 481.5195 | 0.0955 | 0.000599 | 7.5349
1307 | Basin Electric Power Coop | 56606 | Culbertson Generation Station | MT | ROOSEVELT | 1 | GT | OP | 91 | 90.8 | 95.5 |  | 12 | 2010 | NG |  | N | Y | N | Electric Utility |  |  |  |  | N | [57 empty] | GAS | MT | Culbertson Station | 56606 | CT01 | 2010 |  | ARP | 193.95 | 6 | 17245.2 |  | 0.039 | 0.0972 | 6.22 | 7758.743 | 130561.944 | 8 |  | Roosevelt | Electric Utility |  |  | 48.1238 | -104.2329 | Basin Electric Power Cooperative (Owner/Operator) | Phase 2 |  | Operating (Started 06/16/2010) | Combustion turbine (Started Jun 16, 2010) | Pipeline Natural Gas |  |  | Water Injection |  | 786.5 | 7.0818 | GAS | 102 | 465.9686 | 0.0972 | 0.000597 | 7.0818
1307 | Basin Electric Power Coop | 56607 | Prairie Winds ND1 | ND | Ward | ND1 | WT | OP | 115.5 | 115.5 | 115.5 |  | 12 | 2009 | WND |  | N | Y | N | Electric Utility |  |  |  |  | N | [57 empty] | N/A | [39 empty] | 0 | 0 | 10.4
1307 | Basin Electric Power Coop | 56608 | Prairie Winds SD1 | SD | Jerauld | SD1 | WT | OP | 151.5 | 151.5 | 151.5 |  | 1 | 2011 | WND |  | N | Y | N | Electric Utility |  |  |  |  | N | [57 empty] | N/A | [39 empty] | 0 | 0 | 10.4
1307 | Basin Electric Power Coop | 7974 | Chamberlain Wind Project | SD | Brule | WTC1 | WT | OP | 1.3 | 1.3 | 1.3 |  | 11 | 2001 | WND |  | N | Y | N | Electric Utility |  |  |  |  | N | [57 empty] | N/A | [39 empty] | 0 | 0 | 10.4
1307 | Basin Electric Power Coop | 7974 | Chamberlain Wind Project | SD | Brule | WTC2 | WT | OP | 1.3 | 1.3 | 1.3 |  | 11 | 2001 | WND |  | N | Y | N | Electric Utility |  |  |  |  | N | [57 empty] | N/A | [39 empty] | 0 | 0 | 10.4
1307 | Basin Electric Power Coop | 8026 | Hartzog | WY | Campbell | 2 | GT | OP | 7.5 | 5 | 6 |  | 8 | 2002 | NG |  | N | Y | N | Electric Utility |  |  |  |  | N | [57 empty] | GAS | [39 empty] | 0.13762 | 0.0012959 | 10.5235
1307 | Basin Electric Power Coop | 8026 | Hartzog | WY | Campbell | 3 | GT | OP | 7.5 | 5 | 6 |  | 8 | 2002 | NG |  | N | Y | N | Electric Utility |  |  |  |  | N | [57 empty] | GAS | [39 empty] | 0.13762 | 0.0012959 | 10.5235
1307 | Basin Electric Power Coop | 8028 | Arvada | WY | Sheridan | 2 | GT | OP | 7.5 | 5 | 6 |  | 9 | 2002 | NG |  | N | Y | N | Electric Utility |  |  |  |  | N | [57 empty] | GAS | [39 empty] | 0.13693 | 0.0012821 | 10.5452
1307 | Basin Electric Power Coop | 8028 | Arvada | WY | Sheridan | 3 | GT | OP | 7.5 | 5 | 6 |  | 9 | 2002 | NG |  | N | Y | N | Electric Utility |  |  |  |  | N | [57 empty] | GAS | [39 empty] | 0.13693 | 0.0012821 | 10.5452
1307 | Basin Electric Power Coop | 8030 | Barber Creek | WY | Campbell | 2 | GT | OP | 7.5 | 5 | 6 |  | 9 | 2002 | NG |  | N | Y | N | Electric Utility |  |  |  |  | N | [57 empty] | GAS | [39 empty] | 0.13734 | 0.0012902 | 10.5207
1307 | Basin Electric Power Coop | 8030 | Barber Creek | WY | Campbell | 3 | GT | OP | 7.5 | 5 | 6 |  | 9 | 2002 | NG |  | N | Y | N | Electric Utility |  |  |  |  | N | [57 empty] | GAS | [39 empty] | 0.13734 | 0.0012902 | 10.5207
1307 | Basin Electric Power Coop | 55995 | Minot Wind Project | ND | Ward | MWP | WT | OP | 2.6 | 2.6 | 2.6 |  | 1 | 2003 | WND |  | N | Y | N | Electric Utility |  |  |  |  | N | [57 empty] | N/A | [39 empty] | 0 | 0 | 10.4
1307 | Basin Electric Power Coop | 55995 | Minot Wind Project | ND | Ward | MWP2 | WT | OP | 4.5 | 4.5 | 4.5 |  | 12 | 2009 | WND |  | N | Y | N | Electric Utility | [62 empty] | N/A | [39 empty] | 0 | 0 | 10.4
1307 | Basin Electric Power Coop | 56609 | Dry Fork Station | WY | Campbell | 1 | ST | OP | 390 | 405 | 405 |  | 11 | 2011 | SUB |  | N | Y | N | Electric Utility |  |  |  |  | N | Y | [24 empty] | OP | CD |  |  |  | LI |  |  |  | N | 0.3 | 95 | 228 | 1526000 | 100 | OP | BP |  |  | 5 |  | 0.3 |  |  |  | 99.9 | 150 | 1526000 |  |  |  |  | COAL | [39 empty] | 0.080248 | 0.035096 | 11.054
1308 | Basin Creek Power Services LLC | 55866 | Basin Creek Plant | MT | Silver Bow | 1 | IC | OP | 6.1 | 6 | 6 |  | 6 | 2006 | NG |  | N | Y | N | IPP Non-CHP | [62 empty] | GAS | [39 empty] | 1.1659 | 0.0016829 | 10.4
1308 | Basin Creek Power Services LLC | 55866 | Basin Creek Plant | MT | Silver Bow | 2 | IC | OP | 6.1 | 6 | 6 |  | 6 | 2006 | NG |  | N | Y | N | IPP Non-CHP | [62 empty] | GAS | [39 empty] | 1.1659 | 0.0016829 | 10.4
1308 | Basin Creek Power Services LLC | 55866 | Basin Creek Plant | MT | Silver Bow | 3 | IC | OP | 6.1 | 6 | 6 |  | 6 | 2006 | NG |  | N | Y | N | IPP Non-CHP |  |  |  |  | N | [57 empty] | GAS | [39 empty] | 1.1659 | 0.0016829 | 10.4
1308 | Basin Creek Power Services LLC | 55866 | Basin Creek Plant | MT | Silver Bow | 4 | IC | OP | 6.1 | 6 | 6 |  | 6 | 2006 | NG |  | N | Y | N | IPP Non-CHP |  |  |  |  | N | [57 empty] | GAS | [39 empty] | 1.1659 | 0.0016829 | 10.4
1308 | Basin Creek Power Services LLC | 55866 | Basin Creek Plant | MT | Silver Bow | 5 | IC | OP | 6.1 | 6 | 6 |  | 6 | 2006 | NG |  | N | Y | N | IPP Non-CHP |  |  |  |  | N | [57 empty] | GAS | [39 empty] | 1.1659 | 0.0016829 | 10.4
1308 | Basin Creek Power Services LLC | 55866 | Basin Creek Plant | MT | Silver Bow | 6 | IC | OP | 6.1 | 6 | 6 |  | 6 | 2006 | NG |  | N | Y | N | IPP Non-CHP |  |  |  |  | N | [57 empty] | GAS | [39 empty] | 1.1659 | 0.0016829 | 10.4
1308 | Basin Creek Power Services LLC | 55866 | Basin Creek Plant | MT | Silver Bow | 7 | IC | OP | 6.1 | 6 | 6 |  | 6 | 2006 | NG |  | N | Y | N | IPP Non-CHP |  |  |  |  | N | [57 empty] | GAS | [39 empty] | 1.1659 | 0.0016829 | 10.4
1308 | Basin Creek Power Services LLC | 55866 | Basin Creek Plant | MT | Silver Bow | 8 | IC | OP | 6.1 | 6 | 6 |  | 6 | 2006 | NG |  | N | Y | N | IPP Non-CHP |  |  |  |  | N | [57 empty] | GAS | [39 empty] | 1.1659 | 0.0016829 | 10.4
1308 | Basin Creek Power Services LLC | 55866 | Basin Creek Plant | MT | Silver Bow | 9 | IC | OP | 6.1 | 6 | 6 |  | 6 | 2006 | NG |  | N | Y | N | IPP Non-CHP |  |  |  |  | N | [57 empty] | GAS | [39 empty] | 1.1659 | 0.0016829 | 10.4
1357 | BASF Corp | 55122 | NAFTA Region Olefins Complex Cogen Fac | TX | Jefferson | UN1 | GT | OP | 41.6 | 35 | 40 |  | 7 | 2001 | NG |  | N | Y | Y | Industrial CHP |  |  |  |  | N | [57 empty] | GAS | [39 empty] | 0.085309 | 0.0011861 | 10.9534
1357 | BASF Corp | 55122 | NAFTA Region Olefins Complex Cogen Fac | TX | Jefferson | UN2 | GT | OP | 41.6 | 35 | 40 |  | 7 | 2001 | NG |  | N | Y | Y | Industrial CHP |  |  |  |  | N | [57 empty] | GAS | [39 empty] | 0.085309 | 0.0011861 | 10.9534
1361 | Bay Windpower LLC | 55944 | Bay Windpower I | MI | CHEBOYGAN | BAY | WT | OP | 1.8 | 1.8 | 1.8 |  | 12 | 2001 | WND |  | N | Y | N | IPP Non-CHP | [62 empty] | N/A | [39 empty] | 0 | 0 | 10.4
1366 | City of Bay City- (MI) | 7398 | Water Street Station | MI | Bay | GEN1 | IC | OP | 5.7 | 5.7 | 5.7 |  | 8 | 1980 | NG | DFO | Y | N | N | Electric Utility |  |  |  |  | N | [57 empty] | GAS | [39 empty] | 1.1659 | 0.0016829 | 10.4
1366 | City of Bay City- (MI) | 7398 | Water Street Station | MI | Bay | GEN2 | IC | OP | 6.9 | 6.9 | 6.9 |  | 10 | 1984 | NG | DFO | Y | N | N | Electric Utility |  |  |  |  | N | [57 empty] | GAS | [39 empty] | 1.1659 | 0.0016829 | 10.4
1366 | City of Bay City- (MI) | 7399 | Henry Station | MI | Bay | GEN3 | IC | OP | 7.7 | 7.7 | 7.7 |  | 5 | 1993 | NG | DFO | Y | N | N | Electric Utility |  |  |  |  | N | [57 empty] | GAS | [39 empty] | 1.1659 | 0.0016829 | 10.4
1366 | City of Bay City- (MI) | 7399 | Henry Station | MI | Bay | GEN4 | IC | OP | 7.7 | 7.7 | 7.7 |  | 5 | 1993 | NG | DFO | Y | N | N | Electric Utility |  |  |  |  | N | [57 empty] | GAS | [39 empty] | 1.1659 | 0.0016829 | 10.4
1415 | SWG Colorado LLC | 55200 | Arapahoe Combustion Turbine Project | CO | Denver | UN5 | CT | OP | 71.1 | 39 | 39 |  | 5 | 2000 | NG |  | N | Y | N | IPP Non-CHP | [62 empty] | GAS | CO | Arapahoe Combustion Turbine Facility | 55200 | CT5 | 2010 |  | ARP | 2614.26 | 12 | 102150.41 |  | 0.247 | 0.043 | 14.481 | 48901.684 | 822866.413 | 8 |  | Denver | Electric Utility |  |  | 39.6692 | -105.0018 | Southwest Generation Colorado, LLC (Owner/Operator) | Phase 2 |  | Operating | Combined cycle | Pipeline Natural Gas |  |  | Selective Catalytic Reduction |  | 555 | 7.5134 | GAS | 65 | 166.6667 | 0.043 | 0.0006 | 7.5134
1415 | SWG Colorado LLC | 55200 | Arapahoe Combustion Turbine Project | CO | Denver | UN6 | CT | OP | 71.1 | 39 | 39 |  | 5 | 2000 | NG |  | N | Y | N | IPP Non-CHP | [62 empty] | GAS | CO | Arapahoe Combustion Turbine Facility | 55200 | CT6 | 2010 |  | ARP | 2633.81 | 12 | 103570.06 |  | 0.248 | 0.0366 | 12.805 | 49127.219 | 826643.493 | 8 |  | Denver | Electric Utility |  |  | 39.6692 | -105.0018 | Southwest Generation Colorado, LLC (Owner/Operator) | Phase 2 |  | Operating | Combined cycle | Pipeline Natural Gas |  |  | Selective Catalytic Reduction |  | 555 | 7.4394 | GAS | 63 | 192.3077 | 0.0366 | 0.0006 | 7.4394
1415 | SWG Colorado LLC | 55200 | Arapahoe Combustion Turbine Project | CO | Denver | UN7 | CA | OP | 51.8 | 44.5 | 48.6 |  | 10 | 2002 | NG |  | N | Y | N | IPP Non-CHP | [62 empty] | GAS | [39 empty] | 0 | 0 | 10.4
1415 | SWG Colorado LLC | 55207 | Valmont Combustion Turbine Project | CO | BOULDER | UN7 | GT | OP | 71.1 | 39.9 | 39.9 |  | 5 | 2000 | NG |  | N | Y | N | IPP Non-CHP | [62 empty] | GAS | CO | Valmont Combustion Turbine Facility | 55207 | CT7 | 2010 |  | ARP | 361.53 | 12 | 6726.83 |  | 0.024 | 0.0976 | 3.561 | 4722.167 | 79462.704 | 8 |  | Boulder | Electric Utility | 4911 | Electric Services | 40.0197 | -105.202 | Southwest Generation Colorado, LLC (Owner/Operator) | Phase 2 |  | Operating | Combustion turbine | Pipeline Natural Gas |  |  | Water Injection |  | 392 | 9.5571 | GAS | 42 | 473.6842 | 0.0976 | 0.000604 | 9.5571
1415 | SWG Colorado LLC | 55207 | Valmont Combustion Turbine Project | CO | BOULDER | UN8 | GT | OP | 71.1 | 39.9 | 39.9 |  | 5 | 2001 | NG |  | N | Y | N | IPP Non-CHP | [62 empty] | GAS | CO | Valmont Combustion Turbine Facility | 55207 | CT8 | 2010 |  | ARP | 347.41 | 12 | 6297.34 |  | 0.023 | 0.0928 | 3.27 | 4527.808 | 76198.18 | 8 |  | Boulder | Electric Utility | 4911 | Electric Services | 40.0197 | -105.202 | Southwest Generation Colorado, LLC (Owner/Operator) | Phase 2 |  | Operating | Combustion turbine | Pipeline Natural Gas |  |  | Water Injection |  | 392 | 9.6539 | GAS | 42 | 473.6842 | 0.0928 | 0.000604 | 9.6539
1434 | Beaver City Corporation | 3643 | Upper Beaver | UT | Beaver | 1 | HY | OP | 1.3 | 1.3 | 1.3 |  | 8 | 1907 | WAT |  | N | Y | N | Electric Utility |  |  |  |  | N | [57 empty] | N/A | [39 empty] | 0 | 0 | 10.4
1434 | Beaver City Corporation | 3643 | Upper Beaver | UT | Beaver | 2 | HY | OP | 1.2 | 1.2 | 1.2 |  | 8 | 1907 | WAT |  | N | Y | N | Electric Utility |  |  |  |  | N | [57 empty] | N/A | [39 empty] | 0 | 0 | 10.4
1435 | City of Beaver City | 2217 | Beaver City | NE | Furnas | 1 | IC | OP | 0.5 | 0.4 | 0.4 |  | 10 | 1957 | DFO | NG | N | N | N | Electric Utility |  |  |  |  | N | [57 empty] | LIQUID | [39 empty] | 0.7385 | 0.025484 | 12.5895
1435 | City of Beaver City | 2217 | Beaver City | NE | Furnas | 2 | IC | OP | 0.3 | 0.3 | 0.3 |  | 9 | 1963 | NG | DFO | N | N | N | Electric Utility |  |  |  |  | N | [57 empty] | GAS | [39 empty] | 1.1659 | 0.0016829 | 10.4
1435 | City of Beaver City | 2217 | Beaver City | NE | Furnas | 3 | IC | OP | 0.3 | 0.2 | 0.2 |  | 10 | 1947 | DFO |  | N | N | N | Electric Utility |  |  |  |  | N | [57 empty] | LIQUID | [39 empty] | 0.7385 | 0.025484 | 12.5895
1435 | City of Beaver City | 2217 | Beaver City | NE | Furnas | 4 | IC | OP | 0.9 | 0.8 | 0.9 |  | 9 | 1967 | NG | DFO | N | N | N | Electric Utility | [62 empty] | GAS | [39 empty] | 1.1659 | 0.0016829 | 10.4
1456 | City of Bedford | 3821 | Snowden | VA | BEDFORD | 4 | HY | OP | 2.5 | 2.5 | 2.5 |  | 8 | 1987 | WAT |  | N | N | N | Electric Utility |  |  |  |  | N | [57 empty] | N/A | [39 empty] | 0 | 0 | 10.4
1456 | City of Bedford | 3821 | Snowden | VA | BEDFORD | 5 | HY | OP | 2.5 | 2.5 | 2.5 |  | 8 | 1987 | WAT |  | N | N | N | Electric Utility |  |  |  |  | N | [57 empty] | N/A | [39 empty] | 0 | 0 | 10.4
1512 | City of Belleville | 1263 | Belleville | KS | Republic | 4 | IC | OP | 1 | 1 | 1 |  | 1 | 1955 | DFO | NG | Y | Y | N | Electric Utility | [62 empty] | LIQUID | [39 empty] | 0.7385 | 0.025484 | 12.5895
1512 | City of Belleville | 1263 | Belleville | KS | Republic | 5 | IC | OP | 1.7 | 1.7 | 1.7 |  | 1 | 1961 | DFO | NG | Y | Y | N | Electric Utility | [62 empty] | LIQUID | [39 empty] | 0.7385 | 0.025484 | 12.5895
1512 | City of Belleville | 1263 | Belleville | KS | Republic | 6 | IC | OP | 3.7 | 3.7 | 3.7 |  | 1 | 1966 | DFO | NG | Y | Y | N | Electric Utility | [62 empty] | LIQUID | [39 empty] | 0.7385 | 0.025484 | 12.5895
1512 | City of Belleville | 1263 | Belleville | KS | Republic | 7 | IC | OP | 5.1 | 5.1 | 5.1 |  | 1 | 1971 | DFO | NG | Y | Y | N | Electric Utility | [62 empty] | LIQUID | [39 empty] | 0.7385 | 0.025484 | 12.5895
1512 | City of Belleville | 1263 | Belleville | KS | Republic | 8 | IC | OP | 2.8 | 2.8 | 2.8 |  | 1 | 2007 | DFO |  | N | Y | N | Electric Utility | [62 empty] | LIQUID | [39 empty] | 0.7385 | 0.025484 | 12.5895
1525 | City of Beloit | 1264 | Beloit | KS | Mitchell | 1 | IC | OP | 1.5 | 1.1 | 1.1 |  | 7 | 1951 | DFO | NG | N | Y | N | Electric Utility | [62 empty] | LIQUID | [39 empty] | 0.7385 | 0.025484 | 12.5895
1525 | City of Beloit | 1264 | Beloit | KS | Mitchell | 2 | IC | OP | 1.5 | 1.1 | 1.1 |  | 7 | 1951 | DFO | NG | N | Y | N | Electric Utility | [62 empty] | LIQUID | [39 empty] | 0.7385 | 0.025484 | 12.5895
1525 | City of Beloit | 1264 | Beloit | KS | Mitchell | 3 | IC | OP | 2 | 2 | 2 |  | 6 | 1961 | DFO | NG | N | Y | N | Electric Utility | [62 empty] | LIQUID | [39 empty] | 0.7385 | 0.025484 | 12.5895
1525 | City of Beloit | 1264 | Beloit | KS | Mitchell | 4 | IC | OP | 3.5 | 3.3 | 3.3 |  | 11 | 1964 | DFO | NG | N | Y | N | Electric Utility | [62 empty] | LIQUID | [39 empty] | 0.7385 | 0.025484 | 12.5895
1525 | City of Beloit | 1264 | Beloit | KS | Mitchell | 5 | IC | OP | 0.7 | 0.6 | 0.6 |  | 5 | 1950 | DFO | NG | N | N | N | Electric Utility | [62 empty] | LIQUID | [39 empty] | 0.7385 | 0.025484 | 12.5895
1525 | City of Beloit | 1264 | Beloit | KS | Mitchell | 6 | IC | OP | 4.1 | 3.5 | 3.5 |  | 8 | 1971 | DFO | NG | N | Y | N | Electric Utility | [62 empty] | LIQUID | [39 empty] | 0.7385 | 0.025484 | 12.5895
1525 | City of Beloit | 1264 | Beloit | KS | Mitchell | 7 | IC | OP | 6 | 5.5 | 5.5 |  | 8 | 1980 | DFO | NG | N | Y | N | Electric Utility | [62 empty] | LIQUID | [39 empty] | 0.7385 | 0.025484 | 12.5895
1528 | Beaver Falls Municipal Auth | 10285 | Townsend Hydro | PA | Beaver | GEN1 | HY | OP | 2.6 | 2.1 | 2.1 |  | 10 | 1987 | WAT |  | N | Y | N | IPP Non-CHP |  |  |  |  | N | [57 empty] | N/A | [39 empty] | 0 | 0 | 10.4
1528 | Beaver Falls Municipal Auth | 10285 | Townsend Hydro | PA | Beaver | GEN2 | HY | OP | 2.6 | 2.1 | 2.1 |  | 10 | 1987 | WAT |  | N | Y | N | IPP Non-CHP |  |  |  |  | N | [57 empty] | N/A | [39 empty] | 0 | 0 | 10.4
1569 | Berry Petroleum Co | 50170 | Berry Cogen | CA | Kern | GEN1 | GT | OP | 38.7 | 35 | 37 |  | 12 | 1986 | NG |  | N | Y | Y | Industrial CHP |  |  |  |  | N | [57 empty] | GAS | [39 empty] | 0.11714 | 0.0013473 | 12.4274
1569 | Berry Petroleum Co | 52096 | Berry Placerita Cogen | CA | Los Angeles | GEN1 | GT | OP | 21.4 | 19.6 | 19.6 |  | 3 | 1990 | NG |  | N | Y | Y | Industrial CHP |  |  |  |  | N | [57 empty] | GAS | [39 empty] | 0.13424 | 0.0014047 | 11.3132
1569 | Berry Petroleum Co | 52096 | Berry Placerita Cogen | CA | Los Angeles | GEN2 | GT | OP | 21.4 | 19.6 | 19.6 |  | 5 | 1990 | NG |  | N | Y | Y | Industrial CHP |  |  |  |  | N | [57 empty] | GAS | [39 empty] | 0.13424 | 0.0014047 | 11.3132
1569 | Berry Petroleum Co | 50622 | Berry Cogen Tanne Hills 18 | CA | Kern | GEN1 | GT | OP | 8.8 | 7 | 7.5 |  | 12 | 1986 | NG |  | N | Y | Y | Industrial CHP |  |  |  |  | N | [57 empty] | GAS | [39 empty] | 0.20504 | 0.0018863 | 10.1987
1569 | Berry Petroleum Co | 50622 | Berry Cogen Tanne Hills 18 | CA | Kern | GEN2 | GT | OP | 8.8 | 7 | 7.5 |  | 12 | 1986 | NG |  | N | Y | Y | Industrial CHP |  |  |  |  | N | [57 empty] | GAS | [39 empty] | 0.20504 | 0.0018863 | 10.1987
1573 | City of Benson - (MN) | 1964 | Benson City of | MN | Swift | 10 | IC | OP | 1.8 | 1.9 | 1.9 |  | 5 | 2002 | DFO |  | N | Y | N | Electric Utility |  |  |  |  | N | [57 empty] | LIQUID | [39 empty] | 0.7385 | 0.025484 | 12.5895
1573 | City of Benson - (MN) | 1964 | Benson City of | MN | Swift | 11 | IC | OP | 1.8 | 1.9 | 1.9 |  | 5 | 2002 | DFO |  | N | Y | N | Electric Utility |  |  |  |  | N | [57 empty] | LIQUID | [39 empty] | 0.7385 | 0.025484 | 12.5895
1573 | City of Benson - (MN) | 1964 | Benson City of | MN | Swift | 5 | IC | OP | 0.9 | 0.9 | 0.9 |  | 1 | 1948 | DFO |  | N | Y | N | Electric Utility |  |  |  |  | N | [57 empty] | LIQUID | [39 empty] | 0.7385 | 0.025484 | 12.5895
1573 | City of Benson - (MN) | 1964 | Benson City of | MN | Swift | 6 | IC | OP | 1.3 | 1.3 | 1.3 |  | 1 | 1955 | DFO |  | N | Y | N | Electric Utility |  |  |  |  | N | [57 empty] | LIQUID | [39 empty] | 0.7385 | 0.025484 | 12.5895
1573 | City of Benson - (MN) | 1964 | Benson City of | MN | Swift | 7 | IC | OP | 1.8 | 1.9 | 1.9 |  | 5 | 2002 | DFO |  | N | Y | N | Electric Utility |  |  |  |  | N | [57 empty] | LIQUID | [39 empty] | 0.7385 | 0.025484 | 12.5895
1573 | City of Benson - (MN) | 1964 | Benson City of | MN | Swift | 8 | IC | OP | 1.8 | 1.9 | 1.9 |  | 5 | 2002 | DFO |  | N | Y | N | Electric Utility |  |  |  |  | N | [57 empty] | LIQUID | [39 empty] | 0.7385 | 0.025484 | 12.5895
1573 | City of Benson - (MN) | 1964 | Benson City of | MN | Swift | 9 | IC | OP | 1.8 | 1.9 | 1.9 |  | 5 | 2002 | DFO |  | N | Y | N | Electric Utility |  |  |  |  | N | [57 empty] | LIQUID | [39 empty] | 0.7385 | 0.025484 | 12.5895
1615 | Town of Berlin - (MD) | 6565 | Berlin | MD | Worcester | 1A | IC | OP | 1.1 | 1.1 | 1.1 |  | 6 | 1961 | DFO |  | N | Y | N | Electric Utility |  |  |  |  | N | [57 empty] | LIQUID | [39 empty] | 0.7385 | 0.025484 | 12.5895
1615 | Town of Berlin - (MD) | 6565 | Berlin | MD | Worcester | 2A | IC | OP | 1.8 | 1.8 | 1.8 |  | 7 | 1999 | DFO |  | N | Y | N | Electric Utility |  |  |  |  | N | [57 empty] | LIQUID | [39 empty] | 0.7385 | 0.025484 | 12.5895
1615 | Town of Berlin - (MD) | 6565 | Berlin | MD | Worcester | 4A | IC | OP | 1.8 | 1.8 | 1.8 |  | 7 | 2000 | DFO |  | N | Y | N | Electric Utility |  |  |  |  | N | [57 empty] | LIQUID | [39 empty] | 0.7385 | 0.025484 | 12.5895
1615 | Town of Berlin - (MD) | 6565 | Berlin | MD | Worcester | 5A | IC | OP | 2.5 | 2.5 | 2.5 |  | 12 | 1989 | DFO |  | N | Y | N | Electric Utility |  |  |  |  | N | [57 empty] | LIQUID | [39 empty] | 0.7385 | 0.025484 | 12.5895
1616 | Berkshire Power Co LLC | 55041 | Berkshire Power | MA | Hampden | GEN2 | CS | OP | 289 | 229.3 | 246.3 |  | 9 | 1999 | NG |  | N | Y | N | IPP Non-CHP |  |  |  |  | N | [57 empty] | GAS | MA | Berkshire Power | 55041 | 1 | 2010 |  | ARP, CAIROS, RGGI | 4631.56 | 12 | 1028318.94 |  | 2.215 | 0.0147 | 39.18 | 438745.718 | 7382788.866 | 1 | Northeast Power Coordinating Council | Hampden | Electric Utility | 4931 | Elec & Other Services Combined | 42.0476 | -72.6478 | ABB Energy Ventures, Inc. (Operator) Berkshire Power (Owner) | Phase 2 |  | Operating | Combined cycle | Pipeline Natural Gas | Diesel Oil |  | Water Injection Selective Catalytic Reduction |  | 2112 | 7.1353 | GAS | 262 | -31.8717 | 0.0147 | 0.0006 | 7.1353
1647 | City of Bethany | 2114 | Bethany | MO | Harrison | 4 | IC | OP | 1.8 | 1.4 | 1.4 |  | 8 | 1968 | DFO |  | N | Y | N | Electric Utility |  |  |  |  | N | [57 empty] | LIQUID | [39 empty] | 0.7385 | 0.025484 | 12.5895
1647 | City of Bethany | 2114 | Bethany | MO | Harrison | 5 | IC | OP | 1.8 | 1.7 | 2 |  | 9 | 1981 | DFO | NG | N | Y | N | Electric Utility |  |  |  |  | N | [57 empty] | LIQUID | [39 empty] | 0.7385 | 0.025484 | 12.5895
1647 | City of Bethany | 2114 | Bethany | MO | Harrison | 6 | IC | OP | 0.9 | 0.9 | 0.9 |  | 12 | 1981 | DFO | NG | N | Y | N | Electric Utility |  |  |  |  | N | [57 empty] | LIQUID | [39 empty] | 0.7385 | 0.025484 | 12.5895
1647 | City of Bethany | 2114 | Bethany | MO | Harrison | 7 | IC | OP | 1.1 | 1 | 1 |  | 7 | 1983 | DFO |  | N | Y | N | Electric Utility |  |  |  |  | N | [57 empty] | LIQUID | [39 empty] | 0.7385 | 0.025484 | 12.5895
1647 | City of Bethany | 7944 | Bethany II | MO | HARRISON | 9 | IC | OP | 1.6 | 1.2 | 1.6 |  | 7 | 1993 | DFO |  | N | Y | N | Electric Utility |  |  |  |  | N | [57 empty] | LIQUID | [39 empty] | 0.7385 | 0.025484 | 12.5895
1651 | Bethel Utilities Corp | 6566 | Bethel | AK | Bethel | 1 | IC | OP | 2.1 | 2.1 | 2.1 |  | 11 | 1976 | DFO |  | N | N | N | Electric Utility |  |  |  |  | N | [57 empty] | LIQUID | [39 empty] | 0.7385 | 0.025484 | 12.5895
1651 | Bethel Utilities Corp | 6566 | Bethel | AK | Bethel | 2 | IC | OP | 2.1 | 2.1 | 2.1 |  | 11 | 1976 | DFO |  | N | N | N | Electric Utility |  |  |  |  | N | [57 empty] | LIQUID | [39 empty] | 0.7385 | 0.025484 | 12.5895
1651 | Bethel Utilities Corp | 6566 | Bethel | AK | Bethel | 3 | IC | OP | 2.1 | 2.1 | 2.1 |  | 11 | 1976 | DFO |  | N | N | N | Electric Utility |  |  |  |  | N | [57 empty] | LIQUID | [39 empty] | 0.7385 | 0.025484 | 12.5895
1651 | Bethel Utilities Corp | 6566 | Bethel | AK | Bethel | 4 | IC | OP | 2.1 | 2.1 | 2.1 |  | 11 | 1976 | DFO |  | N | N | N | Electric Utility |  |  |  |  | N | [57 empty] | LIQUID | [39 empty] | 0.7385 | 0.025484 | 12.5895
1651 | Bethel Utilities Corp | 6566 | Bethel | AK | Bethel | 6 | IC | OP | 2.1 | 2.1 | 2.1 |  | 4 | 1989 | DFO |  | N | N | N | Electric Utility |  |  |  |  | N | [57 empty] | LIQUID | [39 empty] | 0.7385 | 0.025484 | 12.5895
1651 | Bethel Utilities Corp | 6566 | Bethel | AK | Bethel | 7 | IC | OP | 2.1 | 2.1 | 2.1 |  | 12 | 1992 | DFO |  | N | N | N | Electric Utility |  |  |  |  | N | [57 empty] | LIQUID | [39 empty] | 0.7385 | 0.025484 | 12.5895
1678 | Big Creek Water Works Ltd | 10282 | Big Creek Water Works | CA | Trinity | BCHY | HY | OP | 5 | 4.8 | 4.6 |  | 1 | 1987 | WAT |  | N | Y | N | Commercial Non-CHP | [62 empty] | N/A | [39 empty] | 0 | 0 | 10.4
1692 | Big Rivers Electric Corp | 1381 | Kenneth C Coleman | KY | Hancock | 1 | ST | OP | 205 | 150 | 150 |  | 9 | 1969 | BIT |  | N | Y | N | Electric Utility |  |  |  |  | N | Y |  | Y |  |  |  | C1 | 1969 | 291000 | [16 empty] | OP | TR |  |  |  | LS |  |  |  | Y | 4 | 95 | 2022 | 1913707 | 100 | OP | EK |  |  | 12.2 |  | 3 |  |  |  | 99 | 140 | 590000 |  |  |  |  | COAL | KY | Coleman | 1381 | C1 | 2010 | CS1, MS1 | ARP, CAIRNOX, CAIROS, CAIRSO2 | 8109.5 | 12 | 1040504.75 |  | 2297.403 | 0.3288 | 1858.19 | 1154747.219 | 11254852.53 | 4 | East Central Area Reliability Coordination Agreement | Hancock | Electric Utility | 4911 | Electric Services | 37.9628 | -86.7917 | Big Rivers Electric Corporation (Owner/Operator) | Table 1 | Phase 1 Group 1 | Operating | Dry bottom wall-fired boiler | Coal | Other Solid Fuel | Wet Lime FGD | Low NOx Burner Technology (Dry Bottom only) | Electrostatic Precipitator | 1905 | 10.2286 | COAL | 169 | 436.6667 | 0.3288 | 0.40825 | 10.2286
1692 | Big Rivers Electric Corp | 1381 | Kenneth C Coleman | KY | Hancock | 2 | ST | OP | 205 | 138 | 138 |  | 7 | 1970 | BIT |  | N | Y | N | Electric Utility |  |  |  |  | N | Y |  | Y |  |  |  | C2 | 1970 | 291000 | [16 empty] | OP | TR |  |  |  | LS |  |  |  | Y | 4 | 95 | 2022 | 1913707 | 100 | OP | EK |  |  | 12.2 |  | 3 |  |  |  | 99 | 140 | 570000 |  |  |  |  | COAL | KY | Coleman | 1381 | C2 | 2010 | CS1, MS2 | ARP, CAIRNOX, CAIROS, CAIRSO2 | 7414 | 12 | 917624.5 |  | 1205.163 | 0.3286 | 1585.44 | 979251.466 | 9544382.2 | 4 | East Central Area Reliability Coordination Agreement | Hancock | Electric Utility | 4911 | Electric Services | 37.9628 | -86.7917 | Big Rivers Electric Corporation (Owner/Operator) | Table 1 | Phase 1 Group 1 | Operating | Dry bottom wall-fired boiler | Coal | Other Solid Fuel | Wet Lime FGD | Low NOx Burner Technology (Dry Bottom only) | Electrostatic Precipitator | 1777 | 10.2055 | COAL | 165 | 402.1739 | 0.3286 | 0.25254 | 10.2055
1692 | Big Rivers Electric Corp | 1381 | Kenneth C Coleman | KY | Hancock | 3 | ST | OP | 192 | 155 | 155 |  | 12 | 1971 | BIT |  | N | Y | N | Electric Utility |  |  |  |  | N | Y |  | Y |  |  |  | C3 | 1972 | 956854 | [16 empty] | OP | TR |  |  |  | LS |  |  |  | Y | 4 | 95 | 2022 | 1913707 | 100 | OP | EK |  |  | 12.2 |  | 3 |  |  |  | 99 | 140 | 500000 |  |  |  |  | COAL | KY | Coleman | 1381 | C3 | 2010 | CS1, MS3 | ARP, CAIRNOX, CAIROS, CAIRSO2 | 8394 | 12 | 1123931.75 |  | 2607.073 | 0.3339 | 2044.037 | 1251305.885 | 12195952.48 | 4 | East Central Area Reliability Coordination Agreement | Hancock | Electric Utility | 4911 | Electric Services | 37.9628 | -86.7917 | Big Rivers Electric Corporation (Owner/Operator) | Table 1 | Phase 1 Group 1 | Operating | Dry bottom wall-fired boiler | Coal | Other Solid Fuel | Wet Lime FGD | Low NOx Burner Technology (Dry Bottom only) | Electrostatic Precipitator | 2329 | 10.2316 | COAL | 169 | 454.8387 | 0.3339 | 0.42753 | 10.2316
1692 | Big Rivers Electric Corp | 1382 | HMP&L Station Two Henderson | KY | Henderson | 1 | ST | OP | 200 | 153 | 153 |  | 6 | 1973 | BIT | PC | Y | Y | N | Electric Utility |  |  |  |  | N | Y |  | Y |  |  |  | H1SS | 1995 | 258019 | [16 empty] | OP | TR |  |  |  | LI | MO |  |  | Y | 4.2 | 95 | 590 | 590269 | 100 | OP | EK |  |  | 15 |  | 5 |  |  |  | 99 | 77 | 1108000 |  |  |  |  | COAL | KY | HMP&L Station 2 | 1382 | H1 | 2010 | CS12, MS1 | ARP, CAIRNOX, CAIROS, CAIRSO2 | 8213.25 | 12 | 1263631.75 |  | 2093.337 | 0.072 | 460.036 | 1334154.543 | 13003465.93 | 4 | East Central Area Reliability Coordination Agreement | Henderson | Electric Utility | 4911 | Electric Services | 37.6472 | -87.5028 | City of Henderson, KY (Owner) Big Rivers Electric Corporation (Operator) | Table 1 | Phase 1 Group 1 | Operating | Dry bottom wall-fired boiler | Coal |  | Wet Lime FGD | Low NOx Burner Technology (Dry Bottom only) Selective Catalytic Reduction | Electrostatic Precipitator | 1976 | 10.2851 | COAL | 167 | 454.2484 | 0.072 | 0.32197 | 10.2851
1692 | Big Rivers Electric Corp | 1382 | HMP&L Station Two Henderson | KY | Henderson | 2 | ST | OP | 205 | 159 | 159 |  | 4 | 1974 | BIT | PC | Y | Y | N | Electric Utility |  |  |  |  | N | Y |  | Y |  |  |  | H2SS | 1995 | 258019 | [16 empty] | OP | TR |  |  |  | LI | MO |  |  | Y | 4.2 | 95 | 590 | 590269 | 100 | OP | EK |  |  | 15 |  | 5 |  |  |  | 99 | 77 | 1108000 |  |  |  |  | COAL | KY | HMP&L Station 2 | 1382 | H2 | 2010 | CS12, MS2 | ARP, CAIRNOX, CAIROS, CAIRSO2 | 7922.75 | 12 | 1187541.5 |  | 2092.935 | 0.0711 | 418.137 | 1243376.707 | 12118692.1 | 4 | East Central Area Reliability Coordination Agreement | Henderson | Electric Utility | 4911 | Electric Services | 37.6472 | -87.5028 | City of Henderson, KY (Owner) Big Rivers Electric Corporation (Operator) | Table 1 | Phase 1 Group 1 | Operating | Dry bottom wall-fired boiler | Coal |  | Wet Lime FGD | Low NOx Burner Technology (Dry Bottom only) Selective Catalytic Reduction | Electrostatic Precipitator | 1983 | 10.1857 | COAL | 173 | 455.9748 | 0.0711 | 0.34541 | 10.1857
1692 | Big Rivers Electric Corp | 1383 | Robert A Reid | KY | Webster | 1 | ST | OP | 96 | 65 | 65 |  | 1 | 1966 | BIT | NG | Y | Y | N | Electric Utility | [5 empty] | Y |  | Y | [37 empty] | OP | EK | MC |  | 12 |  | 3.2 |  |  |  | 98.9 | 0 | 308000 |  |  |  |  | COAL | KY | Robert Reid | 1383 | R1 | 2010 |  | ARP, CAIRNOX, CAIROS, CAIRSO2 | 3670.75 | 12 | 187606.5 |  | 4525.047 | 0.5029 | 511.928 | 201343.875 | 1962424.375 | 4 | East Central Area Reliability Coordination Agreement | Webster | Electric Utility | 4911 | Electric Services | 37.6467 | -87.5033 | Big Rivers Electric Corporation (Owner/Operator) | Phase 2 | Phase II Group 1 | Operating | Dry bottom wall-fired boiler | Coal |  |  |  | Cyclone Electrostatic Precipitator | 837 | 10.3458 | COAL | 64 | 492.1875 | 0.5029 | 4.6117 | 10.3458
1692 | Big Rivers Electric Corp | 6639 | R D Green | KY | Webster | 1 | ST | OP | 293 | 231 | 231 |  | 12 | 1979 | BIT | PC | Y | Y | N | Electric Utility |  |  |  |  | N | Y |  | Y |  |  |  | G1 | 1979 | 395000 | [16 empty] | OP | SP |  |  |  | LI | MO |  |  | Y | 4 | 90 | 2217 | 780000 | 100 | OP | EK |  |  | 25 |  | 4 |  |  |  | 99.6 | 150 | 800000 |  |  |  |  | COAL | KY | R D Green | 6639 | G1 | 2010 |  | ARP, CAIRNOX, CAIROS, CAIRSO2 | 8445.25 | 12 | 1949980.25 |  | 1216.344 | 0.2042 | 2049.951 | 2038248.975 | 19866019.98 | 4 | East Central Area Reliability Coordination Agreement | Webster | Electric Utility | 4911 | Electric Services | 37.6467 | -87.5006 | Big Rivers Electric Corporation (Owner/Operator) | Phase 2 | Phase 1 Group 1 | Operating | Dry bottom wall-fired boiler | Coal |  | Wet Lime FGD | Low NOx Burner Technology (Dry Bottom only) | Electrostatic Precipitator | 2820 | 10.1502 | COAL | 257 | 443.7229 | 0.2042 | 0.12245 | 10.1502
1692 | Big Rivers Electric Corp | 6639 | R D Green | KY | Webster | 2 | ST | OP | 293 | 223 | 223 |  | 1 | 1981 | BIT | PC | Y | Y | N | Electric Utility |  |  |  |  | N | Y |  | Y |  |  |  | G2 | 1981 | 395000 | [16 empty] | OP | SP |  |  |  | LI | MO |  |  | Y | 4 | 90 | 2217 | 780000 | 100 | OP | EK |  |  | 25 |  | 4 |  |  |  | 99.6 | 150 | 800000 |  |  |  |  | COAL | KY | R D Green | 6639 | G2 | 2010 |  | ARP, CAIRNOX, CAIROS, CAIRSO2 | 8690.75 | 12 | 1961467.75 |  | 949.238 | 0.2163 | 2167.901 | 2065228.9 | 20128969.95 | 4 | East Central Area Reliability Coordination Agreement | Webster | Electric Utility | 4911 | Electric Services | 37.6467 | -87.5006 | Big Rivers Electric Corporation (Owner/Operator) | Phase 2 | Phase 1 Group 1 | Operating | Dry bottom wall-fired boiler | Coal |  | Wet Lime FGD | Low NOx Burner Technology (Dry Bottom only) | Electrostatic Precipitator | 2660 | 10.2518 | COAL | 244 | 452.9148 | 0.2163 | 0.094316 | 10.2518
1692 | Big Rivers Electric Corp | 6823 | D B Wilson | KY | Ohio | 1 | ST | OP | 566.1 | 417 | 417 |  | 9 | 1984 | BIT | PC | Y | Y | N | Electric Utility | [5 empty] | Y |  | Y |  |  |  | W1 | 1984 | 700000 | [16 empty] | OP | SP |  |  |  | LS | LI |  |  | N | 3.8 | 90 | 3274 | 1250000 | 100 | OP | EK |  |  | 15 |  | 3.8 |  | 3.8 |  | 99.8 | 137 | 1750000 |  |  |  |  | COAL | KY | D B Wilson | 6823 | W1 | 2010 |  | ARP, CAIRNOX, CAIROS, CAIRSO2 | 8266.5 | 12 | 3563626.5 |  | 9095.034 | 0.0526 | 933.555 | 3716339.45 | 36221670.05 | 4 | East Central Area Reliability Coordination Agreement | Ohio | Electric Utility | 4911 | Electric Services | 37.4497 | -87.0803 | Big Rivers Electric Corporation (Owner/Operator) | Phase 2 | Early Election | Operating | Dry bottom wall-fired boiler | Coal |  | Wet Limestone | Selective Catalytic Reduction Low NOx Burner Technology (Dry Bottom only) | Electrostatic Precipitator | 6099 | 10.1561 | COAL | 452 | 458.0336 | 0.0526 | 0.50219 | 10.1561
1735 | Birchwood Power Partners LP | 54304 | Birchwood Power | VA | King George | 1 | ST | OP | 258.3 | 237.8 | 242.2 |  | 11 | 1996 | BIT | DFO | N | Y | N | IPP Non-CHP |  |  |  |  | N | Y |  | Y |  |  |  | 1HJ | 1996 | 343619 | [16 empty] | OP | SD |  |  |  | LI |  |  |  | N | 0.9 | 93 | 156 | 490000 | 100 | OP | BR | [5 empty] | 1 |  | 0.3 | 99.9 | 40 | 687237 |  |  |  |  | COAL | VA | Birchwood Power Facility | 54304 | 1 | 2010 |  | CAIRNOX, CAIROS, CAIRSO2 | 5983.63 | 12 | 897615.75 |  | 465.809 | 0.1059 | 386.842 |  | 8443002.914 | 3 | Southeastern Electric Reliability Council | King George | Cogeneration |  |  | 38.2667 | -77.3147 | Birchwood Power Partners, LLC (Owner) General Electric Company (Operator) |  |  | Operating | Tangentially-fired | Coal |  | Dry Lime FGD | Selective Catalytic Reduction | Baghouse | 2857 | 10.4 | COAL | 303.7412 | 1872.9537 | 0.1059 | 0.11034 | 9.406
1745 | Biomass One LP | 10869 | Biomass One LP | OR | Jackson | GE | ST | OP | 15 | 14 | 14 |  | 12 | 1985 | WDS |  | N | Y | N | IPP Non-CHP |  |  |  |  | N | [40 empty] | OP | EW | [8 empty] | 99.6 | 2 | 107000 |  |  |  |  | OTHER SOLID | [39 empty] | 0.5034 | 0.03267 | 13.9605
1745 | Biomass One LP | 10869 | Biomass One LP | OR | Jackson | GE-2 | ST | OP | 15 | 14 | 14 |  | 1 | 2009 | WDS |  | N | Y | N | IPP Non-CHP |  |  |  |  | N | [40 empty] | OP | EW | [8 empty] | 99.6 | 2 | 107000 |  |  |  |  | OTHER SOLID | [39 empty] | 0.5034 | 0.0062239 | 13.5583
1751 | Birch Power Co | 10140 | Birch Creek Power | ID | Clark | GEN1 | HY | OP | 2.6 | 2.6 | 2.6 |  | 4 | 1986 | WAT |  | N | Y | N | IPP Non-CHP | [62 empty] | N/A | [39 empty] | 0 | 0 | 10.4
1752 | Biola University | 54296 | Biola University | CA | Los Angeles | EG1 | IC | OP | 0.6 | 0.6 | 0.6 |  | 4 | 1990 | NG |  | N | N | Y | Commercial CHP |  |  |  |  | N | [57 empty] | GAS | [39 empty] | 1.1659 | 0.0016829 | 10.4
1752 | Biola University | 54296 | Biola University | CA | Los Angeles | EG2 | IC | OP | 0.6 | 0.6 | 0.6 |  | 4 | 1990 | NG |  | N | N | Y | Commercial CHP |  |  |  |  | N | [57 empty] | GAS | [39 empty] | 1.1659 | 0.0016829 | 10.4
1752 | Biola University | 54296 | Biola University | CA | Los Angeles | EG3 | IC | OP | 1 | 1 | 1 |  | 9 | 2002 | NG |  | N | N | Y | Commercial CHP |  |  |  |  | N | [57 empty] | GAS | [39 empty] | 1.1659 | 0.0016829 | 10.4
1773 | Las Vegas Cogeneration II LLC | 10761 | Las Vegas Cogeneration LP | NV | Clark | GEN1 | CT | OP | 49.8 | 41 | 43 |  | 3 | 1994 | NG |  | N | Y | N | IPP Non-CHP | [62 empty] | GAS | NV | Las Vegas Cogeneration | 10761 | 1 | 2010 |  | ARP | 1289.74 | 12 | 47962.31 |  | 0.143 | 0.0226 | 4.105 | 28300.951 | 476212.197 | 9 |  | Clark | Small Power Producer |  |  | 36.2317 | -115.1235 | Southwest Generation Operating Co. (Owner/Operator) | Phase 2 |  | Operating | Combustion turbine | Pipeline Natural Gas |  |  | Selective Catalytic Reduction |  | 420 | 9.8014 | GAS | 43 | 500 | 0.0226 | 0.000601 | 9.8014
1773 | Las Vegas Cogeneration II LLC | 55952 | Las Vegas Cogeneration II LLC | NV | Clark | GEN3 | CT | OP | 60.5 | 42 | 46 |  | 1 | 2003 | NG |  | N | Y | N | IPP Non-CHP | [62 empty] | GAS | [39 empty] | 0.035757 | 0.0007952 | 9.7285
1773 | Las Vegas Cogeneration II LLC | 55952 | Las Vegas Cogeneration II LLC | NV | Clark | GEN4 | CT | OP | 60.5 | 42 | 46 |  | 1 | 2003 | NG |  | N | Y | N | IPP Non-CHP | [62 empty] | GAS | [39 empty] | 0.035757 | 0.0007952 | 9.7285
1773 | Las Vegas Cogeneration II LLC | 55952 | Las Vegas Cogeneration II LLC | NV | Clark | GEN5 | CT | OP | 60.5 | 42 | 46 |  | 1 | 2003 | NG |  | N | Y | N | IPP Non-CHP | [62 empty] | GAS | [39 empty] | 0.035757 | 0.0007952 | 9.7285
1773 | Las Vegas Cogeneration II LLC | 55952 | Las Vegas Cogeneration II LLC | NV | Clark | GEN6 | CT | OP | 60.5 | 42 | 46 |  | 1 | 2003 | NG |  | N | Y | N | IPP Non-CHP | [62 empty] | GAS | [39 empty] | 0.035757 | 0.0007952 | 9.7285
1773 | Las Vegas Cogeneration II LLC | 55952 | Las Vegas Cogeneration II LLC | NV | Clark | GEN7 | CA | OP | 27.8 | 26 | 26 |  | 1 | 2003 | NG |  | N | Y | N | IPP Non-CHP | [62 empty] | GAS | [39 empty] | 0 | 0 | 10.4
1773 | Las Vegas Cogeneration II LLC | 55952 | Las Vegas Cogeneration II LLC | NV | Clark | GEN8 | CA | OP | 27.8 | 26 | 26 |  | 1 | 2003 | NG |  | N | Y | N | IPP Non-CHP | [62 empty] | GAS | [39 empty] | 0 | 0 | 10.4
1773 | Las Vegas Cogeneration II LLC | 10761 | Las Vegas Cogeneration LP | NV | Clark | GEN2 | CA | OP | 11.5 | 9 | 10 |  | 4 | 1994 | NG |  | N | Y | N | IPP Non-CHP | [62 empty] | GAS | [39 empty] | 0 | 0 | 10.4
1784 | Black Creek Hydro Inc | 54860 | Black Creek | WA | King | GEN1 | HY | OP | 3.7 | 3.7 | 3.7 |  | 2 | 1994 | WAT |  | N | Y | N | IPP Non-CHP | [62 empty] | N/A | [39 empty] | 0 | 0 | 10.4
1828 | Linn Operating Inc | 56090 | Blacksand Generating Facility | CA | Orange | D182 | GT | OP | 4 | 2.5 | 2.5 |  | 6 | 2000 | OG |  | N | Y | N | Industrial Non-CHP |  |  |  |  | N | [57 empty] | GAS | [39 empty] | 0.0016829 | 0.0016829 | 10.4
1828 | Linn Operating Inc | 56090 | Blacksand Generating Facility | CA | Orange | D189 | GT | OP | 3.7 | 3 | 3 |  | 11 | 2000 | OG |  | N | Y | N | Industrial Non-CHP |  |  |  |  | N | [57 empty] | GAS | [39 empty] | 0.0016829 | 0.0016829 | 10.4
1851 | Blind Canyon Aqua Ranch Inc | 54514 | Blind Canyon Hydro | ID | Gooding | 1 | HY | OP | 1.3 | 1.3 | 1.3 |  | 4 | 1992 | WAT |  | N | Y | N | IPP Non-CHP | [62 empty] | N/A | [39 empty] | 0 | 0 | 10.4
1857 | Block Island Power Co | 6567 | Block Island | RI | Washington | 19 | IC | OP | 1.1 | 1 | 1 |  | 8 | 1993 | DFO |  | N | N | N | Electric Utility |  |  |  |  | N | [57 empty] | LIQUID | [39 empty] | 0.7385 | 0.025484 | 12.5895
1857 | Block Island Power Co | 6567 | Block Island | RI | Washington | 22 | IC | OP | 1.3 | 1.2 | 1.2 |  | 6 | 1999 | DFO |  | N | N | N | Electric Utility |  |  |  |  | N | [57 empty] | LIQUID | [39 empty] | 0.7385 | 0.025484 | 12.5895
1857 | Block Island Power Co | 6567 | Block Island | RI | Washington | 23 | IC | OP | 1.2 | 1.2 | 1.2 |  | 7 | 2001 | DFO |  | N | N | N | Electric Utility |  |  |  |  | N | [57 empty] | LIQUID | [39 empty] | 0.7385 | 0.025484 | 12.5895
1857 | Block Island Power Co | 6567 | Block Island | RI | Washington | 24 | IC | OP | 1.6 | 1.6 | 1.6 |  | 4 | 2002 | DFO |  | N | N | N | Electric Utility |  |  |  |  | N | [57 empty] | LIQUID | [39 empty] | 0.7385 | 0.025484 | 12.5895
1857 | Block Island Power Co | 6567 | Block Island | RI | Washington | 25 | IC | OP | 1.8 | 1.8 | 1.8 |  | 3 | 2006 | DFO |  | N | N | N | Electric Utility |  |  |  |  | N | [57 empty] | LIQUID | [39 empty] | 0.7385 | 0.025484 | 12.5895
1869 | City of Bloomfield - (IA) | 1127 | Bloomfield | IA | Davis | 1 | IC | OP | 2.8 | 2.3 | 2.3 |  | 10 | 1975 | NG | DFO | N | Y | N | Electric Utility |  |  |  |  | N | [57 empty] | GAS | [39 empty] | 1.1659 | 0.0016829 | 10.4
1869 | City of Bloomfield - (IA) | 1127 | Bloomfield | IA | Davis | 2 | IC | OP | 0.3 | 0.2 | 0.2 |  | 4 | 1945 | DFO |  | N | Y | N | Electric Utility |  |  |  |  | N | [57 empty] | LIQUID | [39 empty] | 0.7385 | 0.025484 | 12.5895
1869 | City of Bloomfield - (IA) | 1127 | Bloomfield | IA | Davis | 3 | IC | OP | 2.7 | 2.2 | 2.2 |  | 12 | 1964 | NG | DFO | N | Y | N | Electric Utility |  |  |  |  | N | [57 empty] | GAS | [39 empty] | 1.1659 | 0.0016829 | 10.4
1869 | City of Bloomfield - (IA) | 1127 | Bloomfield | IA | Davis | 4 | IC | OP | 0.3 | 0.2 | 0.2 |  | 5 | 1946 | DFO |  | N | Y | N | Electric Utility |  |  |  |  | N | [57 empty] | LIQUID | [39 empty] | 0.7385 | 0.025484 | 12.5895
1869 | City of Bloomfield - (IA) | 1127 | Bloomfield | IA | Davis | 5 | IC | OP | 0.9 | 0.8 | 0.8 |  | 6 | 1951 | NG | DFO | N | Y | N | Electric Utility |  |  |  |  | N | [57 empty] | GAS | [39 empty] | 1.1659 | 0.0016829 | 10.4
1869 | City of Bloomfield - (IA) | 1127 | Bloomfield | IA | Davis | 6 | IC | OP | 1.5 | 1.2 | 1.2 |  | 7 | 1958 | NG | DFO | N | Y | N | Electric Utility |  |  |  |  | N | [57 empty] | GAS | [39 empty] | 1.1659 | 0.0016829 | 10.4
1881 | Blue Canyon Windpower LLC | 56081 | Blue Canyon Windpower | OK | Comanche | EW | WT | OP | 74.3 | 74.3 | 74.3 |  | 12 | 2003 | WND |  | N | Y | N | IPP Non-CHP | [62 empty] | N/A | [39 empty] | 0 | 0 | 10.4
1883 | City of Blue Earth | 1967 | Blue Earth | MN | Faribault | IC1 | IC | OP | 1.5 | 1.5 | 1.5 |  | 11 | 1960 | DFO | NG | Y | Y | N | Electric Utility |  |  |  |  | N | [57 empty] | LIQUID | [39 empty] | 0.7385 | 0.025484 | 12.5895
1883 | City of Blue Earth | 1967 | Blue Earth | MN | Faribault | IC3 | IC | OP | 1.6 | 1.6 | 1.6 |  | 11 | 1993 | DFO |  | N | Y | N | Electric Utility |  |  |  |  | N | [57 empty] | LIQUID | [39 empty] | 0.7385 | 0.025484 | 12.5895
1883 | City of Blue Earth | 1967 | Blue Earth | MN | Faribault | IC4 | IC | OP | 1.6 | 1.6 | 1.6 |  | 11 | 1993 | DFO |  | N | Y | N | Electric Utility |  |  |  |  | N | [57 empty] | LIQUID | [39 empty] | 0.7385 | 0.025484 | 12.5895
1883 | City of Blue Earth | 1967 | Blue Earth | MN | Faribault | IC5 | IC | OP | 1.6 | 1.6 | 1.6 |  | 11 | 1993 | DFO |  | N | Y | N | Electric Utility |  |  |  |  | N | [57 empty] | LIQUID | [39 empty] | 0.7385 | 0.025484 | 12.5895
1883 | City of Blue Earth | 1967 | Blue Earth | MN | Faribault | IC6 | IC | OP | 1.8 | 1.8 | 1.8 |  | 2 | 1996 | DFO |  | N | Y | N | Electric Utility |  |  |  |  | N | [57 empty] | LIQUID | [39 empty] | 0.7385 | 0.025484 | 12.5895
1924 | Boise Packaging & Newsprint LLC | 10488 | DeRidder Mill | LA | Beauregard | TG | ST | OP | 61.5 | 61.5 | 61.5 |  | 10 | 1969 | BLQ | WDS | Y | Y | Y | Industrial CHP |  |  |  |  | N | [25 empty] | OP | VE |  |  |  | SL |  |  |  | N |  | 75¦¦ 70 | 138¦¦ 137 | 349890¦¦ 198000 | 100 | OP | WS¦¦EW | [8 empty] | 90¦¦ 97 | 336¦¦ 26¦¦ 123 | 349890¦¦ 198000¦¦ 499960 |  |  |  |  | LIQUID | [39 empty] | 0.1517 | 0.049001 | 10.4
1932 | Boise-Kuna Irrigation District | 10014 | Lucky Peak Power Plant Project | ID | Ada | U131 | HY | OP | 45 | 36.2 | 19.2 |  | 10 | 1988 | WAT |  | N | Y | N | IPP Non-CHP |  |  |  |  | N | [57 empty] | N/A | [39 empty] | 0 | 0 | 10.4
1932 | Boise-Kuna Irrigation District | 10014 | Lucky Peak Power Plant Project | ID | Ada | U132 | HY | OP | 45 | 36.2 | 19.2 |  | 10 | 1988 | WAT |  | N | Y | N | IPP Non-CHP |  |  |  |  | N | [57 empty] | N/A | [39 empty] | 0 | 0 | 10.4
1932 | Boise-Kuna Irrigation District | 10014 | Lucky Peak Power Plant Project | ID | Ada | U133 | HY | OP | 11.2 | 10.6 | 10.3 |  | 10 | 1988 | WAT |  | N | Y | N | IPP Non-CHP |  |  |  |  | N | [57 empty] | N/A | [39 empty] | 0 | 0 | 10.4
1932 | Boise-Kuna Irrigation District | 56498 | Mora Drop Hydroelectric Project | ID | Ada | 1 | HY | OP | 1.7 | 0.8 | 0.8 |  | 6 | 2006 | WAT |  | N | N | N | IPP Non-CHP |  |  |  |  | N | [57 empty] | N/A | [39 empty] | 0 | 0 | 10.4
1932 | Boise-Kuna Irrigation District | 56997 | Arrowrock Hydroelectric Project | ID | Elmore | 1 | HY | OP | 7.5 | 8 | 8 |  | 4 | 2010 | WAT |  | N | N | N | IPP Non-CHP |  |  |  |  | N | [57 empty] | N/A | [39 empty] | 0 | 0 | 10.4
1932 | Boise-Kuna Irrigation District | 56997 | Arrowrock Hydroelectric Project | ID | Elmore | 2 | HY | OP | 7.5 | 8 | 8 |  | 4 | 2010 | WAT |  | N | N | N | IPP Non-CHP |  |  |  |  | N | [57 empty] | N/A | [39 empty] | 0 | 0 | 10.4
1950 | ReEnergy Stratton LLC | 50650 | ReEnergy Stratton LLC | ME | Franklin | UNI1 | ST | OP | 45.7 | 45.7 | 44.3 |  | 11 | 1989 | WDS | DFO | Y | Y | N | IPP Non-CHP |  |  |  |  | N | [40 empty] | OP | EW |  |  |  | 1.6 |  |  | 0.3 |  | 95.1 | 7 | 136000 |  |  |  |  | OTHER SOLID | [39 empty] | 0.0648 | 0.029864 | 13.2968
1951 | White Pine Electric Power LLC | 10148 | White Pine Electric Power | MI | Ontonagon | GEN1 | ST | OP | 20 | 18 | 18 |  | 12 | 1954 | BIT | NG | Y | Y | N | IPP Non-CHP |  |  |  |  | N | Y |  | Y | [37 empty] | OP | WS |  |  | 10 |  | 1.4 |  |  |  | 96 | 15.9 | 65000 |  |  |  |  | COAL | [39 empty] | 0.62394 | 1.1574 | 12.43
1951 | White Pine Electric Power LLC | 10148 | White Pine Electric Power | MI | Ontonagon | GEN2 | ST | OP | 20 | 18 | 18 |  | 12 | 1954 | BIT | NG | Y | Y | N | IPP Non-CHP |  |  |  |  | N | Y |  | Y | [37 empty] | OP | WS |  |  | 10 |  | 1.4 |  |  |  | 96 | 15.9 | 65000 |  |  |  |  | COAL | [39 empty] | 0.62394 | 1.1574 | 12.43
1956 | City of Bonners Ferry | 6506 | Moyie Springs | ID | Boundary | 1 | HY | OP | 1 | 1.1 | 1.1 |  | 12 | 1941 | WAT |  | N | Y | N | Electric Utility | [62 empty] | N/A | [39 empty] | 0 | 0 | 10.4
1956 | City of Bonners Ferry | 6506 | Moyie Springs | ID | Boundary | 2 | HY | OP | 0.4 | 0.4 | 0.4 |  | 88 | 1921 | WAT |  | N | Y | N | Electric Utility | [62 empty] | N/A | [39 empty] | 0 | 0 | 10.4
1956 | City of Bonners Ferry | 6506 | Moyie Springs | ID | Boundary | 3 | HY | OP | 1 | 1.1 | 1.1 |  | 88 | 1950 | WAT |  | N | Y | N | Electric Utility | [62 empty] | N/A | [39 empty] | 0 | 0 | 10.4
1956 | City of Bonners Ferry | 6506 | Moyie Springs | ID | Boundary | 4 | HY | OP | 1.5 | 1.7 | 1.7 |  | 2 | 1982 | WAT |  | N | Y | N | Electric Utility | [62 empty] | N/A | [39 empty] | 0 | 0 | 10.4
1966 | Boltonville Hydro Associates | 50539 | Boltonville Hydro Associates | VT | Orange | 1 | HY | OP | 0.5 | 0.5 | 0.5 |  | 7 | 1984 | WAT |  | N | Y | N | IPP Non-CHP |  |  |  |  | N | [57 empty] | N/A | [39 empty] | 0 | 0 | 10.4
1966 | Boltonville Hydro Associates | 50539 | Boltonville Hydro Associates | VT | Orange | 2 | HY | OP | 0.3 | 0.3 | 0.3 |  | 7 | 1984 | WAT |  | N | Y | N | IPP Non-CHP |  |  |  |  | N | [57 empty] | N/A | [39 empty] | 0 | 0 | 10.4
1966 | Boltonville Hydro Associates | 50539 | Boltonville Hydro Associates | VT | Orange | 3 | HY | OP | 0.3 | 0.3 | 0.3 |  | 12 | 1989 | WAT |  | N | Y | N | IPP Non-CHP |  |  |  |  | N | [57 empty] | N/A | [39 empty] | 0 | 0 | 10.4
1981 | ReEnergy Ashland LLC | 10356 | ReEnergy Ashland | ME | Aroostook | GEN1 | ST | OP | 39.6 | 34 | 34 |  | 8 | 1993 | WDS | DFO | N | Y | N | IPP Non-CHP |  |  |  |  | N | [40 empty] | OP | EW | [8 empty] | 99 | 13 | 296334 |  |  |  |  | OTHER SOLID | [39 empty] | 0.0648 | 0.026784 | 13.3065
1984 | ReEnergy Fort Fairfield LLC | 7513 | ReEnergy Fort Fairfield | ME | Aroostook | GEN1 | ST | OP | 37.5 | 32 | 32 |  | 11 | 1987 | WDS |  | N | Y | N | IPP Non-CHP | [45 empty] | OP | EW | [8 empty] | 99 | 11 | 211764 |  |  |  |  | OTHER SOLID | [39 empty] | 0.0648 | 0.031297 | 13.4362
1991 | Boise White Paper LLC | 10486 | Boise Cascade International Falls | MN | Koochiching | GEN1 | ST | OP | 4 | 4 | 4 |  | 1 | 1927 | NG | BLQ | N | Y | Y | Industrial CHP |  |  |  |  | N | [40 empty] | OP | EW | [8 empty] | 99.9¦¦ 99.2 | 13¦¦ 21 | 300000¦¦ 200000 | ¦¦OP | ¦¦OV | ¦¦LN |  | GAS | [39 empty] | 0.14783 | 0.0006123 | 16.4982
1991 | Boise White Paper LLC | 10486 | Boise Cascade International Falls | MN | Koochiching | GEN2 | ST | OP | 4 | 4 | 4 |  | 1 | 1927 | NG | BLQ | N | Y | Y | Industrial CHP |  |  |  |  | N | [40 empty] | OP | EW | [8 empty] | 99.9¦¦ 99.2 | 13¦¦ 21 | 300000¦¦ 200000 | ¦¦OP | ¦¦OV | ¦¦LN |  | GAS | [39 empty] | 0.14783 | 0.0006123 | 16.4982
1991 | Boise White Paper LLC | 10486 | Boise Cascade International Falls | MN | Koochiching | GEN3 | ST | OP | 7.5 | 7.5 | 7.5 |  | 1 | 1948 | NG | BLQ | N | Y | Y | Industrial CHP |  |  |  |  | N | [40 empty] | ¦¦OP¦¦OP | ¦¦EW¦¦EW | [8 empty] | ¦¦ 99.9¦¦ 99.2 | ¦¦ 13¦¦ 21 | ¦¦ 300000¦¦ 200000 | ¦¦OP | ¦¦OV | ¦¦LN |  | GAS | [39 empty] | 0.12417 | 0.0007181 | 14.2362
1991 | Boise White Paper LLC | 10486 | Boise Cascade International Falls | MN | Koochiching | GEN4 | ST | OP | 7.5 | 7.5 | 7.5 |  | 1 | 1947 | NG | BLQ | N | Y | Y | Industrial CHP |  |  |  |  | N | [40 empty] | ¦¦OP¦¦OP | ¦¦EW¦¦EW | [8 empty] | ¦¦ 99.9¦¦ 99.2 | ¦¦ 13¦¦ 21 | ¦¦ 300000¦¦ 200000 | ¦¦OP | ¦¦OV | ¦¦LN |  | GAS | [39 empty] | 0.12365 | 0.0007153 | 14.319
1991 | Boise White Paper LLC | 10486 | Boise Cascade International Falls | MN | Koochiching | GEN5 | ST | OP | 6.2 | 6.2 | 6.2 |  | 1 | 1957 | NG | WDS | N | Y | Y | Industrial CHP |  |  |  |  | N | [40 empty] | ¦¦OP | ¦¦EW | [8 empty] | ¦¦ 99.2 | ¦¦ 21 | ¦¦ 200000 | ¦¦OP | ¦¦OV | ¦¦LN |  | GAS | [39 empty] | 0.13965 | 0.0007268 | 13.6379
1991 | Boise White Paper LLC | 10487 | International Falls Power | MN | Koochiching | GEN1 | HY | OP | 2.2 | 2.2 | 2.2 |  | 1 | 1946 | WAT |  | N | Y | N | Industrial Non-CHP |  |  |  |  | N | [57 empty] | N/A | [39 empty] | 0 | 0 | 10.4
1991 | Boise White Paper LLC | 10487 | International Falls Power | MN | Koochiching | GEN2 | HY | OP | 2.2 | 2.2 | 2.2 |  | 1 | 1946 | WAT |  | N | Y | N | Industrial Non-CHP |  |  |  |  | N | [57 empty] | N/A | [39 empty] | 0 | 0 | 10.4
1991 | Boise White Paper LLC | 10487 | International Falls Power | MN | Koochiching | GEN3 | HY | OP | 2.2 | 2.2 | 2.2 |  | 1 | 1946 | WAT |  | N | Y | N | Industrial Non-CHP |  |  |  |  | N | [57 empty] | N/A | [39 empty] | 0 | 0 | 10.4
1991 | Boise White Paper LLC | 10487 | International Falls Power | MN | Koochiching | GEN4 | HY | OP | 2.2 | 2.2 | 2.2 |  | 1 | 1946 | WAT |  | N | Y | N | Industrial Non-CHP |  |  |  |  | N | [57 empty] | N/A | [39 empty] | 0 | 0 | 10.4
1991 | Boise White Paper LLC | 10487 | International Falls Power | MN | Koochiching | GEN5 | HY | OP | 2.2 | 2.2 | 2.2 |  | 1 | 1946 | WAT |  | N | Y | N | Industrial Non-CHP |  |  |  |  | N | [57 empty] | N/A | [39 empty] | 0 | 0 | 10.4
1991 | Boise White Paper LLC | 10487 | International Falls Power | MN | Koochiching | GEN6 | HY | OP | 1.6 | 1.6 | 1.6 |  | 1 | 1924 | WAT |  | N | Y | N | Industrial Non-CHP | [62 empty] | N/A | [39 empty] | 0 | 0 | 10.4
1991 | Boise White Paper LLC | 10487 | International Falls Power | MN | Koochiching | GEN7 | HY | OP | 1.6 | 1.6 | 1.6 |  | 1 | 1924 | WAT |  | N | Y | N | Industrial Non-CHP | [62 empty] | N/A | [39 empty] | 0 | 0 | 10.4
1994 | Boulder City of | 466 | Boulder Canyon Hydro | CO | Boulder | 1 | HY | OP | 10 | 10 | 10 |  | 6 | 1911 | WAT |  | N | Y | N | IPP Non-CHP |  |  |  |  | N | [57 empty] | N/A | [39 empty] | 0 | 0 | 10.4
1994 | Boulder City of | 54679 | Boulder City Lakewood Hydro | CO | Boulder | 1 | HY | OP | 3.5 | 3.5 | 3.5 |  | 2 | 2004 | WAT |  | N | Y | N | IPP Non-CHP |  |  |  |  | N | [57 empty] | N/A | [39 empty] | 0 | 0 | 10.4
1994 | Boulder City of | 54680 | Boulder City Betasso Hydroelectric Plant | CO | Boulder | 1 | HY | OP | 3 | 3 | 3 |  | 12 | 1987 | WAT |  | N | Y | N | IPP Non-CHP |  |  |  |  | N | [57 empty] | N/A | [39 empty] | 0 | 0 | 10.4
1994 | Boulder City of | 55931 | Boulder City Silver Lake Hydro | CO | Boulder | 1 | HY | OP | 3.3 | 3.3 | 3.3 |  | 5 | 2000 | WAT |  | N | Y | N | IPP Non-CHP |  |  |  |  | N | [57 empty] | N/A | [39 empty] | 0 | 0 | 10.4
2010 | City of Bountiful | 3665 | Bountiful City | UT | Davis | 1A | GT | OP | 5.2 | 4.2 | 5.1 |  | 7 | 2001 | NG |  | N | Y | N | Electric Utility |  |  |  |  | N | [57 empty] | GAS | [39 empty] | 0.15927 | 0.0013469 | 10.2558
2010 | City of Bountiful | 3665 | Bountiful City | UT | Davis | IC8 | IC | OP | 7 | 7 | 7 |  | 10 | 1986 | NG | DFO | Y | Y | N | Electric Utility |  |  |  |  | N | [57 empty] | GAS | [39 empty] | 1.1659 | 0.0016829 | 10.4
2010 | City of Bountiful | 4263 | Echo Dam | UT | Summit | 3 | HY | OP | 1 | 1 | 0.9 |  | 3 | 1987 | WAT |  | N | Y | N | Electric Utility |  |  |  |  | N | [57 empty] | N/A | [39 empty] | 0 | 0 | 10.4
2010 | City of Bountiful | 4263 | Echo Dam | UT | Summit | NA1 | HY | OP | 1.7 | 1.7 | 1.7 |  | 3 | 1987 | WAT |  | N | Y | N | Electric Utility |  |  |  |  | N | [57 empty] | N/A | [39 empty] | 0 | 0 | 10.4
2010 | City of Bountiful | 4263 | Echo Dam | UT | Summit | NA2 | HY | OP | 1.7 | 1.7 | 1.7 |  | 3 | 1987 | WAT |  | N | Y | N | Electric Utility |  |  |  |  | N | [57 empty] | N/A | [39 empty] | 0 | 0 | 10.4
2010 | City of Bountiful | 7132 | Pine View Dam | UT | Weber | NA1 | HY | OP | 1.8 | 1.8 | 1.8 |  | 6 | 1991 | WAT |  | N | Y | N | Electric Utility |  |  |  |  | N | [57 empty] | N/A | [39 empty] | 0 | 0 | 10.4
2016 | Boott Hydropower Inc | 10556 | Boott Hydropower | MA | Middlesex | GEN1 | HY | OP | 7.5 | 7.1 | 6.9 |  | 10 | 1985 | WAT |  | N | Y | N | IPP Non-CHP |  |  |  |  | N | [57 empty] | N/A | [39 empty] | 0 | 0 | 10.4
2016 | Boott Hydropower Inc | 10556 | Boott Hydropower | MA | Middlesex | GEN2 | HY | OP | 7.5 | 7.1 | 6.9 |  | 10 | 1985 | WAT |  | N | Y | N | IPP Non-CHP |  |  |  |  | N | [57 empty] | N/A | [39 empty] | 0 | 0 | 10.4
2016 | Boott Hydropower Inc | 10556 | Boott Hydropower | MA | Middlesex | GEN3 | HY | OP | 7.9 | 7.5 | 7.3 |  | 10 | 1985 | WAT |  | N | Y | N | IPP Non-CHP |  |  |  |  | N | [57 empty] | N/A | [39 empty] | 0 | 0 | 10.4
2048 | Bowersock Mills & Power Co | 10279 | Kansas River Project | KS | Douglas | 1 | HY | OP | 0.3 | 0.3 | 0.4 |  | 1 | 1920 | WAT |  | N | Y | N | IPP Non-CHP |  |  |  |  | N | [57 empty] | N/A | [39 empty] | 0 | 0 | 10.4
2048 | Bowersock Mills & Power Co | 10279 | Kansas River Project | KS | Douglas | 2 | HY | OP | 0.4 | 0.4 | 0.4 |  | 7 | 1922 | WAT |  | N | Y | N | IPP Non-CHP |  |  |  |  | N | [57 empty] | N/A | [39 empty] | 0 | 0 | 10.4
2048 | Bowersock Mills & Power Co | 10279 | Kansas River Project | KS | Douglas | 3 | HY | OP | 0.3 | 0.3 | 0.3 |  | 7 | 1922 | WAT |  | N | Y | N | IPP Non-CHP |  |  |  |  | N | [57 empty] | N/A | [39 empty] | 0 | 0 | 10.4
2048 | Bowersock Mills & Power Co | 10279 | Kansas River Project | KS | Douglas | 4 | HY | OP | 0.4 | 0.4 | 0.4 |  | 7 | 1922 | WAT |  | N | Y | N | IPP Non-CHP |  |  |  |  | N | [57 empty] | N/A | [39 empty] | 0 | 0 | 10.4
2048 | Bowersock Mills & Power Co | 10279 | Kansas River Project | KS | Douglas | 5 | HY | OP | 0.4 | 0.4 | 0.4 |  | 7 | 1922 | WAT |  | N | Y | N | IPP Non-CHP |  |  |  |  | N | [57 empty] | N/A | [39 empty] | 0 | 0 | 10.4
2048 | Bowersock Mills & Power Co | 10279 | Kansas River Project | KS | Douglas | 6 | HY | OP | 0.4 | 0.4 | 0.4 |  | 5 | 1925 | WAT |  | N | Y | N | IPP Non-CHP |  |  |  |  | N | [57 empty] | N/A | [39 empty] | 0 | 0 | 10.4
2048 | Bowersock Mills & Power Co | 10279 | Kansas River Project | KS | Douglas | 7 | HY | OP | 0.4 | 0.4 | 0.4 |  | 5 | 1925 | WAT |  | N | Y | N | IPP Non-CHP |  |  |  |  | N | [57 empty] | N/A | [39 empty] | 0 | 0 | 10.4
2053 | Bowater Nwprt Coosa Pines Op | 54216 | U S Alliance Coosa Pines | AL | Talladega | AOW6 | ST | OP | 12.5 | 11.6 | 11.8 |  | 1 | 1968 | BIT | DFO | N | N | Y | Industrial CHP |  |  |  |  | N | Y | N | [38 empty] | OP | EW | [5 empty] | 1.5 |  |  | 99.7¦¦ 99.9¦¦ 99.7 | 14 | 140000¦¦ 450000¦¦ 140000 |  |  |  |  | COAL | [39 empty] | 0.66152 | 1.1064 | 12.719
2053 | Bowater Nwprt Coosa Pines Op | 54216 | U S Alliance Coosa Pines | AL | Talladega | GEN7 | ST | OP | 17.9 | 15 | 12 |  | 11 | 2007 | BLQ | DFO | N | N | Y | Industrial CHP |  |  |  |  | N | [40 empty] | OP | EW | [5 empty] | 1.5 |  |  | 99.7¦¦ 99.9¦¦ 99.7¦¦ 99.7 | 14 | 140000¦¦ 450000¦¦ 140000¦¦ 140000 |  |  |  |  | LIQUID | [39 empty] | 0.0842 | 0.049001 | 10.4
2091 | ConocoPhillips Alliance Refinery | 52031 | Alliance Refinery | LA | Plaquemines | GEN2 | ST | OP | 19 | 19 | 19 |  | 1 | 1990 | NG |  | N | N | N | Industrial Non-CHP | [62 empty] | GAS | [39 empty] | 0.33091 | 0.0012972 | 10.7132
2144 | Town of Braintree - (MA) | 1660 | Potter Station 2 | MA | Norfolk | CC2 | CT | OP | 76 | 62.6 | 77.6 |  | 4 | 1977 | NG | DFO | Y | Y | N | Electric Utility |  |  |  |  | N | [57 empty] | GAS | MA | Potter | 1660 | 3 | 2010 |  | CAIROS, RGGI | 321.59 | 12 | 15802.89 |  |  | 0.3582 | 31.984 | 13061.383 | 219729.565 | 1 | Northeast Power Coordinating Council | Norfolk | Electric Utility | 4911 | Electric Services | 42.235 | -70.9672 | Braintree Electric Light Department (Owner/Operator) |  |  | Operating | Combined cycle | Pipeline Natural Gas | Diesel Oil |  | Steam Injection |  | 975 | 10.4 | GAS | 68 | -70.5882 | 0.3582 | 0.0008879 | 12.1989
2144 | Town of Braintree - (MA) | 1660 | Potter Station 2 | MA | Norfolk | CC3 | CA | OP | 25 | 15.5 | 18.5 |  | 4 | 1977 | NG | DFO | N | Y | N | Electric Utility |  |  |  |  | N | [57 empty] | GAS | [39 empty] | 0 | 0 | 10.4
2144 | Town of Braintree - (MA) | 1660 | Potter Station 2 | MA | Norfolk | WAT1 | GT | OP | 58 | 52.6 | 57.4 |  | 7 | 2009 | NG | DFO | Y | N | N | Electric Utility |  |  |  |  | N | [57 empty] | GAS | MA | Potter | 1660 | 4 | 2010 |  | ARP, CAIROS, RGGI | 1089.62 | 12 | 50970.68 |  | 0.15 | 0.0229 | 3.144 | 29664.366 | 498414.468 | 1 | Northeast Power Coordinating Council | Norfolk | Electric Utility | 4911 | Electric Services | 42.235 | -70.9672 | Braintree Electric Light Department (Owner/Operator) | Phase 2 |  | Operating | Combustion turbine | Pipeline Natural Gas | Diesel Oil |  | Water Injection Ammonia Injection Selective Catalytic Reduction |  | 565 | 9.4915 | GAS | 58 | -5.2265 | 0.0229 | 0.000602 | 9.4915
2144 | Town of Braintree - (MA) | 1660 | Potter Station 2 | MA | Norfolk | WAT2 | GT | OP | 58 | 52.6 | 57.4 |  | 7 | 2009 | NG | DFO | Y | N | N | Electric Utility |  |  |  |  | N | [57 empty] | GAS | MA | Potter | 1660 | 4 | 2010 |  | ARP, CAIROS, RGGI | 1089.62 | 12 | 50970.68 |  | 0.15 | 0.0229 | 3.144 | 29664.366 | 498414.468 | 1 | Northeast Power Coordinating Council | Norfolk | Electric Utility | 4911 | Electric Services | 42.235 | -70.9672 | Braintree Electric Light Department (Owner/Operator) | Phase 2 |  | Operating | Combustion turbine | Pipeline Natural Gas | Diesel Oil |  | Water Injection Ammonia Injection Selective Catalytic Reduction |  | 565 | 9.4915 | GAS | 58 | -5.2265 | 0.0229 | 0.000602 | 9.4915
2144 | Town of Braintree - (MA) | 1660 | Potter Station 2 | MA | Norfolk | IC1 | IC | OP | 2.7 | 2.3 | 2.3 |  | 7 | 1963 | DFO |  | N | Y | N | Electric Utility |  |  |  |  | N | [57 empty] | LIQUID | [39 empty] | 0.7385 | 0.025484 | 12.5895
2171 | Brazos Valley Energy | 55357 | Brazos Valley Generating Facility | TX | Fort Bend | CTG1 | CT | OP | 200 | 166 | 182 |  | 5 | 2003 | NG |  | N | Y | N | IPP Non-CHP |  |  |  |  | N | [57 empty] | GAS | TX | Brazos Valley Energy, LP | 55357 | CTG1 | 2010 |  | ARP, CAIRNOX, CAIRSO2 | 5852.77 | 12 | 1248531.13 |  | 2.729 | 0.0176 | 60.94 | 540536.493 | 9095569.955 | 6 |  | Fort Bend | Cogeneration |  |  | 29.4731 | -95.6244 | Brazos Electric Power Cooperative, Inc. (Owner) Calpine Operating Services Company, Inc. (Operator) | Phase 2 |  | Operating | Combined cycle | Pipeline Natural Gas |  |  | Dry Low NOx Burners Selective Catalytic Reduction |  | 2263 | 7.09 | GAS | 307 | 1656.5934 | 0.0176 | 0.0006 | 7.09
2171 | Brazos Valley Energy | 55357 | Brazos Valley Generating Facility | TX | Fort Bend | CTG2 | CT | OP | 200 | 166 | 182 |  | 5 | 2003 | NG |  | N | Y | N | IPP Non-CHP |  |  |  |  | N | [57 empty] | GAS | TX | Brazos Valley Energy, LP | 55357 | CTG2 | 2010 |  | ARP, CAIRNOX, CAIRSO2 | 5772.82 | 12 | 1241363.18 |  | 2.67 | 0.02 | 63.533 | 528846.001 | 8898866.879 | 6 |  | Fort Bend | Cogeneration |  |  | 29.4731 | -95.6244 | Brazos Electric Power Cooperative, Inc. (Owner) Calpine Operating Services Company, Inc. (Operator) | Phase 2 |  | Operating | Combined cycle | Pipeline Natural Gas |  |  | Dry Low NOx Burners Selective Catalytic Reduction |  | 2263 | 7.0157 | GAS | 311 | 1645.6044 | 0.02 | 0.0006 | 7.0157
2171 | Brazos Valley Energy | 55357 | Brazos Valley Generating Facility | TX | Fort Bend | STG1 | CA | OP | 275.6 | 193 | 230 |  | 5 | 2003 | NG |  | N | Y | N | IPP Non-CHP |  |  |  |  | N | [6 empty] | HRSG1¦¦HRSG2 | 2003 | 626220 | [48 empty] | GAS | [39 empty] | 0 | 0 | 10.4
2172 | Brazos Electric Power Coop Inc | 3628 | R W Miller | TX | Palo Pinto | 1 | ST | OP | 66 | 66 | 66 |  | 10 | 1968 | NG |  | N | Y | N | Electric Utility |  |  |  |  | N | [6 empty] | 1 | 1968 | 124350 | [48 empty] | GAS | TX | R W Miller | 3628 | 1 | 2010 |  | ARP, CAIRNOX, CAIRSO2 | 649.38 | 12 | 19638.72 |  | 0.078 | 0.1453 | 27.021 | 15491.377 | 260666.939 | 6 | Electric Reliability Council of Texas | Palo Pinto | Electric Utility | 4911 | Electric Services | 32.6581 | -98.3103 | Brazos Electric Power Cooperative, Inc. (Owner/Operator) | Phase 2 |  | Operating | Dry bottom wall-fired boiler | Pipeline Natural Gas |  |  |  |  | 920 | 11.9715 | GAS | 85 | 1856.0606 | 0.1453 | 0.000598 | 11.9715
2172 | Brazos Electric Power Coop Inc | 3628 | R W Miller | TX | Palo Pinto | 2 | ST | OP | 100 | 100 | 100 |  | 7 | 1972 | NG | DFO | Y | Y | N | Electric Utility |  |  |  |  | N | [6 empty] | 2 | 1972 | 162484 | 0.1 |  |  | PB | DP | NP | 2002 | 2002 | 2002 | MS | NC | [37 empty] | GAS | TX | R W Miller | 3628 | 2 | 2010 |  | ARP, CAIRNOX, CAIRSO2 | 1945.34 | 12 | 121184.89 |  | 0.381 | 0.2363 | 166.339 | 75357.042 | 1268010.906 | 6 | Electric Reliability Council of Texas | Palo Pinto | Electric Utility | 4911 | Electric Services | 32.6581 | -98.3103 | Brazos Electric Power Cooperative, Inc. (Owner/Operator) | Phase 2 |  | Operating | Dry bottom wall-fired boiler | Pipeline Natural Gas | Diesel Oil |  |  |  | 1326 | 9.9356 | GAS | 126 | 1870 | 0.2363 | 0.000601 | 9.9356
2172 | Brazos Electric Power Coop Inc | 3628 | R W Miller | TX | Palo Pinto | 3 | ST | OP | 200 | 200 | 200 |  | 8 | 1975 | NG | DFO | Y | Y | N | Electric Utility |  |  |  |  | N | [6 empty] | 3 | 1975 | 246107 | 0.1 |  |  | PB | DP | NP | 1977 | 1977 | 1982 | MS | NC | [37 empty] | GAS | TX | R W Miller | 3628 | 3 | 2010 |  | ARP, CAIRNOX, CAIRSO2 | 2700.01 | 12 | 228935.98 |  | 0.855 | 0.0944 | 120.438 | 146520.5 | 2464806.968 | 6 | Electric Reliability Council of Texas | Palo Pinto | Electric Utility | 4911 | Electric Services | 32.6581 | -98.3103 | Brazos Electric Power Cooperative, Inc. (Owner/Operator) | Phase 2 |  | Operating | Dry bottom wall-fired boiler | Pipeline Natural Gas | Diesel Oil |  | Combustion Modification/Fuel Reburning |  | 2300 | 10.0388 | GAS | 233 | 1917.5 | 0.0944 | 0.000694 | 10.0388
2172 | Brazos Electric Power Coop Inc | 3628 | R W Miller | TX | Palo Pinto | 4 | GT | OP | 118.8 | 104 | 104 |  | 7 | 1994 | NG | DFO | N | Y | N | Electric Utility |  |  |  |  | N | [57 empty] | GAS | TX | R W Miller | 3628 | **4 | 2010 |  | ARP, CAIRNOX, CAIRSO2 | 414.81 | 12 | 27961.84 |  | 0.11 | 0.1034 | 15.972 | 21693.928 | 365018.09 | 6 | Electric Reliability Council of Texas | Palo Pinto | Electric Utility | 4911 | Electric Services | 32.6581 | -98.3103 | Brazos Electric Power Cooperative, Inc. (Owner/Operator) | Phase 2 |  | Operating | Combustion turbine | Pipeline Natural Gas | Diesel Oil |  | Water Injection |  | 1510 | 12.3686 | GAS | 100 | 480 | 0.1034 | 0.000603 | 12.3686
2172 | Brazos Electric Power Coop Inc | 3628 | R W Miller | TX | Palo Pinto | 5 | GT | OP | 118.8 | 104 | 104 |  | 7 | 1994 | NG | DFO | N | Y | N | Electric Utility |  |  |  |  | N | [57 empty] | GAS | TX | R W Miller | 3628 | **5 | 2010 |  | ARP, CAIRNOX, CAIRSO2 | 310.41 | 12 | 18008.05 |  | 0.075 | 0.1087 | 11.308 | 14913.505 | 250949.173 | 6 | Electric Reliability Council of Texas | Palo Pinto | Electric Utility | 4911 | Electric Services | 32.6581 | -98.3103 | Brazos Electric Power Cooperative, Inc. (Owner/Operator) | Phase 2 |  | Operating | Combustion turbine | Pipeline Natural Gas | Diesel Oil |  | Water Injection |  | 1800 | 12.7513 | GAS | 99 | 474.7475 | 0.1087 | 0.000598 | 12.7513
2172 | Brazos Electric Power Coop Inc | 54817 | Johnson County | TX | Johnson | GT-1 | CT | OP | 178.2 | 163 | 174 |  | 9 | 1996 | NG | DFO | Y | Y | N | Electric Utility |  |  |  |  | N | [57 empty] | GAS | TX | Johnson County Generation Facility | 54817 | EAST | 2010 |  | ARP, CAIRNOX, CAIRSO2 | 7614.89 | 12 | 1455113.98 |  | 3.445 | 0.0333 | 189.256 | 682103.197 | 11477720.35 | 6 |  | Johnson | Electric Utility | 4911 | Electric Services | 32.3994 | -97.4078 | Brazos Electric Power Cooperative, Inc. (Owner/Operator) | Phase 2 |  | Operating | Combined cycle | Pipeline Natural Gas | Diesel Oil |  | Selective Catalytic Reduction |  | 2500 | 7.564 | GAS | 291 | -336.2069 | 0.0333 | 0.0006 | 7.564
2172 | Brazos Electric Power Coop Inc | 54817 | Johnson County | TX | Johnson | ST-1 | CA | OP | 104.4 | 104 | 104 |  | 11 | 1996 | NG |  | N | Y | N | Electric Utility |  |  |  |  | N | [6 empty] | 1SGA | 1997 | 186000 | [48 empty] | GAS | [39 empty] | 0 | 0 | 10.4
2172 | Brazos Electric Power Coop Inc | 55230 | Jack County | TX | Wise | CT1 | CT | OP | 170 | 165 | 170 |  | 2 | 2006 | NG |  | N | Y | N | Electric Utility |  |  |  |  | N | [57 empty] | GAS | TX | Jack County Generation Facility | 55230 | CT-1 | 2010 |  | ARP, CAIRNOX, CAIRSO2 | 7196.78 | 12 | 1621471.94 |  | 3.337 | 0.0206 | 94.568 | 660971.031 | 11122115.31 | 6 |  | Jack | Electric Utility |  |  | 33.101 | -97.9574 | Brazos Electric Power Cooperative, Inc. (Owner/Operator) | Phase 2 |  | Operating | Combined cycle | Pipeline Natural Gas |  |  | Dry Low NOx Burners Ammonia Injection Selective Catalytic Reduction |  | 2981 | 6.8228 | GAS | 337 | 8.8235 | 0.0206 | 0.0006 | 9.3031
2172 | Brazos Electric Power Coop Inc | 55230 | Jack County | TX | Wise | CT2 | CT | OP | 170 | 165 | 170 |  | 2 | 2006 | NG |  | N | Y | N | Electric Utility |  |  |  |  | N | [57 empty] | GAS | TX | Jack County Generation Facility | 55230 | CT-2 | 2010 |  | ARP, CAIRNOX, CAIRSO2 | 7444.45 | 12 | 1625884.61 |  | 3.403 | 0.0251 | 114.683 | 674020.951 | 11341757.69 | 6 |  | Jack | Electric Utility |  |  | 33.101 | -97.9574 | Brazos Electric Power Cooperative, Inc. (Owner/Operator) | Phase 2 |  | Operating | Combined cycle | Pipeline Natural Gas |  |  | Dry Low NOx Burners Ammonia Injection Selective Catalytic Reduction |  | 2981 | 6.8811 | GAS | 334 | 17.6471 | 0.0251 | 0.0006 | 9.3031
2172 | Brazos Electric Power Coop Inc | 55230 | Jack County | TX | Wise | ST1 | CA | OP | 300 | 290.5 | 300 |  | 2 | 2006 | NG |  | N | Y | N | Electric Utility |  |  |  |  | N | [6 empty] | HRSG-1¦¦HRSG-2 | 2006 | 1071000 | [48 empty] | GAS | [39 empty] | 0 | 0 | 10.4
2172 | Brazos Electric Power Coop Inc | 55230 | Jack County | TX | Wise | CT3 | CT | OP | 170 | 165 | 170 |  | 3 | 2011 | NG |  | N | Y | N | Electric Utility | [62 empty] | GAS | TX | Jack County Generation Facility | 55230 | CT-2 | 2010 |  | ARP, CAIRNOX, CAIRSO2 | 7444.45 | 12 | 1625884.61 |  | 3.403 | 0.0251 | 114.683 | 674020.951 | 11341757.69 | 6 |  | Jack | Electric Utility |  |  | 33.101 | -97.9574 | Brazos Electric Power Cooperative, Inc. (Owner/Operator) | Phase 2 |  | Operating | Combined cycle | Pipeline Natural Gas |  |  | Dry Low NOx Burners Ammonia Injection Selective Catalytic Reduction |  | 2981 | 6.8811 | GAS | 334 | -482.3529 | 0.0251 | 0.0006 | 9.1358
2172 | Brazos Electric Power Coop Inc | 55230 | Jack County | TX | Wise | CT4 | CT | OP | 170 | 165 | 170 |  | 3 | 2011 | NG |  | N | Y | N | Electric Utility | [62 empty] | GAS | TX | Jack County Generation Facility | 55230 | CT-2 | 2010 |  | ARP, CAIRNOX, CAIRSO2 | 7444.45 | 12 | 1625884.61 |  | 3.403 | 0.0251 | 114.683 | 674020.951 | 11341757.69 | 6 |  | Jack | Electric Utility |  |  | 33.101 | -97.9574 | Brazos Electric Power Cooperative, Inc. (Owner/Operator) | Phase 2 |  | Operating | Combined cycle | Pipeline Natural Gas |  |  | Dry Low NOx Burners Ammonia Injection Selective Catalytic Reduction |  | 2981 | 6.8811 | GAS | 334 | -482.3529 | 0.0251 | 0.0006 | 9.1358
2172 | Brazos Electric Power Coop Inc | 55230 | Jack County | TX | Wise | ST2 | CA | OP | 300 | 290.5 | 300 |  | 3 | 2011 | NG |  | N | Y | N | Electric Utility | [62 empty] | GAS | [39 empty] | 0 | 0 | 10.4
2179 | Brassua Hydroelectric LP | 10555 | Brassua Hydroelectric Project | ME | Somerset | 1 | HY | OP | 3.6 | 3.6 | 3.6 |  | 9 | 1989 | WAT |  | N | Y | N | IPP Non-CHP |  |  |  |  | N | [57 empty] | N/A | [39 empty] | 0 | 0 | 10.4
2212 | Broad River Electric Coop, Inc | 10173 | Cherokee Falls | SC | CHEROKEE | T-1 | HY | OP | 4.3 | 1 | 2 |  | 12 | 1985 | WAT |  | N | Y | N | Electric Utility |  |  |  |  | N | [57 empty] | N/A | [39 empty] | 0 | 0 | 10.4
2220 | Brigham City Corporation | 3666 | Brigham City | UT | Box Elder | 1 | HY | OP | 0.6 | 0.5 | 0.5 |  | 1 | 1921 | WAT |  | N | N | N | Electric Utility | [62 empty] | N/A | [39 empty] | 0 | 0 | 10.4
2220 | Brigham City Corporation | 3666 | Brigham City | UT | Box Elder | 2 | HY | OP | 0.6 | 0.5 | 0.5 |  | 1 | 1921 | WAT |  | N | N | N | Electric Utility | [62 empty] | N/A | [39 empty] | 0 | 0 | 10.4
2220 | Brigham City Corporation | 3666 | Brigham City | UT | Box Elder | 8182 | HY | OP | 0.6 | 0.4 | 0.4 |  | 1 | 1964 | WAT |  | N | N | N | Electric Utility | [62 empty] | N/A | [39 empty] | 0 | 0 | 10.4
2226 | Bridgewater Power Co LP | 10290 | Bridgewater Power LP | NH | Grafton | GEN1 | ST | OP | 20 | 16 | 16.5 |  | 8 | 1987 | WDS | DFO | N | Y | N | IPP Non-CHP |  |  |  |  | N | [40 empty] | OP | BP | MC | OT | [6 empty] | 97.1 | 13 | 125000 |  |  |  |  | OTHER SOLID | [39 empty] | 0.0648 | 0.031297 | 13.7729
2232 | Bridgeport Energy LLC | 55042 | Bridgeport Energy Project | CT | Fairfield | GEN1 | CT | OP | 170 | 148.4 | 171 |  | 6 | 1998 | NG |  | N | Y | N | IPP Non-CHP | [62 empty] | GAS | CT | Bridgeport Energy | 55042 | BE1 | 2010 |  | ARP, CAIROS, RGGI | 7332.33 | 12 | 1112540.67 |  | 3.557 | 0.0151 | 88.637 | 704644.087 | 11857073.6 | 1 |  | Fairfield | Electric Utility | 4911 | Electric Services | 41.1692 | -73.1844 | Bridgeport Energy, LLC (Owner/Operator) | Phase 2 |  | Operating | Combined cycle | Pipeline Natural Gas |  |  | Selective Catalytic Reduction |  | 1884 | 10.5731 | GAS | 176 | 485.3801 | 0.0151 | 0.0006 | 10.5731
2232 | Bridgeport Energy LLC | 55042 | Bridgeport Energy Project | CT | Fairfield | GEN2 | CT | OP | 170 | 148.4 | 171 |  | 6 | 1998 | NG |  | N | Y | N | IPP Non-CHP | [62 empty] | GAS | CT | Bridgeport Energy | 55042 | BE2 | 2010 |  | ARP, CAIROS, RGGI | 7216.64 | 12 | 1089245.88 |  | 3.448 | 0.0154 | 87.757 | 682900.422 | 11491141.87 | 1 |  | Fairfield | Electric Utility | 4911 | Electric Services | 41.1692 | -73.1844 | Bridgeport Energy, LLC (Owner/Operator) | Phase 2 |  | Operating | Combined cycle | Pipeline Natural Gas |  |  | Selective Catalytic Reduction |  | 1884 | 10.4515 | GAS | 177 | 482.4561 | 0.0154 | 0.0006 | 10.4515
2232 | Bridgeport Energy LLC | 55042 | Bridgeport Energy Project | CT | Fairfield | GEN3 | CA | OP | 180 | 157.2 | 178 |  | 5 | 1999 | NG |  | N | Y | N | IPP Non-CHP | [62 empty] | GAS | [39 empty] | 0 | 0 | 10.4
2265 | Bristol-Myers Squibb Co | 54829 | Bristol Myers Squibb | NJ | Middlesex | GEN1 | GT | OP | 9.5 | 8.8 | 10.5 |  | 7 | 1992 | NG | DFO | Y | Y | Y | Industrial CHP |  |  |  |  | N | [57 empty] | GAS | [39 empty] | 0.26515 | 0.0039634 | 10.4802
2277 | City of Broken Bow | 2221 | Broken Bow | NE | Custer | 1 | IC | OP | 0.5 | 0.5 | 0.5 |  | 88 | 1936 | DFO |  | N | Y | N | Electric Utility |  |  |  |  | N | [57 empty] | LIQUID | [39 empty] | 0.7385 | 0.025484 | 12.5895
2277 | City of Broken Bow | 2221 | Broken Bow | NE | Custer | 2 | IC | OP | 3.5 | 3.5 | 3.5 |  | 88 | 1970 | NG | DFO | N | Y | N | Electric Utility |  |  |  |  | N | [57 empty] | GAS | [39 empty] | 1.1659 | 0.0016829 | 10.4
2277 | City of Broken Bow | 2221 | Broken Bow | NE | Custer | 3 | IC | OP | 0.8 | 0.7 | 0.7 |  | 88 | 1945 | DFO |  | N | Y | N | Electric Utility |  |  |  |  | N | [57 empty] | LIQUID | [39 empty] | 0.7385 | 0.025484 | 12.5895
2277 | City of Broken Bow | 2221 | Broken Bow | NE | Custer | 4 | IC | OP | 0.8 | 0.7 | 0.7 |  | 88 | 1951 | NG | DFO | N | Y | N | Electric Utility |  |  |  |  | N | [57 empty] | GAS | [39 empty] | 1.1659 | 0.0016829 | 10.4
2277 | City of Broken Bow | 2221 | Broken Bow | NE | Custer | 5 | IC | OP | 1 | 1 | 1 |  | 88 | 1951 | NG | DFO | N | Y | N | Electric Utility |  |  |  |  | N | [57 empty] | GAS | [39 empty] | 1.1659 | 0.0016829 | 10.4
2277 | City of Broken Bow | 2221 | Broken Bow | NE | Custer | 6 | IC | OP | 2.1 | 2 | 2 |  | 88 | 1961 | NG | DFO | N | Y | N | Electric Utility |  |  |  |  | N | [57 empty] | GAS | [39 empty] | 1.1659 | 0.0016829 | 10.4
2287 | City of Brooklyn | 7922 | Brooklyn City North Plant | IA | POWESHIEK | 6 | IC | OP | 2 | 1.8 | 1.8 |  | 5 | 2002 | DFO |  | N | Y | N | Electric Utility |  |  |  |  | N | [57 empty] | LIQUID | [39 empty] | 0.7385 | 0.025484 | 12.5895
2313 | Brooklyn Navy Yard Cogen PLP | 54914 | Brooklyn Navy Yard Cogeneration | NY | Kings | 1 | CT | OP | 121 | 90 | 110 |  | 3 | 1996 | NG | DFO | Y | Y | Y | IPP CHP |  |  |  |  | N | [57 empty] | GAS | NY | Brooklyn Navy Yard Cogeneration | 54914 | 1 | 2010 |  | ARP, CAIRNOX, CAIROS, CAIRSO2, RGGI | 6930.75 | 12 | 683278.25 |  | 2.652 | 0.0086 | 32.967 | 503717.25 | 8474109.575 | 2 | Northeast Power Coordinating Council | Kings | Cogeneration | 4931 | Elec & Other Services Combined | 40.6994 | -73.9758 | Brooklyn Navy Yard Cogeneration (Owner) BNY Power OPerations, LLC (Operator) | Phase 2 |  | Operating | Combustion turbine | Pipeline Natural Gas | Diesel Oil |  | Selective Catalytic Reduction |  | 1447 | 12.3491 | GAS | 117 | 1968.1818 | 0.0086 | 0.000626 | 12.3491
2313 | Brooklyn Navy Yard Cogen PLP | 54914 | Brooklyn Navy Yard Cogeneration | NY | Kings | 2 | CT | OP | 121 | 90 | 110 |  | 3 | 1996 | NG | DFO | Y | Y | Y | IPP CHP |  |  |  |  | N | [57 empty] | GAS | NY | Brooklyn Navy Yard Cogeneration | 54914 | 2 | 2010 |  | ARP, CAIRNOX, CAIROS, CAIRSO2, RGGI | 8393 | 12 | 848494.5 |  | 3.765 | 0.0074 | 37.248 | 609697.25 | 10247513.58 | 2 | Northeast Power Coordinating Council | Kings | Cogeneration | 4931 | Elec & Other Services Combined | 40.6994 | -73.9758 | Brooklyn Navy Yard Cogeneration (Owner) BNY Power OPerations, LLC (Operator) | Phase 2 |  | Operating | Combustion turbine | Pipeline Natural Gas | Diesel Oil |  | Selective Catalytic Reduction |  | 1447 | 12.0546 | GAS | 120 | 1954.5455 | 0.0074 | 0.000735 | 12.0546
2313 | Brooklyn Navy Yard Cogen PLP | 54914 | Brooklyn Navy Yard Cogeneration | NY | Kings | 3 | CA | OP | 40 | 35 | 38 |  | 6 | 1996 | NG |  | N | Y | Y | IPP CHP | [62 empty] | GAS | [39 empty] | 0 | 0 | 10.4
2313 | Brooklyn Navy Yard Cogen PLP | 54914 | Brooklyn Navy Yard Cogeneration | NY | Kings | 4 | CA | OP | 40 | 35 | 38 |  | 6 | 1996 | NG |  | N | Y | Y | IPP CHP | [62 empty] | GAS | [39 empty] | 0 | 0 | 10.4
2338 | Calpine Central LP | 56104 | Mankato Energy Center | MN | Blue Earth | STG1 | CA | OP | 320 | 140 | 160 |  | 7 | 2006 | NG |  | N | Y | N | IPP Non-CHP |  |  |  |  | N | [57 empty] | GAS | [39 empty] | 0 | 0 | 10.4
2338 | Calpine Central LP | 56104 | Mankato Energy Center | MN | Blue Earth | CTG2 | CT | OP | 210 | 160 | 200 |  | 7 | 2006 | NG | DFO | Y | Y | N | IPP Non-CHP |  |  |  |  | N | [57 empty] | GAS | MN | Mankato Energy Center | 56104 | CT-2 | 2010 |  | ARP | 2531.57 | 12 | 544900.28 |  | 1.176 | 0.012 | 17.983 | 233495.66 | 3925563.955 | 5 | Mid-Continent Area Power Pool | Blue Earth | Electric Utility |  |  | 44.1965 | -94.0099 | Mankato Energy Center, LLC (Owner) Calpine Operating Services Company, Inc. (Operator) | Phase 2 |  | Operating | Combined cycle | Pipeline Natural Gas | Diesel Oil |  | Dry Low NOx Burners Water Injection Ammonia Injection Selective Catalytic Reduction |  | 2844 | 7.0255 | GAS | 372 | 70 | 0.012 | 0.000599 | 7.0255
2409 | Brownsville Public Utilities Board | 3559 | Silas Ray | TX | Cameron | 10 | GT | OP | 61 | 45 | 48 |  | 12 | 2004 | NG |  | N | Y | N | Electric Utility |  |  |  |  | N | [57 empty] | GAS | TX | Silas Ray | 3559 | 10 | 2010 |  | ARP, CAIRNOX, CAIRSO2 | 1163.18 | 12 | 33354.42 |  | 0.105 | 0.0293 | 2.373 | 20828.814 | 350472.141 | 6 | Electric Reliability Council of Texas | Cameron | Electric Utility | 4911 | Electric Services | 25.9131 | -97.5214 | Brownsville (Owner/Operator) | Phase 2 |  | Operating | Combustion turbine | Pipeline Natural Gas |  |  | Selective Catalytic Reduction |  | 478.5 | 9.2519 | GAS | 51 | 1968.75 | 0.0293 | 0.000599 | 9.2519
2409 | Brownsville Public Utilities Board | 3559 | Silas Ray | TX | Cameron | 6 | CA | OP | 27 | 20 | 20 |  | 5 | 1959 | NG | DFO | N | Y | N | Electric Utility |  |  |  |  | N | [57 empty] | GAS | [39 empty] | 0 | 0 | 10.4
2409 | Brownsville Public Utilities Board | 3559 | Silas Ray | TX | Cameron | 9 | CT | OP | 59 | 42 | 52 |  | 6 | 1996 | NG | DFO | Y | Y | N | Electric Utility |  |  |  |  | N | [57 empty] | GAS | TX | Silas Ray | 3559 | 9 | 2010 |  | ARP, CAIRNOX, CAIRSO2 | 894.66 | 12 | 32948.29 |  | 0.143 | 0.0696 | 14.424 | 28238.703 | 475134.068 | 6 | Electric Reliability Council of Texas | Cameron | Electric Utility | 4911 | Electric Services | 25.9131 | -97.5214 | Brownsville (Owner/Operator) | Phase 2 |  | Operating | Combined cycle | Pipeline Natural Gas | Diesel Oil |  | Dry Low NOx Burners |  | 674.1 | 14.1471 | GAS | 49 | 1969.3878 | 0.0696 | 0.000602 | 14.1471
2439 | City of Bryan - (OH) | 7657 | Auglaize Hydro | OH | Defiance | 2A | HY | OP | 0.9 | 0.9 | 1 |  | 7 | 2004 | WAT |  | N | Y | N | Electric Utility | [62 empty] | N/A | [39 empty] | 0 | 0 | 10.4
2439 | City of Bryan - (OH) | 7657 | Auglaize Hydro | OH | Defiance | 3A | HY | OP | 0.9 | 0.9 | 1 |  | 6 | 2004 | WAT |  | N | Y | N | Electric Utility | [62 empty] | N/A | [39 empty] | 0 | 0 | 10.4
2439 | City of Bryan - (OH) | 7657 | Auglaize Hydro | OH | Defiance | 5 | HY | OP | 0.5 | 0.7 | 0.7 |  | 6 | 1988 | WAT |  | N | Y | N | Electric Utility | [62 empty] | N/A | [39 empty] | 0 | 0 | 10.4
2439 | City of Bryan - (OH) | 7657 | Auglaize Hydro | OH | Defiance | 6 | HY | OP | 0.1 | 0.1 | 0.1 |  | 6 | 2004 | WAT |  | N | Y | N | Electric Utility | [62 empty] | N/A | [39 empty] | 0 | 0 | 10.4
2442 | City of Bryan - (TX) | 3561 | Bryan | TX | Brazos | 7 | GT | OP | 22 | 21 | 21 |  | 5 | 1975 | NG |  | N | Y | N | Electric Utility | [62 empty] | GAS | [39 empty] | 0.21527 | 0.0029292 | 12.044
2442 | City of Bryan - (TX) | 6243 | Dansby | TX | Brazos | 1 | ST | OP | 105 | 110 | 110 |  | 9 | 1978 | NG | DFO | Y | Y | N | Electric Utility |  |  |  |  | N | [6 empty] | 1 | 1978 | 118100 | [48 empty] | GAS | TX | Roland C. Dansby Power Plant | 6243 | 1 | 2010 |  | ARP, CAIRNOX, CAIRSO2 | 2204.93 | 12 | 75813.91 |  | 0.253 | 0.0806 | 35.308 | 50159.898 | 844070.094 | 6 | Electric Reliability Council of Texas | Brazos | Electric Utility | 4911 | Electric Services | 30.7217 | -96.4599 | Bryan Municipal Utilities (Owner/Operator) | Phase 2 |  | Operating | Dry bottom wall-fired boiler | Pipeline Natural Gas | Diesel Oil |  | Overfire Air |  | 1300 | 10.3715 | GAS | 111 | 1995.4545 | 0.0806 | 0.000599 | 10.3715
2442 | City of Bryan - (TX) | 6243 | Dansby | TX | Brazos | 2 | GT | OP | 49.1 | 47.1 | 48.1 |  | 2 | 2004 | NG |  | N | Y | N | Electric Utility |  |  |  |  | N | [57 empty] | GAS | TX | Roland C. Dansby Power Plant | 6243 | 2 | 2010 |  | ARP, CAIRNOX, CAIRSO2 | 817.69 | 12 | 30798.34 |  | 0.092 | 0.0206 | 2.101 | 18138.176 | 305214.52 | 6 | Electric Reliability Council of Texas | Brazos | Electric Utility | 4911 | Electric Services | 30.7217 | -96.4599 | Bryan Municipal Utilities (Owner/Operator) | Phase 2 |  | Operating | Combustion turbine | Pipeline Natural Gas |  |  | Water Injection Selective Catalytic Reduction |  | 500 | 9.4686 | GAS | 50 | 1980.2495 | 0.0206 | 0.000603 | 9.4686
2442 | City of Bryan - (TX) | 6243 | Dansby | TX | Brazos | 3 | GT | OP | 49.1 | 47.1 | 48.1 |  | 3 | 2010 | NG |  | N | Y | N | Electric Utility |  |  |  |  | N | [57 empty] | GAS | TX | Roland C. Dansby Power Plant | 6243 | 3 | 2010 |  | ARP, CAIRNOX, CAIRSO2 | 757.31 | 9 | 28664.75 |  | 0.087 | 0.0431 | 3.352 | 17163.398 | 288842.78 | 6 | Electric Reliability Council of Texas | Brazos | Electric Utility | 4911 | Electric Services | 30.7217 | -96.4599 | Bryan Municipal Utilities (Owner/Operator) | Phase 2 |  | Operating (Started 01/19/2010) | Combustion turbine (Started Jan 19, 2010) | Pipeline Natural Gas | Diesel Oil |  | Water Injection Selective Catalytic Reduction |  | 932 | 9.6786 | GAS | 51 | 1969.8545 | 0.0431 | 0.000602 | 9.6786
2468 | Bucknell University | 54333 | Bucknell University | PA | Union | G001 | CT | OP | 4.7 | 4.3 | 5.5 |  | 6 | 1998 | NG | DFO | Y | Y | Y | Commercial CHP | [62 empty] | GAS | [39 empty] | 0.25773 | 0.001856 | 11.7435
2468 | Bucknell University | 54333 | Bucknell University | PA | Union | G502 | CA | OP | 1.2 | 0.5 | 1.2 |  | 10 | 1991 | NG | DFO | Y | Y | Y | Commercial CHP | [62 empty] | GAS | [39 empty] | 0 | 0 | 10.4
2507 | City of Burbank Water and Power | 7987 | Lake | CA | Los Angeles | L1 | GT | OP | 60.5 | 48 | 48 |  | 6 | 2002 | NG | OBG | Y | Y | N | Electric Utility |  |  |  |  | N | [57 empty] | GAS | CA | Lake | 7987 | 1 | 2010 |  | ARP | 322.31 | 12 | 10288.17 |  | 0.032 | 0.0228 | 1.073 | 6107.261 | 102756.117 | 9 | Western Electricity Coordinating Council | Los Angeles | Electric Utility | 4911 | Electric Services | 34.1775 | -118.3147 | City of Burbank (Owner/Operator) | Phase 2 |  | Operating | Combustion turbine | Pipeline Natural Gas |  |  | Water Injection Selective Catalytic Reduction |  | 450 | 10.4 | GAS | 45.055 | 467.3177 | 0.0228 | 0.000623 | 9.9878
2507 | City of Burbank Water and Power | 56046 | Magnolia Power Project | CA | Los Angeles | 1 | CT | OP | 198.9 | 161 | 165 |  | 9 | 2005 | NG | OBG | Y | Y | N | Electric Utility |  |  |  |  | N | [57 empty] | GAS | CA | Magnolia | 56046 | 1 | 2010 |  | ARP | 7786.17 | 12 | 1716271.32 |  | 3.501 | 0.0056 | 31.515 | 693491.748 | 11669253.11 | 9 | Western Electricity Coordinating Council | Los Angeles | Electric Utility | 4911 | Electric Services | 34.1788 | -118.3153 | Southern California Public Power Authority (Owner) City of Burbank (Operator) | Phase 2 |  | Operating | Combustion turbine | Pipeline Natural Gas |  |  | Dry Low NOx Burners Selective Catalytic Reduction |  | 2370 | 6.7518 | GAS | 305 | 1575.7576 | 0.0056 | 0.0006 | 9.3069
2507 | City of Burbank Water and Power | 56046 | Magnolia Power Project | CA | Los Angeles | 2 | CA | OP | 188.7 | 140 | 140 |  | 9 | 2005 | NG | OBG | Y | Y | N | Electric Utility |  |  |  |  | N | [6 empty] | 1 | 2005 | 641800 | [48 empty] | GAS | [39 empty] | 0 | 0 | 10.4
2507 | City of Burbank Water and Power | 57496 | Tieton Dam Hydro Electric Project | WA | Yakima | UNIT1 | HY | OP | 6.9 | 6.9 | 6.9 |  | 9 | 2006 | WAT |  | N | Y | N | Electric Utility | [62 empty] | N/A | [39 empty] | 0 | 0 | 10.4
2507 | City of Burbank Water and Power | 57496 | Tieton Dam Hydro Electric Project | WA | Yakima | UNIT2 | HY | OP | 6.9 | 6.9 | 6.9 |  | 9 | 2006 | WAT |  | N | Y | N | Electric Utility | [62 empty] | N/A | [39 empty] | 0 | 0 | 10.4
2509 | Bunge Foods | 52034 | Bunge Oil | IL | KANKAKEE | 1 | GT | OP | 3.5 | 2.8 | 4 |  | 1 | 1990 | NG |  | N | Y | Y | Industrial CHP |  |  |  |  | N | [57 empty] | GAS | [39 empty] | 0.35071 | 0.0038214 | 9.2603
2518 | U S Bureau of Reclamation | 152 | Davis Dam | AZ | Mohave | 1 | HY | OP | 51.7 | 51.7 | 51.7 |  | 1 | 1951 | WAT |  | N | Y | N | Electric Utility | [62 empty] | N/A | [39 empty] | 0 | 0 | 10.4
2518 | U S Bureau of Reclamation | 152 | Davis Dam | AZ | Mohave | 2 | HY | OP | 51.7 | 51.7 | 51.7 |  | 4 | 1951 | WAT |  | N | Y | N | Electric Utility | [62 empty] | N/A | [39 empty] | 0 | 0 | 10.4
2518 | U S Bureau of Reclamation | 152 | Davis Dam | AZ | Mohave | 3 | HY | OP | 48 | 48 | 48 |  | 4 | 1951 | WAT |  | N | Y | N | Electric Utility | [62 empty] | N/A | [39 empty] | 0 | 0 | 10.4
2518 | U S Bureau of Reclamation | 152 | Davis Dam | AZ | Mohave | 4 | HY | OP | 51.7 | 51.7 | 51.7 |  | 5 | 1951 | WAT |  | N | Y | N | Electric Utility | [62 empty] | N/A | [39 empty] | 0 | 0 | 10.4
2518 | U S Bureau of Reclamation | 152 | Davis Dam | AZ | Mohave | 5 | HY | OP | 51.7 | 51.7 | 51.7 |  | 6 | 1951 | WAT |  | N | Y | N | Electric Utility | [62 empty] | N/A | [39 empty] | 0 | 0 | 10.4
2518 | U S Bureau of Reclamation | 153 | Glen Canyon Dam | AZ | Coconino | 1 | HY | OP | 165 | 165 | 165 |  | 9 | 1964 | WAT |  | N | Y | N | Electric Utility | [62 empty] | N/A | [39 empty] | 0 | 0 | 10.4
2518 | U S Bureau of Reclamation | 153 | Glen Canyon Dam | AZ | Coconino | 2 | HY | OP | 165 | 165 | 165 |  | 9 | 1964 | WAT |  | N | Y | N | Electric Utility | [62 empty] | N/A | [39 empty] | 0 | 0 | 10.4
2518 | U S Bureau of Reclamation | 153 | Glen Canyon Dam | AZ | Coconino | 3 | HY | OP | 165 | 165 | 165 |  | 12 | 1964 | WAT |  | N | Y | N | Electric Utility | [62 empty] | N/A | [39 empty] | 0 | 0 | 10.4
2518 | U S Bureau of Reclamation | 153 | Glen Canyon Dam | AZ | Coconino | 4 | HY | OP | 165 | 165 | 165 |  | 2 | 1965 | WAT |  | N | Y | N | Electric Utility | [62 empty] | N/A | [39 empty] | 0 | 0 | 10.4
2518 | U S Bureau of Reclamation | 153 | Glen Canyon Dam | AZ | Coconino | 5 | HY | OP | 165 | 165 | 165 |  | 7 | 1965 | WAT |  | N | Y | N | Electric Utility | [62 empty] | N/A | [39 empty] | 0 | 0 | 10.4
2518 | U S Bureau of Reclamation | 153 | Glen Canyon Dam | AZ | Coconino | 6 | HY | OP | 165 | 165 | 165 |  | 10 | 1965 | WAT |  | N | Y | N | Electric Utility | [62 empty] | N/A | [39 empty] | 0 | 0 | 10.4
2518 | U S Bureau of Reclamation | 153 | Glen Canyon Dam | AZ | Coconino | 7 | HY | OP | 157 | 157 | 157 |  | 1 | 1966 | WAT |  | N | Y | N | Electric Utility | [62 empty] | N/A | [39 empty] | 0 | 0 | 10.4
2518 | U S Bureau of Reclamation | 153 | Glen Canyon Dam | AZ | Coconino | 8 | HY | OP | 165 | 165 | 165 |  | 2 | 1966 | WAT |  | N | Y | N | Electric Utility | [62 empty] | N/A | [39 empty] | 0 | 0 | 10.4
2518 | U S Bureau of Reclamation | 154 | Hoover Dam | NV | Clark | N1 | HY | OP | 130 | 130 | 130 |  | 12 | 1936 | WAT |  | N | Y | N | Electric Utility |  |  |  |  | N | [57 empty] | N/A | [39 empty] | 0 | 0 | 10.4
2518 | U S Bureau of Reclamation | 154 | Hoover Dam | NV | Clark | N2 | HY | OP | 130 | 130 | 130 |  | 10 | 1936 | WAT |  | N | Y | N | Electric Utility |  |  |  |  | N | [57 empty] | N/A | [39 empty] | 0 | 0 | 10.4
2518 | U S Bureau of Reclamation | 154 | Hoover Dam | NV | Clark | N3 | HY | OP | 130 | 130 | 130 |  | 3 | 1937 | WAT |  | N | Y | N | Electric Utility |  |  |  |  | N | [57 empty] | N/A | [39 empty] | 0 | 0 | 10.4
2518 | U S Bureau of Reclamation | 154 | Hoover Dam | NV | Clark | N4 | HY | OP | 130 | 130 | 130 |  | 11 | 1936 | WAT |  | N | Y | N | Electric Utility |  |  |  |  | N | [57 empty] | N/A | [39 empty] | 0 | 0 | 10.4
2518 | U S Bureau of Reclamation | 154 | Hoover Dam | NV | Clark | N5 | HY | OP | 130 | 130 | 130 |  | 6 | 1938 | WAT |  | N | Y | N | Electric Utility | [62 empty] | N/A | [39 empty] | 0 | 0 | 10.4
2518 | U S Bureau of Reclamation | 154 | Hoover Dam | NV | Clark | N6 | HY | OP | 130 | 130 | 130 |  | 8 | 1938 | WAT |  | N | Y | N | Electric Utility | [62 empty] | N/A | [39 empty] | 0 | 0 | 10.4
2518 | U S Bureau of Reclamation | 154 | Hoover Dam | NV | Clark | N7 | HY | OP | 127 | 127 | 127 |  | 11 | 1944 | WAT |  | N | Y | N | Electric Utility | [62 empty] | N/A | [39 empty] | 0 | 0 | 10.4
2518 | U S Bureau of Reclamation | 154 | Hoover Dam | NV | Clark | N8 | HY | OP | 130 | 130 | 130 |  | 12 | 1961 | WAT |  | N | Y | N | Electric Utility | [62 empty] | N/A | [39 empty] | 0 | 0 | 10.4
2518 | U S Bureau of Reclamation | 441 | Folsom | CA | Sacramento | 1 | HY | OP | 66.2 | 71.7 | 71.7 |  | 6 | 1955 | WAT |  | N | Y | N | Commercial Non-CHP | [62 empty] | N/A | [39 empty] | 0 | 0 | 10.4
2518 | U S Bureau of Reclamation | 441 | Folsom | CA | Sacramento | 2 | HY | OP | 66.2 | 71.7 | 71.7 |  | 10 | 1955 | WAT |  | N | Y | N | Commercial Non-CHP | [62 empty] | N/A | [39 empty] | 0 | 0 | 10.4
2518 | U S Bureau of Reclamation | 441 | Folsom | CA | Sacramento | 3 | HY | OP | 66.2 | 71.7 | 71.7 |  | 5 | 1955 | WAT |  | N | Y | N | Commercial Non-CHP | [62 empty] | N/A | [39 empty] | 0 | 0 | 10.4
2518 | U S Bureau of Reclamation | 442 | Judge F Carr | CA | Shasta | 1 | HY | OP | 77.2 | 88.7 | 88.7 |  | 5 | 1963 | WAT |  | N | Y | N | Electric Utility | [62 empty] | N/A | [39 empty] | 0 | 0 | 10.4
2518 | U S Bureau of Reclamation | 442 | Judge F Carr | CA | Shasta | 2 | HY | OP | 77.2 | 88.7 | 88.7 |  | 7 | 1963 | WAT |  | N | Y | N | Electric Utility | [62 empty] | N/A | [39 empty] | 0 | 0 | 10.4
2518 | U S Bureau of Reclamation | 443 | Keswick | CA | Shasta | 1 | HY | OP | 39 | 39 | 39 |  | 3 | 1950 | WAT |  | N | Y | N | Electric Utility | [62 empty] | N/A | [39 empty] | 0 | 0 | 10.4
2518 | U S Bureau of Reclamation | 443 | Keswick | CA | Shasta | 2 | HY | OP | 39 | 39 | 39 |  | 12 | 1949 | WAT |  | N | Y | N | Electric Utility | [62 empty] | N/A | [39 empty] | 0 | 0 | 10.4
2518 | U S Bureau of Reclamation | 443 | Keswick | CA | Shasta | 3 | HY | OP | 39 | 39 | 39 |  | 10 | 1949 | WAT |  | N | Y | N | Electric Utility | [62 empty] | N/A | [39 empty] | 0 | 0 | 10.4
2518 | U S Bureau of Reclamation | 444 | Nimbus | CA | Sacramento | 1 | HY | OP | 6.7 | 8.3 | 8.3 |  | 5 | 1955 | WAT |  | N | Y | N | Electric Utility | [62 empty] | N/A | [39 empty] | 0 | 0 | 10.4
2518 | U S Bureau of Reclamation | 444 | Nimbus | CA | Sacramento | 2 | HY | OP | 6.7 | 8.3 | 8.3 |  | 6 | 1955 | WAT |  | N | Y | N | Electric Utility | [62 empty] | N/A | [39 empty] | 0 | 0 | 10.4
2518 | U S Bureau of Reclamation | 445 | Shasta | CA | Shasta | 1 | HY | OP | 142 | 142 | 142 |  | 4 | 1949 | WAT |  | N | Y | N | Electric Utility | [62 empty] | N/A | [39 empty] | 0 | 0 | 10.4
2518 | U S Bureau of Reclamation | 445 | Shasta | CA | Shasta | 2 | HY | OP | 142 | 142 | 142 |  | 7 | 1948 | WAT |  | N | Y | N | Electric Utility | [62 empty] | N/A | [39 empty] | 0 | 0 | 10.4
2518 | U S Bureau of Reclamation | 445 | Shasta | CA | Shasta | 3 | HY | OP | 142 | 142 | 142 |  | 6 | 1944 | WAT |  | N | Y | N | Electric Utility | [62 empty] | N/A | [39 empty] | 0 | 0 | 10.4
2518 | U S Bureau of Reclamation | 445 | Shasta | CA | Shasta | 4 | HY | OP | 142 | 142 | 142 |  | 6 | 1944 | WAT |  | N | Y | N | Electric Utility | [62 empty] | N/A | [39 empty] | 0 | 0 | 10.4
2518 | U S Bureau of Reclamation | 445 | Shasta | CA | Shasta | 5 | HY | OP | 142 | 142 | 142 |  | 3 | 1948 | WAT |  | N | Y | N | Electric Utility | [62 empty] | N/A | [39 empty] | 0 | 0 | 10.4
2518 | U S Bureau of Reclamation | 446 | ONeill | CA | Merced | 1 | PS | OP | 4.2 | 2.4 | 2.4 |  | 1 | 1968 | WAT |  | N | Y | N | Electric Utility | [62 empty] | N/A | [39 empty] | 0 | 0 | 10.4
2518 | U S Bureau of Reclamation | 447 | Parker Dam | CA | San Bernardino | 1 | HY | OP | 30 | 30 | 30 |  | 12 | 1942 | WAT |  | N | Y | N | Electric Utility | [62 empty] | N/A | [39 empty] | 0 | 0 | 10.4
2518 | U S Bureau of Reclamation | 447 | Parker Dam | CA | San Bernardino | 2 | HY | OP | 30 | 30 | 30 |  | 1 | 1943 | WAT |  | N | Y | N | Electric Utility | [62 empty] | N/A | [39 empty] | 0 | 0 | 10.4
2518 | U S Bureau of Reclamation | 447 | Parker Dam | CA | San Bernardino | 3 | HY | OP | 30 | 30 | 30 |  | 12 | 1942 | WAT |  | N | Y | N | Electric Utility | [62 empty] | N/A | [39 empty] | 0 | 0 | 10.4
2518 | U S Bureau of Reclamation | 447 | Parker Dam | CA | San Bernardino | 4 | HY | OP | 30 | 30 | 30 |  | 5 | 1943 | WAT |  | N | Y | N | Electric Utility | [62 empty] | N/A | [39 empty] | 0 | 0 | 10.4
2518 | U S Bureau of Reclamation | 450 | Spring Creek | CA | Shasta | 1 | HY | OP | 90 | 90 | 90 |  | 1 | 1964 | WAT |  | N | Y | N | Electric Utility | [62 empty] | N/A | [39 empty] | 0 | 0 | 10.4
2518 | U S Bureau of Reclamation | 450 | Spring Creek | CA | Shasta | 2 | HY | OP | 90 | 90 | 90 |  | 3 | 1964 | WAT |  | N | Y | N | Electric Utility | [62 empty] | N/A | [39 empty] | 0 | 0 | 10.4
2518 | U S Bureau of Reclamation | 451 | Trinity | CA | Trinity | 1 | HY | OP | 70 | 70 | 70 |  | 2 | 1964 | WAT |  | N | Y | N | Electric Utility | [62 empty] | N/A | [39 empty] | 0 | 0 | 10.4
2518 | U S Bureau of Reclamation | 451 | Trinity | CA | Trinity | 2 | HY | OP | 70 | 70 | 70 |  | 2 | 1964 | WAT |  | N | Y | N | Electric Utility | [62 empty] | N/A | [39 empty] | 0 | 0 | 10.4
2518 | U S Bureau of Reclamation | 505 | Boysen | WY | Fremont | 1 | HY | OP | 7.5 | 8.6 | 8.6 |  | 8 | 1952 | WAT |  | N | Y | N | Electric Utility | [62 empty] | N/A | [39 empty] | 0 | 0 | 10.4
2518 | U S Bureau of Reclamation | 505 | Boysen | WY | Fremont | 2 | HY | OP | 7.5 | 8.6 | 8.6 |  | 9 | 1952 | WAT |  | N | Y | N | Electric Utility | [62 empty] | N/A | [39 empty] | 0 | 0 | 10.4
2518 | U S Bureau of Reclamation | 512 | Blue Mesa | CO | Gunnison | 1 | HY | OP | 43.2 | 43.2 | 43.2 |  | 9 | 1967 | WAT |  | N | Y | N | Electric Utility | [62 empty] | N/A | [39 empty] | 0 | 0 | 10.4
2518 | U S Bureau of Reclamation | 512 | Blue Mesa | CO | Gunnison | 2 | HY | OP | 43.2 | 43.2 | 43.2 |  | 11 | 1967 | WAT |  | N | Y | N | Electric Utility | [62 empty] | N/A | [39 empty] | 0 | 0 | 10.4
2518 | U S Bureau of Reclamation | 513 | Estes | CO | Larimer | 1 | HY | OP | 15 | 17.2 | 17.2 |  | 9 | 1950 | WAT |  | N | Y | N | Electric Utility | [62 empty] | N/A | [39 empty] | 0 | 0 | 10.4
2518 | U S Bureau of Reclamation | 514 | Morrow Point | CO | Montrose | 1 | HY | OP | 86.6 | 86.6 | 86.6 |  | 12 | 1970 | WAT |  | N | Y | N | Electric Utility | [62 empty] | N/A | [39 empty] | 0 | 0 | 10.4
2518 | U S Bureau of Reclamation | 514 | Morrow Point | CO | Montrose | 2 | HY | OP | 86.6 | 86.6 | 86.6 |  | 1 | 1971 | WAT |  | N | Y | N | Electric Utility | [62 empty] | N/A | [39 empty] | 0 | 0 | 10.4
2518 | U S Bureau of Reclamation | 515 | Big Thompson | CO | Larimer | 1 | HY | OP | 4.5 | 5.2 | 4.1 |  | 4 | 1959 | WAT |  | N | Y | N | Electric Utility | [62 empty] | N/A | [39 empty] | 0 | 0 | 10.4
2518 | U S Bureau of Reclamation | 516 | Green Mountain | CO | Summit | 1 | HY | OP | 13 | 13 | 13 |  | 5 | 1943 | WAT |  | N | Y | N | Electric Utility | [62 empty] | N/A | [39 empty] | 0 | 0 | 10.4
2518 | U S Bureau of Reclamation | 517 | Marys Lake | CO | Larimer | 1 | HY | OP | 8.1 | 9.3 | 9.3 |  | 5 | 1951 | WAT |  | N | Y | N | Electric Utility | [62 empty] | N/A | [39 empty] | 0 | 0 | 10.4
2518 | U S Bureau of Reclamation | 518 | Flatiron | CO | Larimer | 1 | HY | OP | 43 | 43 | 43 |  | 1 | 1954 | WAT |  | N | Y | N | Electric Utility | [62 empty] | N/A | [39 empty] | 0 | 0 | 10.4
2518 | U S Bureau of Reclamation | 518 | Flatiron | CO | Larimer | 2 | HY | OP | 43 | 43 | 43 |  | 1 | 1954 | WAT |  | N | Y | N | Electric Utility | [62 empty] | N/A | [39 empty] | 0 | 0 | 10.4
2518 | U S Bureau of Reclamation | 518 | Flatiron | CO | Larimer | 3 | PS | OP | 8.5 | 8.5 | 8.5 |  | 5 | 1954 | WAT |  | N | Y | N | Electric Utility | [62 empty] | N/A | [39 empty] | 0 | 0 | 10.4
2518 | U S Bureau of Reclamation | 519 | Pole Hill | CO | Larimer | 1 | HY | OP | 38.2 | 38.2 | 38.2 |  | 1 | 1954 | WAT |  | N | Y | N | Electric Utility | [62 empty] | N/A | [39 empty] | 0 | 0 | 10.4
2518 | U S Bureau of Reclamation | 520 | Lower Molina | CO | Mesa | 1 | HY | OP | 4.8 | 4.8 | 4.8 |  | 12 | 1962 | WAT |  | N | Y | N | Electric Utility | [62 empty] | N/A | [39 empty] | 0 | 0 | 10.4
2518 | U S Bureau of Reclamation | 521 | Upper Molina | CO | Mesa | 1 | HY | OP | 8.6 | 8.6 | 8.6 |  | 12 | 1962 | WAT |  | N | Y | N | Electric Utility | [62 empty] | N/A | [39 empty] | 0 | 0 | 10.4
2518 | U S Bureau of Reclamation | 850 | Palisades | ID | Bonneville | 1 | HY | OP | 44.1 | 44.1 | 44.1 |  | 8 | 1957 | WAT |  | N | Y | N | Electric Utility | [62 empty] | N/A | [39 empty] | 0 | 0 | 10.4
2518 | U S Bureau of Reclamation | 850 | Palisades | ID | Bonneville | 2 | HY | OP | 44.1 | 44.1 | 44.1 |  | 5 | 1957 | WAT |  | N | Y | N | Electric Utility | [62 empty] | N/A | [39 empty] | 0 | 0 | 10.4
2518 | U S Bureau of Reclamation | 850 | Palisades | ID | Bonneville | 3 | HY | OP | 44.1 | 44.1 | 44.1 |  | 2 | 1957 | WAT |  | N | Y | N | Electric Utility | [62 empty] | N/A | [39 empty] | 0 | 0 | 10.4
2518 | U S Bureau of Reclamation | 850 | Palisades | ID | Bonneville | 4 | HY | OP | 44.1 | 44.1 | 44.1 |  | 5 | 1958 | WAT |  | N | Y | N | Electric Utility | [62 empty] | N/A | [39 empty] | 0 | 0 | 10.4
2518 | U S Bureau of Reclamation | 2203 | Hungry Horse | MT | Flathead | 1 | HY | OP | 107 | 107 | 107 |  | 10 | 1952 | WAT |  | N | Y | N | Electric Utility | [62 empty] | N/A | [39 empty] | 0 | 0 | 10.4
2518 | U S Bureau of Reclamation | 2203 | Hungry Horse | MT | Flathead | 2 | HY | OP | 107 | 107 | 107 |  | 12 | 1952 | WAT |  | N | Y | N | Electric Utility | [62 empty] | N/A | [39 empty] | 0 | 0 | 10.4
2518 | U S Bureau of Reclamation | 2203 | Hungry Horse | MT | Flathead | 3 | HY | OP | 107 | 107 | 107 |  | 7 | 1953 | WAT |  | N | Y | N | Electric Utility | [62 empty] | N/A | [39 empty] | 0 | 0 | 10.4
2518 | U S Bureau of Reclamation | 2203 | Hungry Horse | MT | Flathead | 4 | HY | OP | 107 | 107 | 107 |  | 7 | 1953 | WAT |  | N | Y | N | Electric Utility | [62 empty] | N/A | [39 empty] | 0 | 0 | 10.4
2518 | U S Bureau of Reclamation | 2204 | Yellowtail | MT | Big Horn | 1 | HY | OP | 62.5 | 71.8 | 71.8 |  | 11 | 1966 | WAT |  | N | Y | N | Electric Utility | [62 empty] | N/A | [39 empty] | 0 | 0 | 10.4
2518 | U S Bureau of Reclamation | 2204 | Yellowtail | MT | Big Horn | 2 | HY | OP | 62.5 | 71.8 | 71.8 |  | 10 | 1966 | WAT |  | N | Y | N | Electric Utility | [62 empty] | N/A | [39 empty] | 0 | 0 | 10.4
2518 | U S Bureau of Reclamation | 2204 | Yellowtail | MT | Big Horn | 3 | HY | OP | 62.5 | 71.8 | 71.8 |  | 8 | 1966 | WAT |  | N | Y | N | Electric Utility | [62 empty] | N/A | [39 empty] | 0 | 0 | 10.4
2518 | U S Bureau of Reclamation | 2204 | Yellowtail | MT | Big Horn | 4 | HY | OP | 62.5 | 71.8 | 71.8 |  | 8 | 1966 | WAT |  | N | Y | N | Electric Utility | [62 empty] | N/A | [39 empty] | 0 | 0 | 10.4
2518 | U S Bureau of Reclamation | 4176 | Fremont Canyon | WY | Natrona | 1 | HY | OP | 33.4 | 33.4 | 33.4 |  | 1 | 1961 | WAT |  | N | Y | N | Electric Utility | [62 empty] | N/A | [39 empty] | 0 | 0 | 10.4
2518 | U S Bureau of Reclamation | 4176 | Fremont Canyon | WY | Natrona | 2 | HY | OP | 33.4 | 33.4 | 33.4 |  | 12 | 1960 | WAT |  | N | Y | N | Electric Utility | [62 empty] | N/A | [39 empty] | 0 | 0 | 10.4
2518 | U S Bureau of Reclamation | 4177 | Glendo | WY | Platte | 1 | HY | OP | 19 | 19 | 17.5 |  | 12 | 1958 | WAT |  | N | Y | N | Electric Utility | [62 empty] | N/A | [39 empty] | 0 | 0 | 10.4
2518 | U S Bureau of Reclamation | 4178 | Guernsey | WY | Platte | 1 | HY | OP | 3.2 | 3.2 | 2.9 |  | 7 | 1927 | WAT |  | N | Y | N | Electric Utility | [62 empty] | N/A | [39 empty] | 0 | 0 | 10.4
2518 | U S Bureau of Reclamation | 4178 | Guernsey | WY | Platte | 2 | HY | OP | 3.2 | 3.2 | 3.2 |  | 1 | 1928 | WAT |  | N | Y | N | Electric Utility | [62 empty] | N/A | [39 empty] | 0 | 0 | 10.4
2518 | U S Bureau of Reclamation | 4180 | Kortes | WY | Carbon | 1 | HY | OP | 12 | 12.2 | 12.2 |  | 1 | 1951 | WAT |  | N | Y | N | Electric Utility | [62 empty] | N/A | [39 empty] | 0 | 0 | 10.4
2518 | U S Bureau of Reclamation | 4182 | Seminoe | WY | Carbon | 1 | HY | OP | 17.2 | 17.2 | 17.2 |  | 8 | 1939 | WAT |  | N | Y | N | Electric Utility | [62 empty] | N/A | [39 empty] | 0 | 0 | 10.4
2518 | U S Bureau of Reclamation | 4182 | Seminoe | WY | Carbon | 2 | HY | OP | 17.2 | 17.2 | 17.2 |  | 8 | 1939 | WAT |  | N | Y | N | Electric Utility | [62 empty] | N/A | [39 empty] | 0 | 0 | 10.4
2518 | U S Bureau of Reclamation | 4182 | Seminoe | WY | Carbon | 3 | HY | OP | 17.2 | 17.2 | 17.2 |  | 8 | 1939 | WAT |  | N | Y | N | Electric Utility | [62 empty] | N/A | [39 empty] | 0 | 0 | 10.4
2518 | U S Bureau of Reclamation | 4183 | Shoshone | WY | Park | 1 | HY | OP | 3 | 3 | 3 |  | 4 | 1922 | WAT |  | N | Y | N | Electric Utility | [62 empty] | N/A | [39 empty] | 0 | 0 | 10.4
2518 | U S Bureau of Reclamation | 4185 | Fontenelle | WY | Lincoln | 1 | HY | OP | 10 | 11.2 | 11.2 |  | 5 | 1968 | WAT |  | N | Y | N | Electric Utility | [62 empty] | N/A | [39 empty] | 0 | 0 | 10.4
2518 | U S Bureau of Reclamation | 6158 | New Melones | CA | Tuolumne | 1 | HY | OP | 150 | 191 | 191 |  | 6 | 1979 | WAT |  | N | Y | N | Electric Utility | [62 empty] | N/A | [39 empty] | 0 | 0 | 10.4
2518 | U S Bureau of Reclamation | 6158 | New Melones | CA | Tuolumne | 2 | HY | OP | 150 | 191 | 191 |  | 6 | 1979 | WAT |  | N | Y | N | Electric Utility | [62 empty] | N/A | [39 empty] | 0 | 0 | 10.4
2518 | U S Bureau of Reclamation | 6159 | Crystal | CO | Montrose | 1 | HY | OP | 28 | 35 | 35 |  | 6 | 1978 | WAT |  | N | Y | N | Electric Utility | [62 empty] | N/A | [39 empty] | 0 | 0 | 10.4
2518 | U S Bureau of Reclamation | 6163 | Grand Coulee | WA | Grant | 1 | HY | OP | 125 | 125 | 125 |  | 4 | 1942 | WAT |  | N | Y | N | Electric Utility | [62 empty] | N/A | [39 empty] | 0 | 0 | 10.4
2518 | U S Bureau of Reclamation | 6163 | Grand Coulee | WA | Grant | 10 | HY | OP | 125 | 125 | 125 |  | 9 | 1951 | WAT |  | N | Y | N | Electric Utility | [62 empty] | N/A | [39 empty] | 0 | 0 | 10.4
2518 | U S Bureau of Reclamation | 6163 | Grand Coulee | WA | Grant | 11 | HY | OP | 125 | 125 | 125 |  | 6 | 1951 | WAT |  | N | Y | N | Electric Utility | [62 empty] | N/A | [39 empty] | 0 | 0 | 10.4
2518 | U S Bureau of Reclamation | 6163 | Grand Coulee | WA | Grant | 12 | HY | OP | 125 | 125 | 125 |  | 4 | 1951 | WAT |  | N | Y | N | Electric Utility | [62 empty] | N/A | [39 empty] | 0 | 0 | 10.4
2518 | U S Bureau of Reclamation | 6163 | Grand Coulee | WA | Grant | 13 | HY | OP | 125 | 125 | 125 |  | 10 | 1950 | WAT |  | N | Y | N | Electric Utility | [62 empty] | N/A | [39 empty] | 0 | 0 | 10.4
2518 | U S Bureau of Reclamation | 6163 | Grand Coulee | WA | Grant | 14 | HY | OP | 125 | 125 | 125 |  | 7 | 1950 | WAT |  | N | Y | N | Electric Utility | [62 empty] | N/A | [39 empty] | 0 | 0 | 10.4
2518 | U S Bureau of Reclamation | 6163 | Grand Coulee | WA | Grant | 15 | HY | OP | 125 | 125 | 125 |  | 4 | 1950 | WAT |  | N | Y | N | Electric Utility | [62 empty] | N/A | [39 empty] | 0 | 0 | 10.4
2518 | U S Bureau of Reclamation | 6163 | Grand Coulee | WA | Grant | 16 | HY | OP | 125 | 125 | 125 |  | 9 | 1949 | WAT |  | N | Y | N | Electric Utility | [62 empty] | N/A | [39 empty] | 0 | 0 | 10.4
2518 | U S Bureau of Reclamation | 6163 | Grand Coulee | WA | Grant | 17 | HY | OP | 125 | 125 | 125 |  | 7 | 1949 | WAT |  | N | Y | N | Electric Utility | [62 empty] | N/A | [39 empty] | 0 | 0 | 10.4
2518 | U S Bureau of Reclamation | 6163 | Grand Coulee | WA | Grant | 18 | HY | OP | 125 | 125 | 125 |  | 5 | 1949 | WAT |  | N | Y | N | Electric Utility | [62 empty] | N/A | [39 empty] | 0 | 0 | 10.4
2518 | U S Bureau of Reclamation | 6163 | Grand Coulee | WA | Grant | 19 | HY | OP | 600 | 690 | 690 |  | 9 | 1975 | WAT |  | N | Y | N | Electric Utility | [62 empty] | N/A | [39 empty] | 0 | 0 | 10.4
2518 | U S Bureau of Reclamation | 6163 | Grand Coulee | WA | Grant | 2 | HY | OP | 125 | 125 | 125 |  | 1 | 1942 | WAT |  | N | Y | N | Electric Utility | [62 empty] | N/A | [39 empty] | 0 | 0 | 10.4
2518 | U S Bureau of Reclamation | 6163 | Grand Coulee | WA | Grant | 20 | HY | OP | 600 | 690 | 690 |  | 4 | 1976 | WAT |  | N | Y | N | Electric Utility | [62 empty] | N/A | [39 empty] | 0 | 0 | 10.4
2518 | U S Bureau of Reclamation | 6163 | Grand Coulee | WA | Grant | 21 | HY | OP | 600 | 690 | 690 |  | 12 | 1976 | WAT |  | N | Y | N | Electric Utility | [62 empty] | N/A | [39 empty] | 0 | 0 | 10.4
2518 | U S Bureau of Reclamation | 6163 | Grand Coulee | WA | Grant | 22 | HY | OP | 805 | 805 | 805 |  | 5 | 1978 | WAT |  | N | Y | N | Electric Utility | [62 empty] | N/A | [39 empty] | 0 | 0 | 10.4
2518 | U S Bureau of Reclamation | 6163 | Grand Coulee | WA | Grant | 23 | HY | OP | 805 | 805 | 805 |  | 11 | 1979 | WAT |  | N | Y | N | Electric Utility | [62 empty] | N/A | [39 empty] | 0 | 0 | 10.4
2518 | U S Bureau of Reclamation | 6163 | Grand Coulee | WA | Grant | 24 | HY | OP | 805 | 805 | 805 |  | 5 | 1980 | WAT |  | N | Y | N | Electric Utility | [62 empty] | N/A | [39 empty] | 0 | 0 | 10.4
2518 | U S Bureau of Reclamation | 6163 | Grand Coulee | WA | Grant | 3 | HY | OP | 125 | 125 | 125 |  | 9 | 1941 | WAT |  | N | Y | N | Electric Utility | [62 empty] | N/A | [39 empty] | 0 | 0 | 10.4
2518 | U S Bureau of Reclamation | 6163 | Grand Coulee | WA | Grant | 4 | HY | OP | 125 | 125 | 125 |  | 2 | 1944 | WAT |  | N | Y | N | Electric Utility | [62 empty] | N/A | [39 empty] | 0 | 0 | 10.4
2518 | U S Bureau of Reclamation | 6163 | Grand Coulee | WA | Grant | 5 | HY | OP | 125 | 125 | 125 |  | 11 | 1943 | WAT |  | N | Y | N | Electric Utility | [62 empty] | N/A | [39 empty] | 0 | 0 | 10.4
2518 | U S Bureau of Reclamation | 6163 | Grand Coulee | WA | Grant | 6 | HY | OP | 125 | 125 | 125 |  | 8 | 1943 | WAT |  | N | Y | N | Electric Utility | [62 empty] | N/A | [39 empty] | 0 | 0 | 10.4
2518 | U S Bureau of Reclamation | 6163 | Grand Coulee | WA | Grant | 7 | HY | OP | 125 | 125 | 125 |  | 10 | 1947 | WAT |  | N | Y | N | Electric Utility | [62 empty] | N/A | [39 empty] | 0 | 0 | 10.4
2518 | U S Bureau of Reclamation | 6163 | Grand Coulee | WA | Grant | 8 | HY | OP | 125 | 125 | 125 |  | 2 | 1943 | WAT |  | N | Y | N | Electric Utility | [62 empty] | N/A | [39 empty] | 0 | 0 | 10.4
2518 | U S Bureau of Reclamation | 6163 | Grand Coulee | WA | Grant | 9 | HY | OP | 125 | 125 | 125 |  | 4 | 1948 | WAT |  | N | Y | N | Electric Utility | [62 empty] | N/A | [39 empty] | 0 | 0 | 10.4
2518 | U S Bureau of Reclamation | 6163 | Grand Coulee | WA | Grant | PG10 | PS | OP | 53.5 | 53.5 | 53.5 |  | 6 | 1983 | WAT |  | N | Y | N | Electric Utility | [62 empty] | N/A | [39 empty] | 0 | 0 | 10.4
2518 | U S Bureau of Reclamation | 6163 | Grand Coulee | WA | Grant | PG11 | PS | OP | 53.5 | 53.5 | 53.5 |  | 11 | 1983 | WAT |  | N | Y | N | Electric Utility | [62 empty] | N/A | [39 empty] | 0 | 0 | 10.4
2518 | U S Bureau of Reclamation | 6163 | Grand Coulee | WA | Grant | PG12 | PS | OP | 53.5 | 53.5 | 53.5 |  | 4 | 1984 | WAT |  | N | Y | N | Electric Utility | [62 empty] | N/A | [39 empty] | 0 | 0 | 10.4
2518 | U S Bureau of Reclamation | 6163 | Grand Coulee | WA | Grant | PG7 | PS | OP | 50 | 50 | 50 |  | 10 | 1973 | WAT |  | N | Y | N | Electric Utility | [62 empty] | N/A | [39 empty] | 0 | 0 | 10.4
2518 | U S Bureau of Reclamation | 6163 | Grand Coulee | WA | Grant | PG8 | PS | OP | 50 | 50 | 50 |  | 11 | 1973 | WAT |  | N | Y | N | Electric Utility | [62 empty] | N/A | [39 empty] | 0 | 0 | 10.4
2518 | U S Bureau of Reclamation | 6163 | Grand Coulee | WA | Grant | PG9 | PS | OP | 53.5 | 53.5 | 53.5 |  | 4 | 1983 | WAT |  | N | Y | N | Electric Utility | [62 empty] | N/A | [39 empty] | 0 | 0 | 10.4
2518 | U S Bureau of Reclamation | 6208 | Mount Elbert | CO | Lake | 1 | PS | OP | 100 | 115 | 115 |  | 6 | 1981 | WAT |  | N | Y | N | Electric Utility | [62 empty] | N/A | [39 empty] | 0 | 0 | 10.4
2518 | U S Bureau of Reclamation | 6208 | Mount Elbert | CO | Lake | 2 | PS | OP | 100 | 115 | 115 |  | 2 | 1984 | WAT |  | N | Y | N | Electric Utility | [62 empty] | N/A | [39 empty] | 0 | 0 | 10.4
2518 | U S Bureau of Reclamation | 6395 | Anderson Ranch | ID | Elmore | 1 | HY | OP | 20 | 20 | 20 |  | 12 | 1950 | WAT |  | N | Y | N | Electric Utility | [62 empty] | N/A | [39 empty] | 0 | 0 | 10.4
2518 | U S Bureau of Reclamation | 6396 | Black Canyon | ID | Gem | 1 | HY | OP | 5.1 | 5.1 | 5.1 |  | 12 | 1925 | WAT |  | N | Y | N | Electric Utility | [62 empty] | N/A | [39 empty] | 0 | 0 | 10.4
2518 | U S Bureau of Reclamation | 6396 | Black Canyon | ID | Gem | 2 | HY | OP | 5.1 | 5.1 | 5.1 |  | 12 | 1925 | WAT |  | N | Y | N | Electric Utility | [62 empty] | N/A | [39 empty] | 0 | 0 | 10.4
2518 | U S Bureau of Reclamation | 6398 | Minidoka | ID | Minidoka | 6 | HY | OP | 2.7 | 2.7 | 2.7 |  | 6 | 1927 | WAT |  | N | Y | N | Electric Utility | [62 empty] | N/A | [39 empty] | 0 | 0 | 10.4
2518 | U S Bureau of Reclamation | 6398 | Minidoka | ID | Minidoka | 7 | HY | OP | 5 | 5 | 5 |  | 5 | 1942 | WAT |  | N | Y | N | Electric Utility | [62 empty] | N/A | [39 empty] | 0 | 0 | 10.4
2518 | U S Bureau of Reclamation | 6398 | Minidoka | ID | Minidoka | 8 | HY | OP | 10 | 10 | 10 |  | 6 | 1997 | WAT |  | N | Y | N | Electric Utility | [62 empty] | N/A | [39 empty] | 0 | 0 | 10.4
2518 | U S Bureau of Reclamation | 6398 | Minidoka | ID | Minidoka | 9 | HY | OP | 10 | 10 | 10 |  | 6 | 1997 | WAT |  | N | Y | N | Electric Utility | [62 empty] | N/A | [39 empty] | 0 | 0 | 10.4
2518 | U S Bureau of Reclamation | 6400 | Canyon Ferry | MT | Lewis and Clark | 1 | HY | OP | 16.6 | 19.2 | 19.2 |  | 12 | 1953 | WAT |  | N | Y | N | Electric Utility | [62 empty] | N/A | [39 empty] | 0 | 0 | 10.4
2518 | U S Bureau of Reclamation | 6403 | Green Springs | OR | Jackson | 1 | HY | OP | 17.2 | 17.2 | 17.2 |  | 5 | 1960 | WAT |  | N | Y | N | Electric Utility | [62 empty] | N/A | [39 empty] | 0 | 0 | 10.4
2518 | U S Bureau of Reclamation | 6405 | Flaming Gorge | UT | Daggett | 1 | HY | OP | 50.6 | 50.6 | 50.6 |  | 11 | 1963 | WAT |  | N | Y | N | Electric Utility | [62 empty] | N/A | [39 empty] | 0 | 0 | 10.4
2518 | U S Bureau of Reclamation | 6405 | Flaming Gorge | UT | Daggett | 2 | HY | OP | 50.6 | 50.6 | 50.6 |  | 12 | 1963 | WAT |  | N | Y | N | Electric Utility | [62 empty] | N/A | [39 empty] | 0 | 0 | 10.4
2518 | U S Bureau of Reclamation | 6405 | Flaming Gorge | UT | Daggett | 3 | HY | OP | 50.6 | 50.6 | 50.6 |  | 2 | 1964 | WAT |  | N | Y | N | Electric Utility | [62 empty] | N/A | [39 empty] | 0 | 0 | 10.4
2518 | U S Bureau of Reclamation | 6406 | Chandler | WA | Benton | 1 | HY | OP | 6 | 6 | 6 |  | 2 | 1956 | WAT |  | N | Y | N | Electric Utility | [62 empty] | N/A | [39 empty] | 0 | 0 | 10.4
2518 | U S Bureau of Reclamation | 6407 | Roza | WA | Yakima | 1 | HY | OP | 12.9 | 12.9 | 12.9 |  | 8 | 1958 | WAT |  | N | Y | N | Electric Utility | [62 empty] | N/A | [39 empty] | 0 | 0 | 10.4
2518 | U S Bureau of Reclamation | 6408 | Heart Mountain | WY | Park | 1 | HY | OP | 5 | 5 | 4.6 |  | 12 | 1948 | WAT |  | N | Y | N | Electric Utility | [62 empty] | N/A | [39 empty] | 0 | 0 | 10.4
2518 | U S Bureau of Reclamation | 6409 | Alcova | WY | Natrona | 1 | HY | OP | 20.7 | 20.7 | 20.7 |  | 7 | 1955 | WAT |  | N | Y | N | Electric Utility | [62 empty] | N/A | [39 empty] | 0 | 0 | 10.4
2518 | U S Bureau of Reclamation | 7317 | Buffalo Bill | WY | Park | 1 | HY | OP | 6 | 6 | 6 |  | 9 | 1992 | WAT |  | N | Y | N | Electric Utility | [62 empty] | N/A | [39 empty] | 0 | 0 | 10.4
2518 | U S Bureau of Reclamation | 7317 | Buffalo Bill | WY | Park | 2 | HY | OP | 6 | 6 | 6 |  | 9 | 1992 | WAT |  | N | Y | N | Electric Utility | [62 empty] | N/A | [39 empty] | 0 | 0 | 10.4
2518 | U S Bureau of Reclamation | 7372 | McPhee | CO | Montezuma | 1 | HY | OP | 1.2 | 1.2 | 1.2 |  | 12 | 1992 | WAT |  | N | Y | N | Electric Utility | [62 empty] | N/A | [39 empty] | 0 | 0 | 10.4
2518 | U S Bureau of Reclamation | 7373 | Towaoc | CO | Montezuma | 1 | HY | OP | 11.4 | 11.4 | 10.5 |  | 5 | 1993 | WAT |  | N | Y | N | Electric Utility | [62 empty] | N/A | [39 empty] | 0 | 0 | 10.4
2518 | U S Bureau of Reclamation | 7541 | Spirit Mountain | WY | Park | 1 | HY | OP | 4.5 | 4.5 | 4.5 |  | 10 | 1994 | WAT |  | N | Y | N | Electric Utility | [62 empty] | N/A | [39 empty] | 0 | 0 | 10.4
2518 | U S Bureau of Reclamation | 8902 | Hoover Dam | AZ | Mohave | A1 | HY | OP | 130 | 130 | 130 |  | 10 | 1941 | WAT |  | N | Y | N | Electric Utility |  |  |  |  | N | [57 empty] | N/A | [39 empty] | 0 | 0 | 10.4
2518 | U S Bureau of Reclamation | 8902 | Hoover Dam | AZ | Mohave | A2 | HY | OP | 130 | 130 | 130 |  | 7 | 1942 | WAT |  | N | Y | N | Electric Utility |  |  |  |  | N | [57 empty] | N/A | [39 empty] | 0 | 0 | 10.4
2518 | U S Bureau of Reclamation | 8902 | Hoover Dam | AZ | Mohave | A3 | HY | OP | 130 | 130 | 130 |  | 9 | 1952 | WAT |  | N | Y | N | Electric Utility |  |  |  |  | N | [57 empty] | N/A | [39 empty] | 0 | 0 | 10.4
2518 | U S Bureau of Reclamation | 8902 | Hoover Dam | AZ | Mohave | A4 | HY | OP | 130 | 130 | 130 |  | 5 | 1952 | WAT |  | N | Y | N | Electric Utility |  |  |  |  | N | [57 empty] | N/A | [39 empty] | 0 | 0 | 10.4
2518 | U S Bureau of Reclamation | 8902 | Hoover Dam | AZ | Mohave | A5 | HY | OP | 127 | 127 | 127 |  | 1 | 1943 | WAT |  | N | Y | N | Electric Utility |  |  |  |  | N | [57 empty] | N/A | [39 empty] | 0 | 0 | 10.4
2518 | U S Bureau of Reclamation | 8902 | Hoover Dam | AZ | Mohave | A6 | HY | OP | 130 | 130 | 130 |  | 9 | 1939 | WAT |  | N | Y | N | Electric Utility |  |  |  |  | N | [57 empty] | N/A | [39 empty] | 0 | 0 | 10.4
2518 | U S Bureau of Reclamation | 8902 | Hoover Dam | AZ | Mohave | A7 | HY | OP | 130 | 130 | 130 |  | 6 | 1939 | WAT |  | N | Y | N | Electric Utility |  |  |  |  | N | [57 empty] | N/A | [39 empty] | 0 | 0 | 10.4
2518 | U S Bureau of Reclamation | 8902 | Hoover Dam | AZ | Mohave | A8 | HY | OP | 61.5 | 61.5 | 61.5 |  | 8 | 1937 | WAT |  | N | Y | N | Electric Utility |  |  |  |  | N | [57 empty] | N/A | [39 empty] | 0 | 0 | 10.4
2518 | U S Bureau of Reclamation | 8902 | Hoover Dam | AZ | Mohave | A9 | HY | OP | 68.5 | 68.5 | 68.5 |  | 4 | 1952 | WAT |  | N | Y | N | Electric Utility |  |  |  |  | N | [57 empty] | N/A | [39 empty] | 0 | 0 | 10.4
2518 | U S Bureau of Reclamation | 154 | Hoover Dam | NV | Clark | N0 | HY | OP | 2.4 | 2.4 | 2.4 |  | 9 | 1936 | WAT |  | N | Y | N | Electric Utility | [62 empty] | N/A | [39 empty] | 0 | 0 | 10.4
2518 | U S Bureau of Reclamation | 445 | Shasta | CA | Shasta | S1 | HY | OP | 2 | 2 | 2 |  | 6 | 1944 | WAT |  | N | Y | N | Electric Utility | [62 empty] | N/A | [39 empty] | 0 | 0 | 10.4
2518 | U S Bureau of Reclamation | 445 | Shasta | CA | Shasta | S2 | HY | OP | 2 | 2 | 2 |  | 6 | 1944 | WAT |  | N | Y | N | Electric Utility | [62 empty] | N/A | [39 empty] | 0 | 0 | 10.4
2518 | U S Bureau of Reclamation | 446 | ONeill | CA | Merced | 2 | PS | OP | 4.2 | 2.4 | 2.4 |  | 2 | 1968 | WAT |  | N | Y | N | Electric Utility | [62 empty] | N/A | [39 empty] | 0 | 0 | 10.4
2518 | U S Bureau of Reclamation | 446 | ONeill | CA | Merced | 3 | PS | OP | 4.2 | 2.4 | 2.4 |  | 11 | 1967 | WAT |  | N | Y | N | Electric Utility | [62 empty] | N/A | [39 empty] | 0 | 0 | 10.4
2518 | U S Bureau of Reclamation | 446 | ONeill | CA | Merced | 4 | PS | OP | 4.2 | 2.4 | 2.4 |  | 11 | 1967 | WAT |  | N | Y | N | Electric Utility | [62 empty] | N/A | [39 empty] | 0 | 0 | 10.4
2518 | U S Bureau of Reclamation | 446 | ONeill | CA | Merced | 5 | PS | OP | 4.2 | 2.4 | 2.4 |  | 2 | 1968 | WAT |  | N | Y | N | Electric Utility | [62 empty] | N/A | [39 empty] | 0 | 0 | 10.4
2518 | U S Bureau of Reclamation | 446 | ONeill | CA | Merced | 6 | PS | OP | 4.2 | 2.4 | 2.4 |  | 12 | 1967 | WAT |  | N | Y | N | Electric Utility | [62 empty] | N/A | [39 empty] | 0 | 0 | 10.4
2518 | U S Bureau of Reclamation | 513 | Estes | CO | Larimer | 2 | HY | OP | 15 | 17.2 | 17.2 |  | 12 | 1950 | WAT |  | N | Y | N | Electric Utility | [62 empty] | N/A | [39 empty] | 0 | 0 | 10.4
2518 | U S Bureau of Reclamation | 513 | Estes | CO | Larimer | 3 | HY | OP | 15 | 17.2 | 17.2 |  | 12 | 1950 | WAT |  | N | Y | N | Electric Utility | [62 empty] | N/A | [39 empty] | 0 | 0 | 10.4
2518 | U S Bureau of Reclamation | 516 | Green Mountain | CO | Summit | 2 | HY | OP | 13 | 13 | 13 |  | 5 | 1943 | WAT |  | N | Y | N | Electric Utility | [62 empty] | N/A | [39 empty] | 0 | 0 | 10.4
2518 | U S Bureau of Reclamation | 4177 | Glendo | WY | Platte | 2 | HY | OP | 19 | 19 | 19 |  | 4 | 1959 | WAT |  | N | Y | N | Electric Utility | [62 empty] | N/A | [39 empty] | 0 | 0 | 10.4
2518 | U S Bureau of Reclamation | 4180 | Kortes | WY | Carbon | 2 | HY | OP | 12 | 12.2 | 12.2 |  | 8 | 1950 | WAT |  | N | Y | N | Electric Utility | [62 empty] | N/A | [39 empty] | 0 | 0 | 10.4
2518 | U S Bureau of Reclamation | 4180 | Kortes | WY | Carbon | 3 | HY | OP | 12 | 12.2 | 12.2 |  | 6 | 1950 | WAT |  | N | Y | N | Electric Utility | [62 empty] | N/A | [39 empty] | 0 | 0 | 10.4
2518 | U S Bureau of Reclamation | 6163 | Grand Coulee | WA | Grant | LS1 | HY | OP | 10 | 10 | 10 |  | 3 | 1941 | WAT |  | N | Y | N | Electric Utility | [62 empty] | N/A | [39 empty] | 0 | 0 | 10.4
2518 | U S Bureau of Reclamation | 6163 | Grand Coulee | WA | Grant | LS2 | HY | OP | 10 | 10 | 10 |  | 3 | 1941 | WAT |  | N | Y | N | Electric Utility | [62 empty] | N/A | [39 empty] | 0 | 0 | 10.4
2518 | U S Bureau of Reclamation | 6163 | Grand Coulee | WA | Grant | LS3 | HY | OP | 10 | 10 | 10 |  | 1 | 1951 | WAT |  | N | Y | N | Electric Utility | [62 empty] | N/A | [39 empty] | 0 | 0 | 10.4
2518 | U S Bureau of Reclamation | 6395 | Anderson Ranch | ID | Elmore | 2 | HY | OP | 20 | 20 | 20 |  | 7 | 1951 | WAT |  | N | Y | N | Electric Utility | [62 empty] | N/A | [39 empty] | 0 | 0 | 10.4
2518 | U S Bureau of Reclamation | 6397 | Boise R Diversion | ID | ADA | 1A | HY | OP | 1.1 | 1.1 | 1.1 |  | 6 | 2004 | WAT |  | N | Y | N | Electric Utility |  |  |  |  | N | [57 empty] | N/A | [39 empty] | 0 | 0 | 10.4
2518 | U S Bureau of Reclamation | 6397 | Boise R Diversion | ID | ADA | 2A | HY | OP | 1.1 | 1.1 | 1.1 |  | 6 | 2004 | WAT |  | N | Y | N | Electric Utility |  |  |  |  | N | [57 empty] | N/A | [39 empty] | 0 | 0 | 10.4
2518 | U S Bureau of Reclamation | 6397 | Boise R Diversion | ID | ADA | 3A | HY | OP | 1.1 | 1.1 | 1.1 |  | 6 | 2004 | WAT |  | N | Y | N | Electric Utility |  |  |  |  | N | [57 empty] | N/A | [39 empty] | 0 | 0 | 10.4
2518 | U S Bureau of Reclamation | 6400 | Canyon Ferry | MT | Lewis and Clark | 2 | HY | OP | 16.6 | 19.2 | 19.2 |  | 4 | 1954 | WAT |  | N | Y | N | Electric Utility | [62 empty] | N/A | [39 empty] | 0 | 0 | 10.4
2518 | U S Bureau of Reclamation | 6400 | Canyon Ferry | MT | Lewis and Clark | 3 | HY | OP | 16.6 | 19.2 | 19.2 |  | 3 | 1954 | WAT |  | N | Y | N | Electric Utility | [62 empty] | N/A | [39 empty] | 0 | 0 | 10.4
2518 | U S Bureau of Reclamation | 6402 | Elephant Butte | NM | Sierra | 1 | HY | OP | 9.3 | 9.3 | 9.3 |  | 11 | 1940 | WAT |  | N | Y | N | Electric Utility | [62 empty] | N/A | [39 empty] | 0 | 0 | 10.4
2518 | U S Bureau of Reclamation | 6402 | Elephant Butte | NM | Sierra | 2 | HY | OP | 9.3 | 9.3 | 9.3 |  | 11 | 1940 | WAT |  | N | Y | N | Electric Utility | [62 empty] | N/A | [39 empty] | 0 | 0 | 10.4
2518 | U S Bureau of Reclamation | 6402 | Elephant Butte | NM | Sierra | 3 | HY | OP | 9.3 | 9.3 | 9.3 |  | 11 | 1940 | WAT |  | N | Y | N | Electric Utility | [62 empty] | N/A | [39 empty] | 0 | 0 | 10.4
2518 | U S Bureau of Reclamation | 6404 | Deer Creek | UT | Wasatch | 1 | HY | OP | 2.4 | 2.7 | 2.7 |  | 2 | 1958 | WAT |  | N | Y | N | Electric Utility | [62 empty] | N/A | [39 empty] | 0 | 0 | 10.4
2518 | U S Bureau of Reclamation | 6404 | Deer Creek | UT | Wasatch | 2 | HY | OP | 2.4 | 2.7 | 2.7 |  | 2 | 1958 | WAT |  | N | Y | N | Electric Utility | [62 empty] | N/A | [39 empty] | 0 | 0 | 10.4
2518 | U S Bureau of Reclamation | 6406 | Chandler | WA | Benton | 2 | HY | OP | 6 | 6 | 6 |  | 2 | 1956 | WAT |  | N | Y | N | Electric Utility | [62 empty] | N/A | [39 empty] | 0 | 0 | 10.4
2518 | U S Bureau of Reclamation | 6409 | Alcova | WY | Natrona | 2 | HY | OP | 20.7 | 20.7 | 20.7 |  | 7 | 1955 | WAT |  | N | Y | N | Electric Utility | [62 empty] | N/A | [39 empty] | 0 | 0 | 10.4
2518 | U S Bureau of Reclamation | 7066 | Stampede | CA | Sierra | 1 | HY | OP | 3 | 3 | 3 |  | 1 | 1988 | WAT |  | N | Y | N | Electric Utility | [62 empty] | N/A | [39 empty] | 0 | 0 | 10.4
2518 | U S Bureau of Reclamation | 7066 | Stampede | CA | Sierra | 2 | HY | OP | 0.6 | 0.6 | 0.6 |  | 1 | 1988 | WAT |  | N | Y | N | Electric Utility | [62 empty] | N/A | [39 empty] | 0 | 0 | 10.4
2518 | U S Bureau of Reclamation | 7317 | Buffalo Bill | WY | Park | 3 | HY | OP | 6 | 6 | 6 |  | 9 | 1992 | WAT |  | N | Y | N | Electric Utility | [62 empty] | N/A | [39 empty] | 0 | 0 | 10.4
2518 | U S Bureau of Reclamation | 8902 | Hoover Dam | AZ | Mohave | A0 | HY | OP | 2.4 | 2.7 | 2.7 |  | 9 | 1936 | WAT |  | N | Y | N | Electric Utility |  |  |  |  | N | [57 empty] | N/A | [39 empty] | 0 | 0 | 10.4
2522 | Buckeye Florida Ltd Partners | 50466 | Buckeye Florida LP | FL | Taylor | GEN2 | ST | OP | 8.2 | 6.7 | 7.5 |  | 7 | 1953 | BLQ | WDS | Y | Y | Y | Industrial CHP |  |  |  |  | N | [40 empty] | OP | WS¦¦EW¦¦EW¦¦EW | [8 empty] | 95¦¦ 99.5¦¦ 95¦¦ 99.5 | 38¦¦ 26¦¦ 89¦¦ 85 | 155000¦¦ 263815¦¦ 300000¦¦ 235000¦¦ 330000 |  |  |  |  | LIQUID | [39 empty] | 0.096534 | 0.049001 | 10.4
2522 | Buckeye Florida Ltd Partners | 50466 | Buckeye Florida LP | FL | Taylor | GEN3 | ST | OP | 10.4 | 9.7 | 9.6 |  | 7 | 1965 | BLQ | WDS | Y | Y | Y | Industrial CHP |  |  |  |  | N | [40 empty] | OP | WS¦¦EW¦¦EW¦¦EW | [8 empty] | 95¦¦ 99.5¦¦ 95¦¦ 99.5 | 38¦¦ 26¦¦ 89¦¦ 85 | 155000¦¦ 263815¦¦ 300000¦¦ 235000¦¦ 330000 |  |  |  |  | LIQUID | [39 empty] | 0.085259 | 0.049001 | 10.4
2522 | Buckeye Florida Ltd Partners | 50466 | Buckeye Florida LP | FL | Taylor | GEN4 | ST | OP | 14.8 | 12.2 | 11.6 |  | 7 | 1956 | BLQ | WDS | Y | Y | Y | Industrial CHP |  |  |  |  | N | [40 empty] | OP | WS¦¦EW¦¦EW¦¦EW | [8 empty] | 95¦¦ 99.5¦¦ 95¦¦ 99.5 | 38¦¦ 26¦¦ 89¦¦ 85 | 155000¦¦ 263815¦¦ 300000¦¦ 235000¦¦ 330000 |  |  |  |  | LIQUID | [39 empty] | 0.09383 | 0.049001 | 10.4
2522 | Buckeye Florida Ltd Partners | 50466 | Buckeye Florida LP | FL | Taylor | GEN5 | ST | OP | 11 | 8.7 | 9 |  | 7 | 1964 | BLQ | WDS | Y | Y | Y | Industrial CHP |  |  |  |  | N | [40 empty] | OP | WS¦¦EW¦¦EW¦¦EW | [8 empty] | 95¦¦ 99.5¦¦ 95¦¦ 99.5 | 38¦¦ 26¦¦ 89¦¦ 85 | 155000¦¦ 263815¦¦ 300000¦¦ 235000¦¦ 330000 |  |  |  |  | LIQUID | [39 empty] | 0.086249 | 0.049001 | 10.4
2522 | Buckeye Florida Ltd Partners | 50466 | Buckeye Florida LP | FL | Taylor | GEN6 | ST | OP | 25 | 15 | 15 |  | 1 | 2011 | BLQ | WDS | Y | Y | N | Industrial CHP |  |  |  |  | N | [40 empty] | OP | WS¦¦EW¦¦EW¦¦EW | [8 empty] | 95¦¦ 99.5¦¦ 95¦¦ 99.5 | 38¦¦ 26¦¦ 89¦¦ 85 | 155000¦¦ 263815¦¦ 300000¦¦ 235000¦¦ 330000 |  |  |  |  | LIQUID | [39 empty] | 0.0842 | 0.049001 | 10.4
2547 | City of Burlingame- (KS) | 1265 | Burlingame | KS | Osage | 1 | IC | OP | 1.1 | 1 | 1.1 |  | 8 | 1973 | NG | DFO | Y | Y | N | Electric Utility |  |  |  |  | N | [57 empty] | GAS | [39 empty] | 1.1659 | 0.0016829 | 10.4
2547 | City of Burlingame- (KS) | 1265 | Burlingame | KS | Osage | 3 | IC | OP | 0.9 | 0.8 | 0.8 |  | 8 | 1963 | NG | DFO | Y | Y | N | Electric Utility |  |  |  |  | N | [57 empty] | GAS | [39 empty] | 1.1659 | 0.0016829 | 10.4
2547 | City of Burlingame- (KS) | 1265 | Burlingame | KS | Osage | 4 | IC | OP | 1.1 | 1 | 1.1 |  | 8 | 1969 | NG | DFO | Y | Y | N | Electric Utility |  |  |  |  | N | [57 empty] | GAS | [39 empty] | 1.1659 | 0.0016829 | 10.4
2547 | City of Burlingame- (KS) | 1265 | Burlingame | KS | Osage | 5 | IC | OP | 0.9 | 0.8 | 0.8 |  | 1 | 1980 | NG | DFO | Y | Y | N | Electric Utility |  |  |  |  | N | [57 empty] | GAS | [39 empty] | 1.1659 | 0.0016829 | 10.4
2548 | City of Burlington Electric - (VT) | 589 | J C McNeil | VT | Chittenden | 1 | ST | OP | 59.5 | 52 | 54 |  | 6 | 1984 | WDS | NG | Y | Y | N | Electric Utility |  |  |  |  | N | [40 empty] | OP | MC | EK | [7 empty] | 99.9 | 0 | 280000 |  |  |  |  | OTHER SOLID | VT | J C McNeil | 589 | 1 | 2010 |  | ARP | 7103.25 | 12 | 308768.25 |  | 1.695 | 0.0648 | 142.877 | 444646.7 | 4255131.425 | 1 | Northeast Power Coordinating Council | Chittenden | Electric Utility | 4911 | Electric Services | 44.4917 | -73.2081 | Burlington Electric Department (Owner/Operator) Central Vermont Public Service Corporation (Owner) VT Public Power Supply Authority (Owner) Montaup Electric Company (Owner) Green Mountain Power Corporation (Owner) | Phase 2 |  | Operating | Other boiler | Wood | Diesel Oil, Pipeline Natural Gas |  | Other | Cyclone Electrostatic Precipitator | 842 | 13.4476 | OTHER SOLID | 60 | 1944.4444 | 0.0648 | 0.000797 | 13.4476
2548 | City of Burlington Electric - (VT) | 3754 | Burlington GT | VT | Chittenden | GT1 | GT | OP | 25.5 | 20.1 | 24.3 |  | 9 | 1971 | DFO |  | N | N | N | Electric Utility |  |  |  |  | N | [57 empty] | LIQUID | VT | Penny Lane Gas Turbine | 3754 | CT1 | 2010 |  | RGGI | 10.61 | 12 | [5 empty] | 163.9 | 2026 | 1 |  | Chittenden | Electric Utility |  |  | 44.4817 | -73.2241 | Burlington Electric Department (Owner/Operator) |  |  | Operating | Combustion turbine | Diesel Oil |  |  |  |  | 180.7 | 10.4 | LIQUID | 17.375 | 300.7194 | 0.59387 | 0.32022 | 12.835
2565 | North American Energy Services | 10652 | Burney Forest Products | CA | Shasta | GEN1 | ST | OP | 31 | 31 | 31 |  | 10 | 1989 | WDS | NG | N | Y | Y | IPP CHP |  |  |  |  | N | [40 empty] | OP | EW | [8 empty] | 99.6 | 2 | 119325 |  |  |  |  | OTHER SOLID | [39 empty] | 0.5034 | 0.029864 | 13.5046
2598 | Burrows Paper Corp | 50652 | Lyonsdale Associates | NY | Lewis | GEN1 | HY | OP | 1.5 | 0.9 | 0.7 |  | 7 | 1984 | WAT |  | N | Y | N | IPP Non-CHP |  |  |  |  | N | [57 empty] | N/A | [39 empty] | 0 | 0 | 10.4
2598 | Burrows Paper Corp | 50652 | Lyonsdale Associates | NY | Lewis | GEN2 | HY | OP | 1.5 | 0.9 | 0.7 |  | 7 | 1984 | WAT |  | N | Y | N | IPP Non-CHP |  |  |  |  | N | [57 empty] | N/A | [39 empty] | 0 | 0 | 10.4
2647 | City of Butler - (MO) | 2115 | Butler | MO | Bates | 3 | IC | OP | 0.8 | 0.6 | 0.6 |  | 6 | 1946 | DFO | NG | N | Y | N | Electric Utility |  |  |  |  | N | [57 empty] | LIQUID | [39 empty] | 0.7385 | 0.025484 | 12.5895
2647 | City of Butler - (MO) | 2115 | Butler | MO | Bates | 4 | IC | OP | 1.4 | 1 | 1 |  | 9 | 1952 | DFO | NG | N | Y | N | Electric Utility |  |  |  |  | N | [57 empty] | LIQUID | [39 empty] | 0.7385 | 0.025484 | 12.5895
2647 | City of Butler - (MO) | 2115 | Butler | MO | Bates | 5 | IC | OP | 1.4 | 1 | 1 |  | 4 | 1959 | DFO | NG | N | Y | N | Electric Utility |  |  |  |  | N | [57 empty] | LIQUID | [39 empty] | 0.7385 | 0.025484 | 12.5895
2647 | City of Butler - (MO) | 2115 | Butler | MO | Bates | IC6 | IC | OP | 1.5 | 1 | 1 |  | 3 | 1963 | DFO | NG | N | Y | N | Electric Utility |  |  |  |  | N | [57 empty] | LIQUID | [39 empty] | 0.7385 | 0.025484 | 12.5895
2647 | City of Butler - (MO) | 2115 | Butler | MO | Bates | NG1 | IC | OP | 2 | 1.8 | 1.8 |  | 5 | 2000 | DFO |  | N | Y | N | Electric Utility |  |  |  |  | N | [57 empty] | LIQUID | [39 empty] | 0.7385 | 0.025484 | 12.5895
2647 | City of Butler - (MO) | 2115 | Butler | MO | Bates | NG2 | IC | OP | 2 | 1.8 | 1.8 |  | 5 | 2000 | DFO |  | N | Y | N | Electric Utility |  |  |  |  | N | [57 empty] | LIQUID | [39 empty] | 0.7385 | 0.025484 | 12.5895
2647 | City of Butler - (MO) | 2115 | Butler | MO | Bates | SG1 | IC | OP | 2 | 1.8 | 1.8 |  | 5 | 2000 | DFO |  | N | Y | N | Electric Utility |  |  |  |  | N | [57 empty] | LIQUID | [39 empty] | 0.7385 | 0.025484 | 12.5895
2647 | City of Butler - (MO) | 2115 | Butler | MO | Bates | SG2 | IC | OP | 2 | 1.8 | 1.8 |  | 5 | 2000 | DFO |  | N | Y | N | Electric Utility |  |  |  |  | N | [57 empty] | LIQUID | [39 empty] | 0.7385 | 0.025484 | 12.5895
2670 | Sherwin Alumina Company | 54291 | Sherwin Alumina | TX | NUECES | 1 | ST | OP | 6 | 6 | 6 |  | 1 | 1953 | PUR |  | N | N | Y | Industrial CHP |  |  |  |  | N | [57 empty] | N/A | [39 empty] | 0 | 0 | 10.4
2670 | Sherwin Alumina Company | 54291 | Sherwin Alumina | TX | NUECES | 2 | ST | OP | 6 | 6 | 6 |  | 1 | 1953 | PUR |  | N | N | Y | Industrial CHP |  |  |  |  | N | [57 empty] | N/A | [39 empty] | 0 | 0 | 10.4
2670 | Sherwin Alumina Company | 54291 | Sherwin Alumina | TX | NUECES | 3 | ST | OP | 6 | 6 | 6 |  | 1 | 1957 | PUR |  | N | N | Y | Industrial CHP |  |  |  |  | N | [57 empty] | N/A | [39 empty] | 0 | 0 | 10.4
2670 | Sherwin Alumina Company | 54291 | Sherwin Alumina | TX | NUECES | 4 | ST | OP | 6 | 6 | 6 |  | 1 | 1958 | PUR |  | N | N | Y | Industrial CHP | [62 empty] | N/A | [39 empty] | 0 | 0 | 10.4
2671 | Baconton Power LLC | 55304 | Baconton Power Plant | GA | Mitchell | CT1 | GT | OP | 60 | 49 | 49 |  | 6 | 2000 | NG | DFO | Y | Y | N | IPP Non-CHP |  |  |  |  | N | [57 empty] | GAS | GA | Baconton | 55304 | CT1 | 2010 |  | ARP, CAIRNOX, CAIRSO2 | 1169.16 | 12 | 54055.6 |  | 0.167 | 0.1013 | 23.147 | 31613.73 | 531963.809 | 4 |  | Mitchell | Small Power Producer | 4911 | Electric Services | 31.3869 | -84.0819 | Baconton Power (Owner/Operator) | Phase 2 |  | Operating | Combustion turbine | Pipeline Natural Gas | Diesel Oil |  | Water Injection |  | 614 | 9.7217 | GAS | 50 | 1989.7959 | 0.1013 | 0.000628 | 9.7217
2671 | Baconton Power LLC | 55304 | Baconton Power Plant | GA | Mitchell | CT4 | GT | OP | 60 | 49 | 49 |  | 7 | 2000 | NG | DFO | Y | Y | N | IPP Non-CHP |  |  |  |  | N | [57 empty] | GAS | GA | Baconton | 55304 | CT4 | 2010 |  | ARP, CAIRNOX, CAIRSO2 | 1202.68 | 12 | 55222.03 |  | 0.254 | 0.0975 | 22.413 | 32163.619 | 539455.328 | 4 |  | Mitchell | Small Power Producer | 4911 | Electric Services | 31.3869 | -84.0819 | Baconton Power (Owner/Operator) | Phase 2 |  | Operating | Combustion turbine | Pipeline Natural Gas | Diesel Oil |  | Water Injection |  | 614 | 9.6443 | GAS | 50 | 1989.7959 | 0.0975 | 0.000942 | 9.6443
2671 | Baconton Power LLC | 55304 | Baconton Power Plant | GA | Mitchell | CT5 | GT | OP | 60 | 49 | 49 |  | 7 | 2000 | NG | DFO | Y | Y | N | IPP Non-CHP |  |  |  |  | N | [57 empty] | GAS | GA | Baconton | 55304 | CT5 | 2010 |  | ARP, CAIRNOX, CAIRSO2 | 1212.62 | 12 | 56156.1 |  | 0.27 | 0.1043 | 24.799 | 32781.641 | 549629.797 | 4 |  | Mitchell | Small Power Producer | 4911 | Electric Services | 31.3869 | -84.0819 | Baconton Power (Owner/Operator) | Phase 2 |  | Operating | Combustion turbine | Pipeline Natural Gas | Diesel Oil |  | Water Injection |  | 614 | 9.6947 | GAS | 50 | 1989.7959 | 0.1043 | 0.000982 | 9.6947
2671 | Baconton Power LLC | 55304 | Baconton Power Plant | GA | Mitchell | CT6 | GT | OP | 60 | 49 | 49 |  | 8 | 2000 | NG | DFO | Y | Y | N | IPP Non-CHP |  |  |  |  | N | [57 empty] | GAS | GA | Baconton | 55304 | CT6 | 2010 |  | ARP, CAIRNOX, CAIRSO2 | 1150.88 | 12 | 51867.15 |  | 0.257 | 0.1048 | 24.181 | 30204.107 | 506265.839 | 4 |  | Mitchell | Small Power Producer | 4911 | Electric Services | 31.3869 | -84.0819 | Baconton Power (Owner/Operator) | Phase 2 |  | Operating | Combustion turbine | Pipeline Natural Gas | Diesel Oil |  | Water Injection |  | 614 | 9.6341 | GAS | 50 | 1989.7959 | 0.1048 | 0.0010153 | 9.6341
2674 | BP West Coast Products LLC-Wilmington | 10601 | BP Wilmington Calciner | CA | Los Angeles | GEN1 | ST | OP | 34 | 30.7 | 30.7 |  | 12 | 1982 | WH |  | N | Y | Y | Industrial CHP |  |  |  |  | N | [57 empty] | N/A | [39 empty] | 0 | 0 | 10.4
2719 | CalWind Resources Inc | 10191 | Tehachapi Wind Resource I | CA | Kern | EXIS | WT | OP | 8.7 | 8.7 | 8.7 |  | 12 | 1984 | WND |  | N | Y | N | IPP Non-CHP |  |  |  |  | N | [57 empty] | N/A | [39 empty] | 0 | 0 | 10.4
2719 | CalWind Resources Inc | 54909 | Tehachapi Wind Resource II | CA | Kern | EXI2 | WT | OP | 8.3 | 8.3 | 8.3 |  | 12 | 2002 | WND |  | N | Y | N | IPP Non-CHP |  |  |  |  | N | [57 empty] | N/A | [39 empty] | 0 | 0 | 10.4
2719 | CalWind Resources Inc | 54909 | Tehachapi Wind Resource II | CA | Kern | EXIS | WT | OP | 14.1 | 14.1 | 14.1 |  | 1 | 1997 | WND |  | N | Y | N | IPP Non-CHP |  |  |  |  | N | [57 empty] | N/A | [39 empty] | 0 | 0 | 10.4
2769 | Cargill Inc | 54965 | Cargill Salt | MI | St Clair | ACTG | ST | OP | 2 | 2 | 2 |  | 1 | 1968 | BIT | NG | Y | N | Y | Industrial CHP |  |  |  |  | N | N | N | N | N | N | N | [51 empty] | COAL | [39 empty] | 0.9544 | 1.7403 | 13.9166
2770 | Terra-Gen Operating Co LLC | 10586 | Cameron Ridge LLC | CA | Kern | EXIS | WT | OP | 59.6 | 59.6 | 59.6 |  | 12 | 1984 | WND |  | N | Y | N | IPP Non-CHP |  |  |  |  | N | [57 empty] | N/A | [39 empty] | 0 | 0 | 10.4
2770 | Terra-Gen Operating Co LLC | 10597 | Ridgetop Energy LLC | CA | Kern | WGN1 | WT | OP | 29 | 29 | 29 |  | 1 | 1984 | WND |  | N | Y | N | IPP Non-CHP |  |  |  |  | N | [57 empty] | N/A | [39 empty] | 0 | 0 | 10.4
2770 | Terra-Gen Operating Co LLC | 50690 | San Gorgonio Westwinds II LLC | CA | Riverside | GEN1 | WT | OP | 43.4 | 43.4 | 43.4 |  | 6 | 1999 | WND |  | N | Y | N | IPP Non-CHP |  |  |  |  | N | [57 empty] | N/A | [39 empty] | 0 | 0 | 10.4
2770 | Terra-Gen Operating Co LLC | 52161 | Terra-Gen 251 Wind LLC | CA | Kern | WGNS | WT | OP | 18.4 | 18.4 | 18.4 |  | 1 | 1987 | WND |  | N | Y | N | IPP Non-CHP | [62 empty] | N/A | [39 empty] | 0 | 0 | 10.4
2770 | Terra-Gen Operating Co LLC | 54931 | Ridgetop | CA | Kern | WGN1 | WT | OP | 46.8 | 46.9 | 46.9 |  | 4 | 1994 | WND |  | N | Y | N | IPP Non-CHP |  |  |  |  | N | [57 empty] | N/A | [39 empty] | 0 | 0 | 10.4
2770 | Terra-Gen Operating Co LLC | 54979 | Big Spring Wind Power Facility | TX | Howard | WIND | WT | OP | 34.3 | 34.3 | 34.3 |  | 12 | 1998 | WND |  | N | Y | N | IPP Non-CHP |  |  |  |  | N | [57 empty] | N/A | [39 empty] | 0 | 0 | 10.4
2770 | Terra-Gen Operating Co LLC | 55608 | Foote Creek II | WY | Albany | GEN1 | WT | OP | 1.8 | 1.8 | 1.8 |  | 6 | 1999 | WND |  | N | Y | N | IPP Non-CHP |  |  |  |  | N | [57 empty] | N/A | [39 empty] | 0 | 0 | 10.4
2770 | Terra-Gen Operating Co LLC | 55609 | Foote Creek III | WY | ALBANY | GEN1 | WT | OP | 24.8 | 24.8 | 24.8 |  | 6 | 1999 | WND |  | N | Y | N | IPP Non-CHP |  |  |  |  | N | [57 empty] | N/A | [39 empty] | 0 | 0 | 10.4
2770 | Terra-Gen Operating Co LLC | 56570 | Terra-Gen VG Wind LLC | CA | Kern | WGNS | WT | OP | 7.4 | 7.4 | 7.4 |  | 1 | 1984 | WND |  | N | Y | N | IPP Non-CHP | [62 empty] | N/A | [39 empty] | 0 | 0 | 10.4
2770 | Terra-Gen Operating Co LLC | 57282 | Alta Wind Energy Center I | CA | KERN | AW01 | WT | OP | 150 | 150 | 150 |  | 1 | 2011 | WND |  | N | Y | N | IPP Non-CHP |  |  |  |  | N | [57 empty] | N/A | [39 empty] | 0 | 0 | 10.4
2770 | Terra-Gen Operating Co LLC | 57291 | Alta Wind Energy Center II | CA | KERN | AW02 | WT | OP | 150 | 150 | 150 |  | 1 | 2011 | WND |  | N | Y | N | IPP Non-CHP |  |  |  |  | N | [57 empty] | N/A | [39 empty] | 0 | 0 | 10.4
2770 | Terra-Gen Operating Co LLC | 57292 | Alta Wind Energy Center III | CA | KERN | AW03 | WT | OP | 150 | 150 | 150 |  | 2 | 2011 | WND |  | N | Y | N | IPP Non-CHP |  |  |  |  | N | [57 empty] | N/A | [39 empty] | 0 | 0 | 10.4
2770 | Terra-Gen Operating Co LLC | 57293 | Alta Wind Energy Center IV | CA | KERN | AW04 | WT | OP | 102 | 102 | 102 |  | 4 | 2011 | WND |  | N | Y | N | IPP Non-CHP |  |  |  |  | N | [57 empty] | N/A | [39 empty] | 0 | 0 | 10.4
2770 | Terra-Gen Operating Co LLC | 57294 | Alta Wind Energy Center V | CA | KERN | AW05 | WT | OP | 168 | 168 | 168 |  | 4 | 2011 | WND |  | N | Y | N | IPP Non-CHP |  |  |  |  | N | [57 empty] | N/A | [39 empty] | 0 | 0 | 10.4
2782 | Terra-Gen Operating Company | 10287 | Beowawe Power | NV | EUREKA | GEN1 | ST | OP | 17 | 12.8 | 13.1 |  | 12 | 1985 | GEO |  | N | Y | N | IPP Non-CHP | [62 empty] | N/A | [39 empty] | 0 | 0 | 10.4
2782 | Terra-Gen Operating Company | 52015 | Caithness Dixie Valley | NV | Churchill | GEN1 | ST | OP | 60.5 | 56 | 57 |  | 6 | 1998 | GEO |  | N | Y | N | IPP Non-CHP | [62 empty] | N/A | [39 empty] | 0 | 0 | 10.4
2782 | Terra-Gen Operating Company | 10287 | Beowawe Power | NV | EUREKA | GEN2 | BT | OP | 3.6 | 1.3 | 2 |  | 2 | 2011 | GEO |  | N | Y | N | IPP Non-CHP | [62 empty] | N/A | [39 empty] | 0 | 0 | 10.4
2799 | Calpine Corp -Metcalf Energy Center | 55393 | Metcalf Energy Center | CA | Santa Clara | CTG1 | CT | OP | 200 | 172 | 188 |  | 6 | 2005 | NG |  | N | Y | N | IPP Non-CHP |  |  |  |  | N | [57 empty] | GAS | CA | Metcalf Energy Center | 55393 | 1 | 2010 |  | ARP | 5767.8 | 12 | 1364875.09 |  | 2.811 | 0.0092 | 33.883 | 556776.437 | 9368838.892 | 9 |  | Santa Clara | Electric Utility |  |  | 37.2169 | -121.7439 | Metcalf Energy Center, LLC (Owner/Operator) | Phase 2 |  | Operating | Combined cycle | Pipeline Natural Gas |  |  | Dry Low NOx Burners Selective Catalytic Reduction |  | 2124 | 6.7391 | GAS | 310 | 175.5319 | 0.0092 | 0.0006 | 9.2453
2799 | Calpine Corp -Metcalf Energy Center | 55393 | Metcalf Energy Center | CA | Santa Clara | CTG2 | CT | OP | 200 | 172 | 188 |  | 6 | 2005 | NG |  | N | Y | N | IPP Non-CHP |  |  |  |  | N | [57 empty] | GAS | CA | Metcalf Energy Center | 55393 | 2 | 2010 |  | ARP | 5416.23 | 12 | 1303478.72 |  | 2.753 | 0.0102 | 36.933 | 545883.872 | 9185532.927 | 9 |  | Santa Clara | Electric Utility |  |  | 37.2169 | -121.7439 | Metcalf Energy Center, LLC (Owner/Operator) | Phase 2 |  | Operating | Combined cycle | Pipeline Natural Gas |  |  | Dry Low NOx Burners Selective Catalytic Reduction |  | 2124 | 6.9357 | GAS | 306 | 186.1702 | 0.0102 | 0.000599 | 9.2453
2799 | Calpine Corp -Metcalf Energy Center | 55393 | Metcalf Energy Center | CA | Santa Clara | STG1 | CA | OP | 235 | 202.1 | 220.9 |  | 6 | 2005 | NG |  | N | Y | N | IPP Non-CHP |  |  |  |  | N | [6 empty] | 1¦¦2 | 2005 | 218000 | [48 empty] | GAS | [39 empty] | 0 | 0 | 10.4
2806 | California Dept of Corrections | 54936 | Richard J Donovan Correctional Facility | CA | San Diego | 3 | GT | OP | 2.6 | 2.2 | 2.6 |  | 1 | 1987 | NG |  | N | N | Y | Commercial CHP |  |  |  |  | N | [57 empty] | GAS | [39 empty] | 0.32357 | 0.0025188 | 8.3987
2820 | Calpine Corp -Pastoria Energy | 55656 | Pastoria Energy Facility, LLC | CA | Kern | CT01 | CT | OP | 168 | 156 | 161 |  | 7 | 2005 | NG |  | N | Y | N | IPP Non-CHP |  |  |  |  | N | [57 empty] | GAS | CA | Pastoria Energy Facility | 55656 | CT001 | 2010 |  | ARP | 6687.42 | 12 | 1552276.42 |  | 3.218 | 0.0081 | 32.98 | 637528.567 | 10727696.88 | 9 |  | Kern | Electric Utility |  |  | 34.9556 | -118.844 | Pastoria Energy Facility, LLC (Owner/Operator) | Phase 2 |  | Operating | Combined cycle | Pipeline Natural Gas |  |  | Dry Low NOx Burners Selective Catalytic Reduction |  | 1837 | 6.8572 | GAS | 262 | 686.3354 | 0.0081 | 0.0006 | 9.3243
2820 | Calpine Corp -Pastoria Energy | 55656 | Pastoria Energy Facility, LLC | CA | Kern | CT02 | CT | OP | 168 | 156 | 161 |  | 7 | 2005 | NG |  | N | Y | N | IPP Non-CHP |  |  |  |  | N | [57 empty] | GAS | CA | Pastoria Energy Facility | 55656 | CT002 | 2010 |  | ARP | 6850.76 | 12 | 1561456.98 |  | 3.261 | 0.0086 | 37.891 | 646035.954 | 10870768.71 | 9 |  | Kern | Electric Utility |  |  | 34.9556 | -118.844 | Pastoria Energy Facility, LLC (Owner/Operator) | Phase 2 |  | Operating | Combined cycle | Pipeline Natural Gas |  |  | Dry Low NOx Burners Selective Catalytic Reduction |  | 1837 | 6.8879 | GAS | 261 | 689.441 | 0.0086 | 0.0006 | 9.3243
2820 | Calpine Corp -Pastoria Energy | 55656 | Pastoria Energy Facility, LLC | CA | Kern | CT04 | CT | OP | 168 | 156 | 161 |  | 5 | 2005 | NG |  | N | Y | N | IPP Non-CHP |  |  |  |  | N | [57 empty] | GAS | CA | Pastoria Energy Facility | 55656 | CT004 | 2010 |  | ARP | 6163.59 | 12 | 1385926.75 |  | 2.931 | 0.0079 | 30.712 | 580561.247 | 9768990.128 | 9 |  | Kern | Electric Utility |  |  | 34.9556 | -118.844 | Pastoria Energy Facility, LLC (Owner/Operator) | Phase 2 |  | Operating | Combined cycle | Pipeline Natural Gas |  |  | Dry Low NOx Burners Selective Catalytic Reduction |  | 1837 | 6.971 | GAS | 257 | 701.8634 | 0.0079 | 0.0006 | 9.3243
2820 | Calpine Corp -Pastoria Energy | 55656 | Pastoria Energy Facility, LLC | CA | Kern | ST03 | CA | OP | 185 | 169 | 172 |  | 7 | 2005 | NG |  | N | Y | N | IPP Non-CHP |  |  |  |  | N | [57 empty] | GAS | [39 empty] | 0 | 0 | 10.4
2820 | Calpine Corp -Pastoria Energy | 55656 | Pastoria Energy Facility, LLC | CA | Kern | ST05 | CA | OP | 90 | 87 | 89 |  | 5 | 2005 | NG |  | N | Y | N | IPP Non-CHP |  |  |  |  | N | [57 empty] | GAS | [39 empty] | 0 | 0 | 10.4
2836 | BP America Inc | 50722 | BP Naperville Cogeneration Facility | IL | Du Page | GEN1 | GT | OP | 8.3 | 7 | 12 |  | 12 | 1990 | NG |  | N | Y | Y | Industrial CHP |  |  |  |  | N | [57 empty] | GAS | [39 empty] | 0.25227 | 0.00312 | 10.3376
2838 | Baytown Energy Center LLC | 55327 | Baytown Energy Center | TX | Chambers | CTG1 | CT | OP | 210 | 165 | 190 |  | 6 | 2002 | NG |  | N | Y | Y | IPP CHP | [62 empty] | GAS | TX | Baytown Energy Center | 55327 | CTG-1 | 2010 |  | ARP, CAIRNOX, CAIRSO2 | 5437.35 | 12 | 1042049.69 |  | 2.583 | 0.0162 | 60.674 | 511642.88 | 8609372.169 | 6 |  | Chambers | Cogeneration | 4911 | Electric Services | 29.7731 | -94.9019 | Baytown Energy Center, LP (Owner) Calpine Operating Services Company, Inc. (Operator) | Phase 2 |  | Operating | Combined cycle | Pipeline Natural Gas |  |  | Selective Catalytic Reduction |  | 2500 | 8.1502 | GAS | 264 | 305.2632 | 0.0162 | 0.0006 | 8.1502
2838 | Baytown Energy Center LLC | 55327 | Baytown Energy Center | TX | Chambers | CTG2 | CT | OP | 214.8 | 165 | 190 |  | 6 | 2002 | NG |  | N | Y | Y | IPP CHP | [62 empty] | GAS | TX | Baytown Energy Center | 55327 | CTG-2 | 2010 |  | ARP, CAIRNOX, CAIRSO2 | 7143 | 12 | 1379146.45 |  | 3.307 | 0.0154 | 72.326 | 655119.203 | 11023570.03 | 6 |  | Chambers | Cogeneration | 4911 | Electric Services | 29.7731 | -94.9019 | Baytown Energy Center, LP (Owner) Calpine Operating Services Company, Inc. (Operator) | Phase 2 |  | Operating | Combined cycle | Pipeline Natural Gas |  |  | Selective Catalytic Reduction |  | 2500 | 7.9186 | GAS | 257 | 323.6842 | 0.0154 | 0.0006 | 7.9186
2838 | Baytown Energy Center LLC | 55327 | Baytown Energy Center | TX | Chambers | CTG3 | CT | OP | 214.8 | 165 | 190 |  | 6 | 2002 | NG |  | N | Y | Y | IPP CHP | [62 empty] | GAS | TX | Baytown Energy Center | 55327 | CTG-3 | 2010 |  | ARP, CAIRNOX, CAIRSO2 | 7654.52 | 12 | 1485319.52 |  | 3.623 | 0.0127 | 75.126 | 717606.914 | 12075083.67 | 6 |  | Chambers | Cogeneration | 4911 | Electric Services | 29.7731 | -94.9019 | Baytown Energy Center, LP (Owner) Calpine Operating Services Company, Inc. (Operator) | Phase 2 |  | Operating | Combined cycle | Pipeline Natural Gas |  |  | Selective Catalytic Reduction |  | 2500 | 8.012 | GAS | 263 | 307.8947 | 0.0127 | 0.0006 | 8.012
2838 | Baytown Energy Center LLC | 55327 | Baytown Energy Center | TX | Chambers | STG1 | CA | OP | 275 | 275 | 275 |  | 6 | 2002 | NG |  | N | Y | Y | IPP CHP | [11 empty] | STK2¦¦STK3¦¦STK4 | 2002 | [49 empty] | GAS | [39 empty] | 0 | 0 | 10.4
2843 | Los Medanos Energy Center LLC | 55217 | Los Medanos Energy Center | CA | Contra Costa | CTG1 | CT | OP | 198.9 | 165 | 177 |  | 8 | 2001 | NG |  | N | Y | Y | IPP CHP | [62 empty] | GAS | CA | Los Medanos Energy Center, LLC | 55217 | X724 | 2010 |  | ARP | 7032.85 | 12 | 1831707.46 |  | 3.683 | 0.0101 | 47.78 | 729574.295 | 12276498.33 | 9 |  | Contra Costa | Cogeneration | 4911 | Electric Services | 38.03 | -121.8708 | Los Medanos Energy Center, LLC (Owner/Operator) | Phase 2 |  | Operating | Combustion turbine | Pipeline Natural Gas |  |  | Selective Catalytic Reduction |  | 2225.1 | 6.6786 | GAS | 302 | -353.1073 | 0.0101 | 0.0006 | 9.417
2843 | Los Medanos Energy Center LLC | 55217 | Los Medanos Energy Center | CA | Contra Costa | CTG2 | CT | OP | 198.9 | 165 | 177 |  | 8 | 2001 | NG |  | N | Y | Y | IPP CHP | [62 empty] | GAS | CA | Los Medanos Energy Center, LLC | 55217 | X724 | 2010 |  | ARP | 7032.85 | 12 | 1831707.46 |  | 3.683 | 0.0101 | 47.78 | 729574.295 | 12276498.33 | 9 |  | Contra Costa | Cogeneration | 4911 | Electric Services | 38.03 | -121.8708 | Los Medanos Energy Center, LLC (Owner/Operator) | Phase 2 |  | Operating | Combustion turbine | Pipeline Natural Gas |  |  | Selective Catalytic Reduction |  | 2225.1 | 6.6786 | GAS | 302 | -353.1073 | 0.0101 | 0.0006 | 9.417
2843 | Los Medanos Energy Center LLC | 55217 | Los Medanos Energy Center | CA | Contra Costa | STG3 | CA | OP | 280.5 | 237 | 244 |  | 8 | 2001 | NG |  | N | Y | Y | IPP CHP |  |  |  |  | N | [6 empty] | STK1¦¦STK2 | 2001 | 593259 | [48 empty] | GAS | [39 empty] | 0 | 0 | 10.4
2844 | Department of the Navy | 50963 | Naval Hospital Medical Center | CA | SAN DIEGO | 4TG | GT | OP | 5.3 | 4.4 | 4.4 |  | 12 | 2003 | NG |  | N | Y | Y | Commercial CHP |  |  |  |  | N | [57 empty] | GAS | [39 empty] | 0.13292 | 0.0010541 | 10.1499
2848 | California Institute-Technolgy | 10262 | California Institute of Technology | CA | Los Angeles | GEN6 | CT | OP | 10.5 | 9 | 9.9 |  | 8 | 2003 | NG |  | N | Y | Y | Commercial CHP |  |  |  |  | N | [57 empty] | GAS | [39 empty] | 0.10221 | 0.0012953 | 10.3128
2848 | California Institute-Technolgy | 10262 | California Institute of Technology | CA | Los Angeles | GEN7 | CA | OP | 2.5 | 2.1 | 2.1 |  | 10 | 2003 | NG |  | N | Y | Y | Commercial CHP |  |  |  |  | N | [57 empty] | GAS | [39 empty] | 0 | 0 | 10.4
2850 | Central Arizona Water Conservation Dist | 7164 | Waddell | AZ | Maricopa | PG3 | PS | OP | 10 | 10 | 10 |  | 4 | 1993 | WAT |  | N | Y | N | Electric Utility | [62 empty] | N/A | [39 empty] | 0 | 0 | 10.4
2850 | Central Arizona Water Conservation Dist | 7164 | Waddell | AZ | Maricopa | PG6 | PS | OP | 10 | 10 | 10 |  | 8 | 1993 | WAT |  | N | Y | N | Electric Utility | [62 empty] | N/A | [39 empty] | 0 | 0 | 10.4
2850 | Central Arizona Water Conservation Dist | 7164 | Waddell | AZ | Maricopa | PG7 | PS | OP | 10 | 10 | 10 |  | 6 | 1993 | WAT |  | N | Y | N | Electric Utility | [62 empty] | N/A | [39 empty] | 0 | 0 | 10.4
2850 | Central Arizona Water Conservation Dist | 7164 | Waddell | AZ | Maricopa | PS1 | PS | OP | 10 | 10 | 10 |  | 10 | 1993 | WAT |  | N | Y | N | Electric Utility | [62 empty] | N/A | [39 empty] | 0 | 0 | 10.4
2860 | Los Esteros Critical Energy Facility LLC | 55748 | Los Esteros Critical Energy Center | CA | Santa Clara | CTG1 | GT | OP | 45 | 45 | 45 |  | 2 | 2003 | NG |  | N | Y | N | IPP Non-CHP | [62 empty] | GAS | CA | Los Esteros Critical Energy Fac | 55748 | CTG1 | 2010 |  | ARP | 256.48 | 12 | 10162.73 |  | 0.03 | 0.0542 | 1.184 | 5997.63 | 100925.613 | 9 |  | Santa Clara | Electric Utility | 4911 | Electric Services | 37.425 | -121.9319 | Los Esteros Critical Energy Fac, LLC (Owner/Operator) | Phase 2 |  | Operating | Combustion turbine | Pipeline Natural Gas |  |  | Water Injection Selective Catalytic Reduction |  | 473 | 9.4122 | GAS | 49 | 1955.5556 | 0.0542 | 0.000594 | 9.4122
2860 | Los Esteros Critical Energy Facility LLC | 55748 | Los Esteros Critical Energy Center | CA | Santa Clara | CTG2 | GT | OP | 45 | 45 | 45 |  | 2 | 2003 | NG |  | N | Y | N | IPP Non-CHP |  |  |  |  | N | [57 empty] | GAS | CA | Los Esteros Critical Energy Fac | 55748 | CTG2 | 2010 |  | ARP | 263.68 | 12 | 10114.69 |  | 0.03 | 0.0501 | 1.183 | 6025.265 | 101388.25 | 9 |  | Santa Clara | Electric Utility | 4911 | Electric Services | 37.425 | -121.9319 | Los Esteros Critical Energy Fac, LLC (Owner/Operator) | Phase 2 |  | Operating | Combustion turbine | Pipeline Natural Gas |  |  | Water Injection Selective Catalytic Reduction |  | 473 | 9.2947 | GAS | 49 | 1955.5556 | 0.0501 | 0.000592 | 9.2947
2860 | Los Esteros Critical Energy Facility LLC | 55748 | Los Esteros Critical Energy Center | CA | Santa Clara | CTG3 | GT | OP | 45 | 45 | 45 |  | 2 | 2003 | NG |  | N | Y | N | IPP Non-CHP |  |  |  |  | N | [57 empty] | GAS | CA | Los Esteros Critical Energy Fac | 55748 | CTG3 | 2010 |  | ARP | 239.11 | 12 | 9509.64 |  | 0.028 | 0.0545 | 1.15 | 5606.088 | 94319.005 | 9 |  | Santa Clara | Electric Utility | 4911 | Electric Services | 37.425 | -121.9319 | Los Esteros Critical Energy Fac, LLC (Owner/Operator) | Phase 2 |  | Operating | Combustion turbine | Pipeline Natural Gas |  |  | Water Injection Selective Catalytic Reduction |  | 473 | 9.4028 | GAS | 48 | 1966.6667 | 0.0545 | 0.000594 | 9.4028
2860 | Los Esteros Critical Energy Facility LLC | 55748 | Los Esteros Critical Energy Center | CA | Santa Clara | CTG4 | GT | OP | 45 | 45 | 45 |  | 2 | 2003 | NG |  | N | Y | N | IPP Non-CHP |  |  |  |  | N | [57 empty] | GAS | CA | Los Esteros Critical Energy Fac | 55748 | CTG4 | 2010 |  | ARP | 316.68 | 12 | 11713.68 |  | 0.036 | 0.0638 | 1.458 | 7031.561 | 118322.385 | 9 |  | Santa Clara | Electric Utility | 4911 | Electric Services | 37.425 | -121.9319 | Los Esteros Critical Energy Fac, LLC (Owner/Operator) | Phase 2 |  | Operating | Combustion turbine | Pipeline Natural Gas |  |  | Water Injection Selective Catalytic Reduction |  | 473 | 9.3209 | GAS | 48 | 1966.6667 | 0.0638 | 0.000609 | 9.3209
2865 | Calpine Corp-King City | 55811 | King City Peaking | CA | Monterey | CTG1 | GT | OP | 47.3 | 44 | 44.5 |  | 4 | 2002 | NG |  | N | Y | N | IPP Non-CHP |  |  |  |  | N | [57 empty] | GAS | [39 empty] | 0.060417 | 0.00065 | 11.0661
2867 | Calpine Corp-Yuba City | 10349 | Greenleaf 2 Power Plant | CA | Sutter | GEN1 | GT | OP | 49.5 | 49.5 | 49.5 |  | 10 | 1989 | NG |  | N | Y | Y | IPP CHP |  |  |  |  | N | [57 empty] | GAS | CA | Yuba City Energy Center | 10349 | 2 | 2010 |  | ARP | 796.73 | 12 | 28830.05 |  | 0.067 | 0.1227 | 3.279 | 15442.1 | 259849.946 | 9 |  | Sutter | Electric Utility | 4911 | Electric Services | 39.1365 | -121.6397 | Calpine Corporation (Owner/Operator) | Phase 2 |  | Operating | Combustion turbine | Pipeline Natural Gas |  |  | Water Injection Selective Catalytic Reduction |  | 500 | 8.3481 | GAS | 48 | -15.625 | 0.1227 | 0.000516 | 8.3481
2867 | Calpine Corp-Yuba City | 10350 | Greenleaf 1 Power Plant | CA | Sutter | GEN1 | CT | OP | 46 | 42 | 44 |  | 2 | 1989 | NG |  | N | Y | Y | IPP CHP |  |  |  |  | N | [57 empty] | GAS | [39 empty] | 0.065999 | 0.0008717 | 11.5966
2867 | Calpine Corp-Yuba City | 10350 | Greenleaf 1 Power Plant | CA | Sutter | GEN2 | CA | OP | 20 | 8 | 6 |  | 2 | 1989 | NG |  | N | Y | Y | IPP CHP |  |  |  |  | N | [57 empty] | GAS | [39 empty] | 0 | 0 | 10.4
2867 | Calpine Corp-Yuba City | 55813 | Yuba City Energy Center | CA | Sutter | CTG1 | GT | OP | 47.3 | 45 | 45 |  | 8 | 2002 | NG |  | N | Y | N | IPP Non-CHP |  |  |  |  | N | [57 empty] | GAS | [39 empty] | 0.060183 | 0.0006447 | 11.1397
2867 | Calpine Corp-Yuba City | 55847 | Feather River Energy Center | CA | Sutter | CTG1 | GT | OP | 47 | 45 | 45 |  | 1 | 2003 | NG |  | N | Y | N | IPP Non-CHP |  |  |  |  | N | [57 empty] | GAS | CA | Feather River Energy Center | 55847 | UNIT1 | 2010 |  | ARP | 408.08 | 12 | 13978.2 |  | 0.033 | 0.1793 | 2.243 | 7738.081 | 130206.309 | 9 |  | Sutter | Electric Utility | 4911 | Electric Services | 39.1088 | -121.6133 | Calpine Corporation (Owner/Operator) | Phase 2 |  | Operating | Combustion turbine | Pipeline Natural Gas |  |  | Water Injection Selective Catalytic Reduction |  | 500 | 8.4019 | GAS | 49 | 455.5556 | 0.1793 | 0.000507 | 8.4019
2871 | OLS Energy-Agnews Inc. | 50748 | Agnews Power Plant | CA | Santa Clara | GEN1 | CT | OP | 24.4 | 23 | 24 |  | 11 | 1990 | NG |  | N | Y | Y | IPP CHP |  |  |  |  | N | [57 empty] | GAS | [39 empty] | 0.094863 | 0.0010409 | 12.1714
2871 | OLS Energy-Agnews Inc. | 50748 | Agnews Power Plant | CA | Santa Clara | GEN2 | CA | OP | 7.6 | 7.3 | 7.4 |  | 11 | 1990 | NG |  | N | Y | Y | IPP CHP |  |  |  |  | N | [57 empty] | GAS | [39 empty] | 0 | 0 | 10.4
2872 | Auburndale Peaker Energy Center LLC | 55833 | Auburndale Peaker Energy Center | FL | Polk | CTP | GT | OP | 130.1 | 122 | 126 |  | 5 | 2002 | NG | DFO | Y | Y | N | IPP Non-CHP |  |  |  |  | N | [57 empty] | GAS | FL | Auburndale Peaker Energy Center | 55833 | 6 | 2010 |  | ARP, CAIRNOX, CAIROS, CAIRSO2 | 126.82 | 12 | 14097 |  | 0.048 | 0.1031 | 7.549 | 9593.133 | 161422.302 | 4 |  | Polk | Electric Utility | 4911 | Electric Services | 28.0534 | -81.8059 | Calpine Operating Services Company, Inc. (Operator) Auburndale Peaker Energy Center, L.L.C. (Owner) | Phase 2 |  | Operating | Combustion turbine | Pipeline Natural Gas | Diesel Oil |  | Water Injection |  | 1591 | 11.2662 | GAS | 125 | -4 | 0.1031 | 0.000595 | 11.2662
2874 | Gilroy Energy Center for Riverview | 55963 | Riverview Energy Center | CA | Contra Costa | CTG1 | GT | OP | 47 | 46.1 | 46.1 |  | 5 | 2003 | NG |  | N | Y | N | IPP Non-CHP |  |  |  |  | N | [57 empty] | GAS | CA | Riverview Energy Center | 55963 | 1 | 2010 |  | ARP | 226.5 | 12 | 8402.86 |  | 0.026 | 0.0412 | 0.832 | 5110.082 | 86005.188 | 9 |  | Contra Costa | Electric Utility | 4911 | Electric Services | 38.0139 | -121.776 | Gilroy Energy Center, LLC (Owner) Calpine Operating Services Company, Inc. (Operator) | Phase 2 |  | Operating | Combustion turbine | Pipeline Natural Gas |  |  | Ammonia Injection Selective Catalytic Reduction |  | 500 | 9.3277 | GAS | 49 | 468.5466 | 0.0412 | 0.000605 | 9.3277
2876 | Calvert Cliffs Nuclear PP LLC | 6011 | Calvert Cliffs Nuclear Power Plant | MD | Calvert | 1 | ST | OP | 918 | 855 | 872 |  | 5 | 1975 | NUC |  | N | Y | N | IPP Non-CHP |  |  |  |  | N | [57 empty] | N/A | [39 empty] | 0 | 0 | 10.4
2876 | Calvert Cliffs Nuclear PP LLC | 6011 | Calvert Cliffs Nuclear Power Plant | MD | Calvert | 2 | ST | OP | 910.7 | 850 | 862 |  | 4 | 1977 | NUC |  | N | Y | N | IPP Non-CHP |  |  |  |  | N | [57 empty] | N/A | [39 empty] | 0 | 0 | 10.4
2877 | Calpine Corp-Magic Valley | 55123 | Magic Valley Generating Station | TX | Hidalgo | CTG1 | CT | OP | 267 | 221 | 232 |  | 2 | 2002 | NG |  | N | Y | N | IPP Non-CHP |  |  |  |  | N | [57 empty] | GAS | TX | Magic Valley Generating Station | 55123 | CTG-1 | 2010 |  | ARP, CAIRNOX, CAIRSO2 | 4730.21 | 12 | 1410058.17 |  | 2.771 | 0.0334 | 152.476 | 548976.685 | 9237626.067 | 6 |  | Hidalgo | Electric Utility | 4911 | Electric Services | 26.3403 | -98.19 | Calpine Operating Services Company, Inc. (Operator) Calpine Construction Finance Company, L.P. (Owner) | Phase 2 |  | Operating | Combined cycle | Pipeline Natural Gas |  |  | Selective Catalytic Reduction |  | 2508 | 6.4373 | GAS | 425 | 84.0517 | 0.0334 | 0.0006 | 9.4946
2877 | Calpine Corp-Magic Valley | 55123 | Magic Valley Generating Station | TX | Hidalgo | CTG2 | CT | OP | 267 | 221 | 232 |  | 2 | 2002 | NG |  | N | Y | N | IPP Non-CHP |  |  |  |  | N | [57 empty] | GAS | TX | Magic Valley Generating Station | 55123 | CTG-2 | 2010 |  | ARP, CAIRNOX, CAIRSO2 | 5752.28 | 12 | 1711746.33 |  | 3.435 | 0.0337 | 191.31 | 680400.397 | 11449046.81 | 6 |  | Hidalgo | Electric Utility | 4911 | Electric Services | 26.3403 | -98.19 | Calpine Operating Services Company, Inc. (Operator) Calpine Construction Finance Company, L.P. (Owner) | Phase 2 |  | Operating | Combined cycle | Pipeline Natural Gas |  |  | Selective Catalytic Reduction |  | 2508 | 6.58 | GAS | 427 | 79.7414 | 0.0337 | 0.0006 | 9.4946
2877 | Calpine Corp-Magic Valley | 55123 | Magic Valley Generating Station | TX | Hidalgo | STG | CA | OP | 267 | 240 | 253 |  | 2 | 2002 | NG |  | N | Y | N | IPP Non-CHP |  |  |  |  | N | [6 empty] | STACK1¦¦STACK2 | 2002 | [49 empty] | GAS | [39 empty] | 0 | 0 | 10.4
2884 | Cambria CoGen Co | 10641 | Cambria Cogen | PA | Cambria | GEN1 | ST | OP | 98 | 87.5 | 87.5 |  | 3 | 1991 | WC |  | N | Y | Y | IPP CHP |  |  |  |  | N |  | Y | [38 empty] | OP | BS |  |  | 45 |  | 1.5 | 3.5 |  |  | 99.9 | 12¦¦ 15 | 241996¦¦ 226000 |  |  |  |  | COAL | PA | Cambria Cogen | 10641 | 1 | 2010 |  | CAIRNOX, CAIROS, CAIRSO2 | 8378.58 | 12 |  | 3354069.97 | 1006.517 | 0.1473 | 348.767 |  | 4745622.571 | 3 |  | Cambria | Cogeneration | 4911 | Electric Services | 40.4748 | -78.7021 | Cambria CoGen Company (Owner/Operator) |  |  | Operating | Circulating fluidized bed boiler | Coal Refuse |  | Fluidized Bed Limestone Injection | Selective Non-catalytic Reduction | Baghouse | 680 | 10.4 | COAL | 66.4697 | 341.8056 | 0.1473 | 0.42419 | 11.15
2888 | City of Cambridge | 2223 | Cambridge | NE | Furnas | CAT2 | IC | OP | 2 | 2 | 2 |  | 6 | 2005 | DFO |  | N | Y | N | Electric Utility |  |  |  |  | N | [57 empty] | LIQUID | [39 empty] | 0.7385 | 0.025484 | 12.5895
2891 | Westbrook Energy Center | 55294 | Westbrook Energy Center Power Plant | ME | Cumberland | GTG1 | CT | OP | 184.2 | 160.5 | 181.5 |  | 5 | 2001 | NG |  | N | Y | N | IPP Non-CHP |  |  |  |  | N | [57 empty] | GAS | ME | Westbrook Energy Center | 55294 | 1 | 2010 |  | ARP, RGGI | 5886.34 | 12 | 1329826.35 |  | 2.521 | 0.0217 | 53.512 | 499426.223 | 8403828.977 | 1 | Northeast Power Coordinating Council | Cumberland | Electric Utility | 4911 | Electric Services | 43.6576 | -70.3772 | Calpine Operating Services Company, Inc. (Operator) Calpine Construction Finance Company, L.P. (Owner) | Phase 2 |  | Operating | Combined cycle | Pipeline Natural Gas |  |  | Selective Catalytic Reduction |  | 3850 | 6.1924 | GAS | 300 | 173.5537 | 0.0217 | 0.0006 | 9.3376
2891 | Westbrook Energy Center | 55294 | Westbrook Energy Center Power Plant | ME | Cumberland | GTG2 | CT | OP | 184.2 | 160.5 | 181.5 |  | 5 | 2001 | NG |  | N | Y | N | IPP Non-CHP |  |  |  |  | N | [57 empty] | GAS | ME | Westbrook Energy Center | 55294 | 2 | 2010 |  | ARP, RGGI | 6490.68 | 12 | 1503896.25 |  | 2.928 | 0.0197 | 57.715 | 580018.405 | 9759975.89 | 1 | Northeast Power Coordinating Council | Cumberland | Electric Utility | 4911 | Electric Services | 43.6576 | -70.3772 | Calpine Operating Services Company, Inc. (Operator) Calpine Construction Finance Company, L.P. (Owner) | Phase 2 |  | Operating | Combined cycle | Pipeline Natural Gas |  |  | Selective Catalytic Reduction |  | 3850.2 | 6.3746 | GAS | 300 | 173.5537 | 0.0197 | 0.0006 | 9.3376
2891 | Westbrook Energy Center | 55294 | Westbrook Energy Center Power Plant | ME | Cumberland | STG3 | CA | OP | 195.5 | 185 | 190.5 |  | 5 | 2001 | NG |  | N | Y | N | IPP Non-CHP |  |  |  |  | N | [57 empty] | GAS | [39 empty] | 0 | 0 | 10.4
2897 | Calpine Central L P | 55225 | Calpine Oneta Power LLC | OK | Wagoner | CTG1 | CT | OP | 176 | 149.3 | 160.1 |  | 7 | 2002 | NG |  | N | Y | N | IPP Non-CHP |  |  |  |  | N | [57 empty] | GAS | OK | Oneta Energy Center | 55225 | CTG-1 | 2010 |  | ARP | 3688.44 | 12 | 809509.98 |  | 1.811 | 0.0553 | 112.717 | 358665.471 | 6035238.804 | 6 | Southwest Power Pool | Wagoner | Electric Utility |  |  | 36.0119 | -95.6967 | Calpine Operating Services Company, Inc. (Operator) Calpine Oneta Power, LP (Owner) | Phase 2 |  | Operating | Combustion turbine | Pipeline Natural Gas |  |  | Dry Low NOx Burners |  | 4585 | 7.2383 | GAS | 311 | 28.732 | 0.0553 | 0.0006 | 7.2383
2897 | Calpine Central L P | 55225 | Calpine Oneta Power LLC | OK | Wagoner | CTG2 | CT | OP | 176 | 149.3 | 160.1 |  | 7 | 2002 | NG |  | N | Y | N | IPP Non-CHP |  |  |  |  | N | [57 empty] | GAS | OK | Oneta Energy Center | 55225 | CTG-2 | 2010 |  | ARP | 3885.36 | 12 | 858389.46 |  | 1.887 | 0.051 | 112.274 | 373740.075 | 6288868.812 | 6 | Southwest Power Pool | Wagoner | Electric Utility |  |  | 36.0119 | -95.6967 | Calpine Operating Services Company, Inc. (Operator) Calpine Oneta Power, LP (Owner) | Phase 2 |  | Operating | Combustion turbine | Pipeline Natural Gas |  |  | Dry Low NOx Burners |  | 4585 | 7.1356 | GAS | 313 | 22.4859 | 0.051 | 0.0006 | 7.1356
2897 | Calpine Central L P | 55225 | Calpine Oneta Power LLC | OK | Wagoner | CTG3 | CT | OP | 176 | 149.3 | 160.1 |  | 6 | 2003 | NG |  | N | Y | N | IPP Non-CHP |  |  |  |  | N | [57 empty] | GAS | OK | Oneta Energy Center | 55225 | CTG-3 | 2010 |  | ARP | 2413.66 | 12 | 518279.91 |  | 1.166 | 0.0558 | 71.598 | 230993.927 | 3886940.386 | 6 | Southwest Power Pool | Wagoner | Electric Utility |  |  | 36.0119 | -95.6967 | Calpine Operating Services Company, Inc. (Operator) Calpine Oneta Power, LP (Owner) | Phase 2 |  | Operating | Combustion turbine | Pipeline Natural Gas |  |  | Dry Low NOx Burners |  | 4585 | 7.2938 | GAS | 302 | 56.8395 | 0.0558 | 0.0006 | 7.2938
2897 | Calpine Central L P | 55225 | Calpine Oneta Power LLC | OK | Wagoner | CTG4 | CT | OP | 176 | 149.3 | 160.1 |  | 6 | 2003 | NG |  | N | Y | N | IPP Non-CHP |  |  |  |  | N | [57 empty] | GAS | OK | Oneta Energy Center | 55225 | CTG-4 | 2010 |  | ARP | 2927.4 | 12 | 638183.24 |  | 1.429 | 0.0514 | 87.637 | 282977.556 | 4761635.836 | 6 | Southwest Power Pool | Wagoner | Electric Utility |  |  | 36.0119 | -95.6967 | Calpine Operating Services Company, Inc. (Operator) Calpine Oneta Power, LP (Owner) | Phase 2 |  | Operating | Combustion turbine | Pipeline Natural Gas |  |  | Dry Low NOx Burners |  | 4585 | 7.2646 | GAS | 304 | 50.5934 | 0.0514 | 0.0006 | 7.2646
2897 | Calpine Central L P | 55225 | Calpine Oneta Power LLC | OK | Wagoner | STG1 | CA | OP | 255 | 244.6 | 243.9 |  | 7 | 2002 | NG |  | N | Y | N | IPP Non-CHP |  |  |  |  | N | [6 empty] | STACK1¦¦STACK2 | 2002 | [49 empty] | GAS | [39 empty] | 0 | 0 | 10.4
2897 | Calpine Central L P | 55225 | Calpine Oneta Power LLC | OK | Wagoner | STG2 | CA | OP | 255 | 244.6 | 243.9 |  | 6 | 2003 | NG |  | N | Y | N | IPP Non-CHP |  |  |  |  | N | [6 empty] | STACK3¦¦STACK4 | 2003 | [49 empty] | GAS | [39 empty] | 0 | 0 | 10.4
2929 | Decatur Energy Center LLC | 55292 | Decatur Energy Center | AL | Morgan | CTG1 | CT | OP | 210.8 | 155 | 180 |  | 6 | 2002 | NG |  | N | Y | N | IPP Non-CHP |  |  |  |  | N | [57 empty] | GAS | AL | Decatur Energy Center | 55292 | CTG-1 | 2010 |  | ARP, CAIRNOX, CAIROS, CAIRSO2 | 5544.63 | 12 | 1137405.88 |  | 2.515 | 0.0094 | 37.746 | 498242.613 | 8383928.036 | 4 |  | Morgan | Electric Utility | 4911 | Electric Services | 34.6292 | -87.0214 | Decatur Energy Center, LLC (Owner) Calpine Operating Services Company, Inc. (Operator) | Phase 2 |  | Operating | Combined cycle | Pipeline Natural Gas |  |  | Dry Low NOx Burners Selective Catalytic Reduction |  | 2236 | 7.2524 | GAS | 288 | 200 | 0.0094 | 0.0006 | 7.2524
2929 | Decatur Energy Center LLC | 55292 | Decatur Energy Center | AL | Morgan | CTG2 | CT | OP | 210.8 | 155 | 180 |  | 6 | 2002 | NG |  | N | Y | N | IPP Non-CHP |  |  |  |  | N | [57 empty] | GAS | AL | Decatur Energy Center | 55292 | CTG-2 | 2010 |  | ARP, CAIRNOX, CAIROS, CAIRSO2 | 5624.49 | 12 | 1150612.29 |  | 2.565 | 0.0087 | 34.463 | 508150.638 | 8550619.952 | 4 |  | Morgan | Electric Utility | 4911 | Electric Services | 34.6292 | -87.0214 | Decatur Energy Center, LLC (Owner) Calpine Operating Services Company, Inc. (Operator) | Phase 2 |  | Operating | Combined cycle | Pipeline Natural Gas |  |  | Dry Low NOx Burners Selective Catalytic Reduction |  | 2236 | 7.306 | GAS | 298 | 172.2222 | 0.0087 | 0.0006 | 7.306
2929 | Decatur Energy Center LLC | 55292 | Decatur Energy Center | AL | Morgan | CTG3 | CT | OP | 210.8 | 155 | 180 |  | 6 | 2003 | NG |  | N | Y | N | IPP Non-CHP |  |  |  |  | N | [57 empty] | GAS | AL | Decatur Energy Center | 55292 | CTG-3 | 2010 |  | ARP, CAIRNOX, CAIROS, CAIRSO2 | 6040.37 | 12 | 1269262.9 |  | 2.813 | 0.0087 | 38.737 | 557417.081 | 9379528.92 | 4 |  | Morgan | Electric Utility | 4911 | Electric Services | 34.6292 | -87.0214 | Decatur Energy Center, LLC (Owner) Calpine Operating Services Company, Inc. (Operator) | Phase 2 |  | Operating | Combined cycle | Pipeline Natural Gas |  |  | Dry Low NOx Burners Selective Catalytic Reduction |  | 2236 | 7.2796 | GAS | 284 | 211.1111 | 0.0087 | 0.0006 | 7.2796
2929 | Decatur Energy Center LLC | 55292 | Decatur Energy Center | AL | Morgan | STG1 | CA | OP | 270 | 260 | 265 |  | 6 | 2002 | NG |  | N | Y | N | IPP Non-CHP |  |  |  |  | N | [6 empty] | STACK1¦¦STACK2¦¦STACK3 | 2002¦¦ 2003 | 661421 | [48 empty] | GAS | [39 empty] | 0 | 0 | 10.4
2934 | Calpine Corp-Hildalgo | 55545 | Hidalgo Energy Center | TX | Hidalgo | CTG1 | CT | OP | 176.6 | 149 | 168 |  | 6 | 2000 | NG |  | N | Y | N | IPP Non-CHP |  |  |  |  | N | [57 empty] | GAS | [39 empty] | 0.023486 | 0.0006196 | 9.7538
2934 | Calpine Corp-Hildalgo | 55545 | Hidalgo Energy Center | TX | Hidalgo | CTG2 | CT | OP | 176.6 | 149 | 168 |  | 6 | 2000 | NG |  | N | Y | N | IPP Non-CHP |  |  |  |  | N | [57 empty] | GAS | [39 empty] | 0.023486 | 0.0006196 | 9.7538
2934 | Calpine Corp-Hildalgo | 55545 | Hidalgo Energy Center | TX | Hidalgo | STG1 | CA | OP | 198.1 | 172 | 182 |  | 6 | 2000 | NG |  | N | Y | N | IPP Non-CHP |  |  |  |  | N | N | [56 empty] | GAS | [39 empty] | 0 | 0 | 10.4
2938 | Calpine King City Cogen LLC | 10294 | King City Power Plant | CA | MONTEREY | GTG | CT | OP | 90.8 | 73 | 83.5 |  | 2 | 1989 | NG |  | N | Y | Y | IPP CHP |  |  |  |  | N | [57 empty] | GAS | CA | Gilroy Energy Center, LLC for King City | 10294 | 2 | 2010 |  | ARP | 201.08 | 12 | 7670.64 |  | 0.024 | 0.0205 | 0.594 | 4698.312 | 79035.869 | 9 |  | Monterey | Electric Utility | 4911 | Electric Services | 36.225 | -121.1278 | Gilroy Energy Center, LLC (Owner/Operator) | Phase 2 |  | Operating | Combustion turbine | Pipeline Natural Gas |  |  | Dry Low NOx Burners Water Injection Ammonia Injection Selective Catalytic Reduction |  | 500 | 9.115 | GAS | 46 | -407.6087 | 0.0205 | 0.000607 | 9.115
2938 | Calpine King City Cogen LLC | 10294 | King City Power Plant | CA | MONTEREY | STG | CA | OP | 42.4 | 38 | 39 |  | 3 | 1989 | NG |  | N | Y | Y | IPP CHP |  |  |  |  | N | [57 empty] | GAS | [39 empty] | 0 | 0 | 10.4
3006 | Cardinal Operating Co | 2828 | Cardinal | OH | Jefferson | 1 | ST | OP | 615.2 | 580 | 580 |  | 2 | 1967 | BIT |  | N | Y | N | Electric Utility |  |  |  |  | N | Y |  |  | Y | [21 empty] | OP | BR |  |  |  | LS |  |  |  | N | 4.6 | 98 | 873 | 1915000 | 100 | OP | EK |  |  | 10.4 |  | 2.2 | 4 |  |  | 99.4 | 316 | 2100000 |  |  |  |  | COAL | OH | Cardinal | 2828 | 1 | 2010 |  | ARP, CAIRNOX, CAIROS, CAIRSO2 | 6566.55 | 12 | 3842548.81 |  | 3806.354 | 0.0411 | 654.034 | 3544063.555 | 33791587.28 | 5 | East Central Area Reliability Coordination Agreement | Jefferson | Electric Utility | 4911 | Electric Services | 40.2522 | -80.6486 | Ohio Power Company (Owner) Cardinal Operating Company (Operator) | Table 1 | Group 2 | Operating | Cell burner boiler | Coal |  | Wet Limestone | Low NOx Cell Burner Selective Catalytic Reduction | Electrostatic Precipitator | 5275 | 8.7744 | COAL | 651 | 1938.7931 | 0.0411 | 0.22528 | 8.7744
3006 | Cardinal Operating Co | 2828 | Cardinal | OH | Jefferson | 2 | ST | OP | 615.2 | 590 | 590 |  | 7 | 1967 | BIT |  | N | Y | N | Electric Utility |  |  |  |  | N | Y |  |  | Y | [21 empty] | OP | BR |  |  |  | LS |  |  |  | N | 4.6 | 98 | 873 | 1915000 | 100 | OP | EK |  |  | 12 |  | 2.2 | 4 |  |  | 99.4 | 316 | 2100000 |  |  |  |  | COAL | OH | Cardinal | 2828 | 2 | 2010 |  | ARP, CAIRNOX, CAIROS, CAIRSO2 | 4802.83 | 12 | 2759556.31 |  | 2119.073 | 0.0523 | 611.172 | 2619812.012 | 24979145.26 | 5 | East Central Area Reliability Coordination Agreement | Jefferson | Electric Utility | 4911 | Electric Services | 40.2522 | -80.6486 | Cardinal Operating Company (Operator) Buckeye Power, Inc. (Owner) | Table 1 | Group 2 | Operating | Cell burner boiler | Coal |  | Wet Limestone | Low NOx Cell Burner Selective Catalytic Reduction | Electrostatic Precipitator | 5275 | 8.9585 | COAL | 648 | 1950.8475 | 0.0523 | 0.16967 | 8.9585
3006 | Cardinal Operating Co | 2828 | Cardinal | OH | Jefferson | 3 | ST | OP | 650 | 630 | 630 |  | 9 | 1977 | BIT |  | N | Y | N | Electric Utility |  |  |  |  | N | Y |  |  | Y |  |  | 3 | 1977 | 1085000 | [31 empty] | OP | EW |  |  | 16 |  | 0.7 | 1 |  |  | 99.8 | 300 | 3900000 |  |  |  |  | COAL | OH | Cardinal | 2828 | 3 | 2010 |  | ARP, CAIRNOX, CAIROS, CAIRSO2 | 6967.34 | 12 | 4162704.11 |  | 26596.33 | 0.0481 | 826.751 | 3971977.074 | 37871602.49 | 5 | East Central Area Reliability Coordination Agreement | Jefferson | Electric Utility | 4911 | Electric Services | 40.2522 | -80.6486 | Cardinal Operating Company (Operator) Buckeye Power, Inc. (Owner) | Phase 2 | Phase II Group 1 | Operating | Dry bottom wall-fired boiler | Coal |  |  | Low NOx Burner Technology (Dry Bottom only) Selective Catalytic Reduction | Electrostatic Precipitator | 5975 | 9.0547 | COAL | 678 | 1961.9048 | 0.0481 | 1.4046 | 9.0547
3028 | Calpine Gilroy Cogen LP | 10034 | Gilroy Power Plant | CA | Santa Clara | GEN1 | CT | OP | 90 | 85 | 85 |  | 10 | 1987 | NG |  | N | Y | Y | IPP CHP |  |  |  |  | N | [57 empty] | GAS | CA | Calpine Gilroy Cogen, LP | 10034 | S-100 | 2010 |  | ARP | 1423.1 | 12 | 168878.54 |  | 0.419 | 0.1014 | 61.902 | 83075.47 | 1397892.068 | 9 |  | Santa Clara | Cogeneration |  |  | 37.0001 | -121.5367 | Calpine Corporation (Owner/Operator) | Phase 2 |  | Operating | Combined cycle | Pipeline Natural Gas |  |  | Steam Injection |  | 1150 | 7.8904 | GAS | 129 | -258.8235 | 0.1014 | 0.000599 | 7.8904
3028 | Calpine Gilroy Cogen LP | 10034 | Gilroy Power Plant | CA | Santa Clara | GEN2 | CA | OP | 40 | 20 | 35 |  | 10 | 1987 | NG |  | N | Y | Y | IPP CHP |  |  |  |  | N | [57 empty] | GAS | [39 empty] | 0 | 0 | 10.4
3028 | Calpine Gilroy Cogen LP | 55810 | Gilroy Peaking Energy Center | CA | Santa Clara | S3 | GT | OP | 45 | 45 | 45 |  | 11 | 2001 | NG |  | N | Y | N | IPP Non-CHP |  |  |  |  | N | [57 empty] | GAS | CA | Gilroy Energy Center, LLC | 55810 | S-3 | 2010 |  | ARP | 357.24 | 12 | 12633.86 |  | 0.037 | 0.0299 | 1.358 | 7236.711 | 121779.181 | 9 |  | Santa Clara | Electric Utility | 4911 | Electric Services | 36.999 | -121.5363 | Gilroy Energy Center, LLC (Owner/Operator) | Phase 2 |  | Operating | Combustion turbine | Pipeline Natural Gas |  |  | Water Injection Ammonia Injection Selective Catalytic Reduction |  | 500 | 8.5792 | GAS | 49 | 455.5556 | 0.0299 | 0.000608 | 8.5792
3028 | Calpine Gilroy Cogen LP | 55810 | Gilroy Peaking Energy Center | CA | Santa Clara | S4 | GT | OP | 45 | 45 | 45 |  | 11 | 2001 | NG |  | N | Y | N | IPP Non-CHP |  |  |  |  | N | [57 empty] | GAS | CA | Gilroy Energy Center, LLC | 55810 | S-4 | 2010 |  | ARP | 302.09 | 12 | 11121.59 |  | 0.032 | 0.0306 | 1.194 | 6255.986 | 105253.09 | 9 |  | Santa Clara | Electric Utility | 4911 | Electric Services | 36.999 | -121.5363 | Gilroy Energy Center, LLC (Owner/Operator) | Phase 2 |  | Operating | Combustion turbine | Pipeline Natural Gas |  |  | Water Injection Ammonia Injection Selective Catalytic Reduction |  | 500 | 8.4939 | GAS | 49 | 455.5556 | 0.0306 | 0.000608 | 8.4939
3028 | Calpine Gilroy Cogen LP | 55810 | Gilroy Peaking Energy Center | CA | Santa Clara | S5 | GT | OP | 45 | 45 | 45 |  | 2 | 2002 | NG |  | N | Y | N | IPP Non-CHP |  |  |  |  | N | [57 empty] | GAS | CA | Gilroy Energy Center, LLC | 55810 | S-5 | 2010 |  | ARP | 231.62 | 12 | 9168.07 |  | 0.025 | 0.0283 | 0.885 | 4967.958 | 83597.811 | 9 |  | Santa Clara | Electric Utility | 4911 | Electric Services | 36.999 | -121.5363 | Gilroy Energy Center, LLC (Owner/Operator) | Phase 2 |  | Operating | Combustion turbine | Pipeline Natural Gas |  |  | Water Injection Ammonia Injection Selective Catalytic Reduction |  | 500 | 8.3823 | GAS | 50 | 444.4444 | 0.0283 | 0.000598 | 8.3823
3030 | Cardinal Cogen Inc | 10168 | Cardinal Cogen | CA | Santa Clara | GTG1 | CT | OP | 42.1 | 32.5 | 32.7 |  | 12 | 1987 | NG |  | N | Y | Y | IPP CHP |  |  |  |  | N | [57 empty] | GAS | [39 empty] | 0.07229 | 0.0008951 | 12.0011
3030 | Cardinal Cogen Inc | 10168 | Cardinal Cogen | CA | Santa Clara | STG1 | CA | OP | 10.7 | 9.4 | 8.6 |  | 1 | 1988 | NG |  | N | Y | Y | IPP CHP |  |  |  |  | N | [57 empty] | GAS | [39 empty] | 0 | 0 | 10.4
3040 | City of Carmi | 937 | Carmi | IL | White | 10 | IC | OP | 1.7 | 1.6 | 1.6 |  | 88 | 1958 | NG | DFO | Y | Y | N | Electric Utility | [62 empty] | GAS | [39 empty] | 1.1659 | 0.0016829 | 10.4
3040 | City of Carmi | 937 | Carmi | IL | White | 11 | IC | OP | 2.7 | 2.7 | 2.7 |  | 88 | 1963 | NG | DFO | Y | Y | N | Electric Utility | [62 empty] | GAS | [39 empty] | 1.1659 | 0.0016829 | 10.4
3040 | City of Carmi | 937 | Carmi | IL | White | 12 | IC | OP | 2 | 1.8 | 1.8 |  | 88 | 1967 | NG | DFO | Y | Y | N | Electric Utility | [62 empty] | GAS | [39 empty] | 1.1659 | 0.0016829 | 10.4
3040 | City of Carmi | 937 | Carmi | IL | White | 13 | IC | OP | 4.4 | 4.3 | 4.3 |  | 88 | 1973 | NG | DFO | Y | Y | N | Electric Utility |  |  |  |  | N | [57 empty] | GAS | [39 empty] | 1.1659 | 0.0016829 | 10.4
3040 | City of Carmi | 937 | Carmi | IL | White | 6 | IC | OP | 0.7 | 0.5 | 0.5 |  | 88 | 1939 | DFO |  | N | Y | N | Electric Utility |  |  |  |  | N | [57 empty] | LIQUID | [39 empty] | 0.7385 | 0.025484 | 12.5895
3040 | City of Carmi | 937 | Carmi | IL | White | 7 | IC | OP | 1.1 | 0.9 | 0.9 |  | 88 | 1948 | DFO |  | N | Y | N | Electric Utility | [62 empty] | LIQUID | [39 empty] | 0.7385 | 0.025484 | 12.5895
3040 | City of Carmi | 937 | Carmi | IL | White | 8 | IC | OP | 1.4 | 1.2 | 1.2 |  | 88 | 1951 | NG | DFO | Y | Y | N | Electric Utility | [62 empty] | GAS | [39 empty] | 1.1659 | 0.0016829 | 10.4
3040 | City of Carmi | 937 | Carmi | IL | White | 9 | IC | OP | 1.7 | 1.5 | 1.5 |  | 88 | 1958 | NG | DFO | Y | Y | N | Electric Utility | [62 empty] | GAS | [39 empty] | 1.1659 | 0.0016829 | 10.4
3046 | Progress Energy Carolinas Inc | 2706 | Asheville | NC | Buncombe | 1 | ST | OP | 206.6 | 191 | 196 |  | 5 | 1964 | BIT |  | N | Y | N | Electric Utility |  |  |  |  | N |  |  | Y |  |  |  | 1B | 2005 | 442000 | [16 empty] | OP | SP |  |  |  | LS |  |  |  | N | 3.1 | 97 | 4960 | 583854 | 100 | OP | EK |  |  | 6 |  | 0.7 | 1.3 |  |  | 99.8 | 54 | 700000 | OP | OV | SR | OT | COAL | NC | Asheville | 2706 | 1 | 2010 |  | ARP, CAIRNOX, CAIROS, CAIRSO2 | 8246.75 | 12 | 1376483.25 |  | 849.853 | 0.0699 | 450.516 | 1320618.25 | 12873882.45 | 4 | Southeastern Electric Reliability Council | Buncombe | Electric Utility | 4911 | Electric Services | 35.4714 | -82.5431 | Carolina Power & Light Company (Owner/Operator) | Phase 2 | Phase II Group 1 | Operating | Dry bottom wall-fired boiler | Coal | Diesel Oil | Wet Lime FGD | Low NOx Burner Technology (Dry Bottom only) | Electrostatic Precipitator | 2596 | 9.2522 | COAL | 211 | 1961.7347 | 0.0699 | 0.13203 | 9.2522
3046 | Progress Energy Carolinas Inc | 2706 | Asheville | NC | Buncombe | 2 | ST | OP | 207 | 185 | 187 |  | 5 | 1971 | BIT |  | N | Y | N | Electric Utility |  |  |  |  | N |  |  | Y |  |  |  | 2B | 2000 | 381000 | [16 empty] | OP | BR |  |  |  | LS |  |  |  | N | 1 | 97 | 4800 | 628000 | 100 | OP | EC |  |  | 20 |  | 1 |  |  |  | 99.8 | 56 | 660866 |  |  |  |  | COAL | NC | Asheville | 2706 | 2 | 2010 |  | ARP, CAIRNOX, CAIROS, CAIRSO2 | 8169.25 | 12 | 1248811 |  | 1144.552 | 0.1038 | 607.522 | 1201721.55 | 11714112.9 | 4 | Southeastern Electric Reliability Council | Buncombe | Electric Utility | 4911 | Electric Services | 35.4714 | -82.5431 | Carolina Power & Light Company (Owner/Operator) | Phase 2 | Phase II Group 1 | Operating | Dry bottom wall-fired boiler | Coal | Diesel Oil | Wet Lime FGD | Low NOx Burner Technology (Dry Bottom only) Overfire Air Selective Catalytic Reduction | Electrostatic Precipitator | 2326 | 9.2122 | COAL | 209 | 1941.1765 | 0.1038 | 0.19541 | 9.2122
3046 | Progress Energy Carolinas Inc | 2706 | Asheville | NC | Buncombe | GT1 | GT | OP | 211.7 | 164 | 182 |  | 6 | 1999 | NG | DFO | Y | Y | N | Electric Utility | [62 empty] | GAS | NC | Asheville | 2706 | 3 | 2010 |  | ARP, CAIRNOX, CAIROS, CAIRSO2 | 731.25 | 12 | 59737.5 |  | 2.748 | 0.1145 | 43.854 | 53772.525 | 759089.375 | 4 | Southeastern Electric Reliability Council | Buncombe | Electric Utility | 4911 | Electric Services | 35.4714 | -82.5431 | Carolina Power & Light Company (Owner/Operator) | Phase 2 |  | Operating | Combustion turbine | Pipeline Natural Gas | Diesel Oil |  | Water Injection |  | 2026 | 11.0193 | GAS | 185 | -8.2418 | 0.1145 | 0.0072403 | 11.0193
3046 | Progress Energy Carolinas Inc | 2706 | Asheville | NC | Buncombe | GT2 | GT | OP | 211.8 | 160 | 180 |  | 6 | 2000 | NG | DFO | Y | Y | N | Electric Utility | [62 empty] | GAS | NC | Asheville | 2706 | 3 | 2010 |  | ARP, CAIRNOX, CAIROS, CAIRSO2 | 731.25 | 12 | 59737.5 |  | 2.748 | 0.1145 | 43.854 | 53772.525 | 759089.375 | 4 | Southeastern Electric Reliability Council | Buncombe | Electric Utility | 4911 | Electric Services | 35.4714 | -82.5431 | Carolina Power & Light Company (Owner/Operator) | Phase 2 |  | Operating | Combustion turbine | Pipeline Natural Gas | Diesel Oil |  | Water Injection |  | 2026 | 11.0193 | GAS | 185 | -13.8889 | 0.1145 | 0.0072403 | 11.0193
3046 | Progress Energy Carolinas Inc | 2707 | Blewett | NC | Anson | 1 | HY | OP | 3.2 | 3 | 4 |  | 6 | 1912 | WAT |  | N | Y | N | Electric Utility |  |  |  |  | N | [57 empty] | N/A | [39 empty] | 0 | 0 | 10.4
3046 | Progress Energy Carolinas Inc | 2707 | Blewett | NC | Anson | 2 | HY | OP | 3.2 | 3 | 4 |  | 6 | 1912 | WAT |  | N | Y | N | Electric Utility |  |  |  |  | N | [57 empty] | N/A | [39 empty] | 0 | 0 | 10.4
3046 | Progress Energy Carolinas Inc | 2707 | Blewett | NC | Anson | 3 | HY | OP | 3.2 | 4 | 4 |  | 6 | 1912 | WAT |  | N | Y | N | Electric Utility |  |  |  |  | N | [57 empty] | N/A | [39 empty] | 0 | 0 | 10.4
3046 | Progress Energy Carolinas Inc | 2707 | Blewett | NC | Anson | GT1 | GT | OP | 17.5 | 13 | 17 |  | 5 | 1971 | DFO |  | N | Y | N | Electric Utility | [62 empty] | LIQUID | NC | Blewett | 2707 | 1 | 2010 |  | CAIRNOX, CAIROS, CAIRSO2 | 24 | 12 | 0 |  | 1.663 | 1.1999 | 3.989 | 538 | 6648 | 4 |  | Anson | Electric Utility |  |  | 34.9815 | -79.8771 | Carolina Power & Light Company (Owner/Operator) |  |  | Operating | Combustion turbine | Diesel Oil |  |  |  |  | 277 | 10.4 | LIQUID | 26.6346 | 216.629 | 1.1999 | 0.5003 | 13.731
3046 | Progress Energy Carolinas Inc | 2707 | Blewett | NC | Anson | GT2 | GT | OP | 17.5 | 13 | 17 |  | 5 | 1971 | DFO |  | N | Y | N | Electric Utility | [62 empty] | LIQUID | NC | Blewett | 2707 | 2 | 2010 |  | CAIRNOX, CAIROS, CAIRSO2 | 24.4 | 12 | 0 |  | 1.69 | 1.1998 | 4.055 | 546.9 | 6758.8 | 4 |  | Anson | Electric Utility |  |  | 34.9815 | -79.8771 | Carolina Power & Light Company (Owner/Operator) |  |  | Operating | Combustion turbine | Diesel Oil |  |  |  |  | 277 | 10.4 | LIQUID | 26.6346 | 216.629 | 1.1998 | 0.50009 | 13.731
3046 | Progress Energy Carolinas Inc | 2707 | Blewett | NC | Anson | GT3 | GT | OP | 17.5 | 13 | 18 |  | 5 | 1971 | DFO |  | N | Y | N | Electric Utility | [62 empty] | LIQUID | NC | Blewett | 2707 | 3 | 2010 |  | CAIRNOX, CAIROS, CAIRSO2 | 25.2 | 12 | 0 |  | 1.746 | 1.1997 | 4.188 | 564.4 | 6980.4 | 4 |  | Anson | Electric Utility |  |  | 34.9815 | -79.8771 | Carolina Power & Light Company (Owner/Operator) |  |  | Operating | Combustion turbine | Diesel Oil |  |  |  |  | 277 | 10.4 | LIQUID | 26.6346 | 260.1496 | 1.1997 | 0.50026 | 13.731
3046 | Progress Energy Carolinas Inc | 2707 | Blewett | NC | Anson | GT4 | GT | OP | 17.5 | 13 | 17 |  | 7 | 1971 | DFO |  | N | Y | N | Electric Utility | [62 empty] | LIQUID | NC | Blewett | 2707 | 4 | 2010 |  | CAIRNOX, CAIROS, CAIRSO2 | 23.6 | 12 | 0 |  | 1.635 | 1.1998 | 3.922 | 529 | 6537.2 | 4 |  | Anson | Electric Utility |  |  | 34.9815 | -79.8771 | Carolina Power & Light Company (Owner/Operator) |  |  | Operating | Combustion turbine | Diesel Oil |  |  |  |  | 277 | 10.4 | LIQUID | 26.6346 | 216.629 | 1.1998 | 0.50021 | 13.731
3046 | Progress Energy Carolinas Inc | 2708 | Cape Fear | NC | Chatham | 1 | CA | OP | 15 | 11 | 12 |  | 12 | 1923 | DFO |  | N | Y | N | Electric Utility |  |  |  |  | N | [53 empty] | ¦¦OP | ¦¦OV | ¦¦SR | ¦¦OT | LIQUID | [39 empty] | 0 | 0 | 10.4
3046 | Progress Energy Carolinas Inc | 2708 | Cape Fear | NC | Chatham | 1A | CT | OP | 18 | 11 | 14 |  | 6 | 1969 | DFO |  | N | Y | N | Electric Utility |  |  |  |  | N | [57 empty] | LIQUID | NC | Cape Fear | 2708 | 1A | 2010 |  | CAIRNOX, CAIROS, CAIRSO2 | 46.4 | 12 | 0 |  | 3.214 | 1.1999 | 7.712 | 1039.8 | 12852.8 | 4 | Southeastern Electric Reliability Council | Chatham | Electric Utility | 4911 | Electric Services | 35.595 | -79.0492 | Carolina Power & Light Company (Owner/Operator) |  |  | Operating | Combined cycle | Diesel Oil |  |  |  |  | 277 | 10.4 | LIQUID | 26.6346 | 1548.7637 | 1.1999 | 0.50012 | 12.7486
3046 | Progress Energy Carolinas Inc | 2708 | Cape Fear | NC | Chatham | 1B | CT | OP | 18 | 12 | 13 |  | 6 | 1969 | DFO |  | N | Y | N | Electric Utility |  |  |  |  | N | [57 empty] | LIQUID | NC | Cape Fear | 2708 | 1B | 2010 |  | CAIRNOX, CAIROS, CAIRSO2 | 55.5 | 12 | 0 |  | 3.844 | 1.1999 | 9.224 | 1243.6 | 15373.5 | 4 | Southeastern Electric Reliability Council | Chatham | Electric Utility | 4911 | Electric Services | 35.595 | -79.0492 | Carolina Power & Light Company (Owner/Operator) |  |  | Operating | Combined cycle | Diesel Oil |  |  |  |  | 277 | 10.4 | LIQUID | 26.6346 | 1475.5917 | 1.1999 | 0.50008 | 12.7486
3046 | Progress Energy Carolinas Inc | 2708 | Cape Fear | NC | Chatham | 2 | CA | OP | 15 | 7 | 12 |  | 10 | 1924 | DFO |  | N | Y | N | Electric Utility |  |  |  |  | N | [53 empty] | ¦¦OP | ¦¦OV | ¦¦SR | ¦¦OT | LIQUID | [39 empty] | 0 | 0 | 10.4
3046 | Progress Energy Carolinas Inc | 2708 | Cape Fear | NC | Chatham | 2A | CT | OP | 18 | 12 | 14 |  | 6 | 1969 | DFO |  | N | Y | N | Electric Utility |  |  |  |  | N | [57 empty] | LIQUID | NC | Cape Fear | 2708 | 2A | 2010 |  | CAIRNOX, CAIROS, CAIRSO2 | 49.2 | 12 | 0 |  | 3.408 | 1.1999 | 8.177 | 1102.8 | 13628.4 | 4 | Southeastern Electric Reliability Council | Chatham | Electric Utility | 4911 | Electric Services | 35.595 | -79.0492 | Carolina Power & Light Company (Owner/Operator) |  |  | Operating | Combined cycle | Diesel Oil |  |  |  |  | 277 | 10.4 | LIQUID | 26.6346 | 1548.7637 | 1.1999 | 0.50013 | 12.7486
3046 | Progress Energy Carolinas Inc | 2708 | Cape Fear | NC | Chatham | 2B | CT | OP | 18 | 11 | 14 |  | 6 | 1969 | DFO |  | N | Y | N | Electric Utility |  |  |  |  | N | [57 empty] | LIQUID | NC | Cape Fear | 2708 | 2B | 2010 |  | CAIRNOX, CAIROS, CAIRSO2 | 53.6 | 12 | 0 |  | 3.712 | 1.2 | 8.908 | 1201.3 | 14847.2 | 4 | Southeastern Electric Reliability Council | Chatham | Electric Utility | 4911 | Electric Services | 35.595 | -79.0492 | Carolina Power & Light Company (Owner/Operator) |  |  | Operating | Combined cycle | Diesel Oil |  |  |  |  | 277 | 10.4 | LIQUID | 26.6346 | 1548.7637 | 1.2 | 0.50003 | 12.7486
3046 | Progress Energy Carolinas Inc | 2708 | Cape Fear | NC | Chatham | 5 | ST | OP | 140.6 | 144 | 148 |  | 12 | 1956 | BIT |  | N | Y | N | Electric Utility |  |  |  | 2013 | N | Y | [5 empty] | 5 | 1956 | 283000 | [31 empty] | OP | EK |  |  | 16 |  | 0.7 |  |  |  | 99.7 | 35 | 536000 |  |  |  |  | COAL | NC | Cape Fear | 2708 | 5 | 2010 |  | ARP, CAIRNOX, CAIROS, CAIRSO2 | 7899.5 | 12 | 1003048.25 |  | 5512.109 | 0.3134 | 1182.754 | 779121.375 | 7595445.35 | 4 | Southeastern Electric Reliability Council | Chatham | Electric Utility | 4911 | Electric Services | 35.595 | -79.0492 | Carolina Power & Light Company (Owner/Operator) | Phase 2 | Phase II Group 1 | Operating | Tangentially-fired | Coal | Diesel Oil |  | Overfire Air Selective Non-catalytic Reduction | Electrostatic Precipitator | 1643 | 7.4881 | COAL | 160 | 1959.4595 | 0.3134 | 1.4514 | 7.4881
3046 | Progress Energy Carolinas Inc | 2708 | Cape Fear | NC | Chatham | 6 | ST | OP | 187.9 | 172 | 175 |  | 7 | 1958 | BIT |  | N | Y | N | Electric Utility |  |  |  | 2013 | N | Y | [5 empty] | 6 | 1958 | 330000 | [31 empty] | OP | EK |  |  | 16.1 |  | 0.6 |  |  |  | 99.6 | 92 | 610000 |  |  |  |  | COAL | NC | Cape Fear | 2708 | 6 | 2010 |  | ARP, CAIRNOX, CAIROS, CAIRSO2 | 8049.25 | 12 | 1176732.25 |  | 7826.099 | 0.3129 | 1773.185 | 1150348.325 | 11213549.88 | 4 | Southeastern Electric Reliability Council | Chatham | Electric Utility | 4911 | Electric Services | 35.595 | -79.0492 | Carolina Power & Light Company (Owner/Operator) | Phase 2 | Phase II Group 1 | Operating | Tangentially-fired | Coal | Diesel Oil |  | Overfire Air Selective Non-catalytic Reduction | Electrostatic Precipitator | 1933 | 9.4945 | COAL | 187 | 1965.7143 | 0.3129 | 1.3958 | 9.4945
3046 | Progress Energy Carolinas Inc | 2709 | HF Lee Plant | NC | Wayne | 1 | ST | OP | 75 | 74 | 80 |  | 6 | 1952 | BIT |  | N | Y | N | Electric Utility |  |  |  | 2013 | N | Y | [5 empty] | 1 | 1993 | 298733 | 0.2 | 0.5 | 0.11 | PB | DP | NP | 1960 | 1978 | 2003 | MS | NC | [20 empty] | OP | EC |  |  | 14 |  | 0.7 |  |  |  | 99.3 | 49 | 290000 |  |  |  |  | COAL | NC | H F Lee Steam Electric Plant | 2709 | 1 | 2010 |  | ARP, CAIRNOX, CAIROS, CAIRSO2 | 7361.75 | 12 | 490361.75 |  | 2883.704 | 0.5332 | 1186.309 | 443487.05 | 4323411.675 | 4 | Southeastern Electric Reliability Council | Wayne | Electric Utility | 4911 | Electric Services | 35.3775 | -78.0875 | Carolina Power & Light Company (Owner/Operator) | Phase 2 | Phase II Group 1 | Operating | Tangentially-fired | Coal | Diesel Oil |  | Other | Electrostatic Precipitator | 919 | 8.7168 | COAL | 87 | 1956.25 | 0.5332 | 1.334 | 8.7168
3046 | Progress Energy Carolinas Inc | 2709 | HF Lee Plant | NC | Wayne | 2 | ST | OP | 75 | 68 | 80 |  | 5 | 1951 | BIT |  | N | Y | N | Electric Utility |  |  |  | 2013 | N | Y | [5 empty] | 2 | 1993 | 298733 | 0.15 | 0.5 | 0.11 | PB | DP | NP | 1968 | 1978 | 2003 | MS | NC | [20 empty] | OP | EW |  |  | 14 |  | 0.7 |  |  |  | 99.2 | 65 | 486000 |  |  |  |  | COAL | NC | H F Lee Steam Electric Plant | 2709 | 2 | 2010 |  | ARP, CAIRNOX, CAIROS, CAIRSO2 | 6994.5 | 12 | 419137.75 |  | 2901.599 | 0.342 | 792.902 | 456880.775 | 4455150.05 | 4 | Southeastern Electric Reliability Council | Wayne | Electric Utility | 4911 | Electric Services | 35.3775 | -78.0875 | Carolina Power & Light Company (Owner/Operator) | Phase 2 | Phase II Group 1 | Operating | Dry bottom wall-fired boiler | Coal | Diesel Oil |  | Low NOx Burner Technology (Dry Bottom only) | Electrostatic Precipitator | 1191 | 10.5031 | COAL | 86 | 1962.5 | 0.342 | 1.3026 | 10.5031
3046 | Progress Energy Carolinas Inc | 2709 | HF Lee Plant | NC | Wayne | 3 | ST | OP | 252.4 | 240 | 252 |  | 8 | 1962 | BIT |  | N | Y | N | Electric Utility |  |  |  | 2013 | N | Y | [5 empty] | 1 | 1998 | 372105 | 0.1 | 0.5 | 0.11 | PB | DP | NP | 1972 | 1978 | 2003 | MS | NC | [20 empty] | OP | EC |  |  | 14 |  | 0.7 |  |  |  | 99.4 | 133 | 780000 |  |  |  |  | COAL | NC | H F Lee Steam Electric Plant | 2709 | 3 | 2010 |  | ARP, CAIRNOX, CAIROS, CAIRSO2 | 8395 | 12 | 1678064.25 |  | 9744.091 | 0.3066 | 2345.933 | 1520897.625 | 14825114.18 | 4 | Southeastern Electric Reliability Council | Wayne | Electric Utility | 4911 | Electric Services | 35.3775 | -78.0875 | Carolina Power & Light Company (Owner/Operator) | Phase 2 | Phase II Group 1 | Operating | Dry bottom wall-fired boiler | Coal | Diesel Oil |  | Low NOx Burner Technology w/ Overfire Air | Electrostatic Precipitator | 3226 | 8.7988 | COAL | 269 | 1966.2698 | 0.3066 | 1.3145 | 8.7988
3046 | Progress Energy Carolinas Inc | 2709 | HF Lee Plant | NC | Wayne | GT1 | GT | OP | 16.3 | 12 | 15 |  | 3 | 1968 | DFO |  | N | Y | N | Electric Utility | [62 empty] | LIQUID | NC | H F Lee Steam Electric Plant | 2709 | 7 | 2010 |  | CAIRNOX, CAIROS, CAIRSO2 | 37.01 | 12 | 37.35 |  | 4.21 | 1.2 | 10.104 | 1365.4 | 16839.7 | 4 | Southeastern Electric Reliability Council | Wayne | Electric Utility | 4911 | Electric Services | 35.3775 | -78.0875 | Carolina Power & Light Company (Owner/Operator) |  |  | Operating | Combustion turbine | Diesel Oil |  |  |  |  | 455 | 16.7867 | LIQUID | 25 | -333.3333 | 1.2 | 0.50001 | 16.7867
3046 | Progress Energy Carolinas Inc | 2709 | HF Lee Plant | NC | Wayne | GT2 | GT | OP | 29.9 | 21 | 27 |  | 5 | 1971 | DFO |  | N | Y | N | Electric Utility | [62 empty] | LIQUID | NC | H F Lee Steam Electric Plant | 2709 | 7 | 2010 |  | CAIRNOX, CAIROS, CAIRSO2 | 37.01 | 12 | 37.35 |  | 4.21 | 1.2 | 10.104 | 1365.4 | 16839.7 | 4 | Southeastern Electric Reliability Council | Wayne | Electric Utility | 4911 | Electric Services | 35.3775 | -78.0875 | Carolina Power & Light Company (Owner/Operator) |  |  | Operating | Combustion turbine | Diesel Oil |  |  |  |  | 455 | 16.7867 | LIQUID | 25 | -40 | 1.2 | 0.50001 | 16.7867
3046 | Progress Energy Carolinas Inc | 2709 | HF Lee Plant | NC | Wayne | GT3 | GT | OP | 29.9 | 21 | 27 |  | 8 | 1971 | DFO |  | N | Y | N | Electric Utility | [62 empty] | LIQUID | NC | H F Lee Steam Electric Plant | 2709 | 7 | 2010 |  | CAIRNOX, CAIROS, CAIRSO2 | 37.01 | 12 | 37.35 |  | 4.21 | 1.2 | 10.104 | 1365.4 | 16839.7 | 4 | Southeastern Electric Reliability Council | Wayne | Electric Utility | 4911 | Electric Services | 35.3775 | -78.0875 | Carolina Power & Light Company (Owner/Operator) |  |  | Operating | Combustion turbine | Diesel Oil |  |  |  |  | 455 | 16.7867 | LIQUID | 25 | -40 | 1.2 | 0.50001 | 16.7867
3046 | Progress Energy Carolinas Inc | 2709 | HF Lee Plant | NC | Wayne | GT4 | GT | OP | 29.9 | 21 | 27 |  | 8 | 1971 | DFO |  | N | Y | N | Electric Utility | [62 empty] | LIQUID | NC | H F Lee Steam Electric Plant | 2709 | 7 | 2010 |  | CAIRNOX, CAIROS, CAIRSO2 | 37.01 | 12 | 37.35 |  | 4.21 | 1.2 | 10.104 | 1365.4 | 16839.7 | 4 | Southeastern Electric Reliability Council | Wayne | Electric Utility | 4911 | Electric Services | 35.3775 | -78.0875 | Carolina Power & Light Company (Owner/Operator) |  |  | Operating | Combustion turbine | Diesel Oil |  |  |  |  | 455 | 16.7867 | LIQUID | 25 | -40 | 1.2 | 0.50001 | 16.7867
3046 | Progress Energy Carolinas Inc | 2712 | Roxboro | NC | Person | 1 | ST | OP | 410.8 | 364 | 374 |  | 5 | 1966 | BIT |  | N | Y | N | Electric Utility | [5 empty] | Y | [5 empty] | 1 | 1966 | 580000 | [16 empty] | OP | BR |  |  |  | LS |  |  |  | N | 1 | 97 | 2600 | 1100000 | 100 | OP | EC |  |  | 9 |  | 1 |  |  |  | 99.7 | 88 | 1360000 |  |  |  |  | COAL | NC | Roxboro | 2712 | 1 | 2010 |  | ARP, CAIRNOX, CAIROS, CAIRSO2 | 8289.5 | 12 | 2844127.75 |  | 2139.586 | 0.0937 | 1200.076 | 2739954.05 | 26707158.3 | 4 | Southeastern Electric Reliability Council | Person | Electric Utility | 4911 | Electric Services | 36.4833 | -79.0731 | Carolina Power & Light Company (Owner/Operator) | Phase 2 | Phase II Group 1 | Operating | Dry bottom wall-fired boiler | Coal | Residual Oil | Wet Lime FGD | Overfire Air Low NOx Burner Technology (Dry Bottom only) Selective Catalytic Reduction | Electrostatic Precipitator | 4722 | 9.3413 | COAL | 411 | 1950.5348 | 0.0937 | 0.16023 | 9.3413
3046 | Progress Energy Carolinas Inc | 2712 | Roxboro | NC | Person | 2 | ST | OP | 657 | 659 | 667 |  | 5 | 1968 | BIT |  | N | Y | N | Electric Utility | [5 empty] | Y | [5 empty] | 2 | 1968 | 991000 | [16 empty] | OP | BR |  |  |  | LS |  |  |  | N | 1 | 97 | 3800 | 1900000 | 100 | OP | EC |  |  | 19 |  | 0.7 |  |  |  | 99.7 | 195 | 2200000 |  |  |  |  | COAL | NC | Roxboro | 2712 | 2 | 2010 |  | ARP, CAIRNOX, CAIROS, CAIRSO2 | 6776.25 | 12 | 4152125.75 |  | 3071.327 | 0.067 | 1222.945 | 3958062.45 | 38583729.1 | 4 | Southeastern Electric Reliability Council | Person | Electric Utility | 4911 | Electric Services | 36.4833 | -79.0731 | Carolina Power & Light Company (Owner/Operator) | Phase 2 | Phase II Group 1 | Operating | Tangentially-fired | Coal | Residual Oil | Wet Lime FGD | Low NOx Burner Technology w/ Separated OFA Overfire Air Selective Catalytic Reduction | Electrostatic Precipitator | 7212 | 9.305 | COAL | 715 | 1964.018 | 0.067 | 0.1592 | 9.2925
3046 | Progress Energy Carolinas Inc | 2712 | Roxboro | NC | Person | 3 | ST | OP | 745.2 | 696 | 698 |  | 7 | 1973 | BIT |  | N | Y | N | Electric Utility | [5 empty] | Y | [5 empty] | 3 | 1973 | 1185000 | [16 empty] | OP | BR |  |  |  | LS |  |  |  | N | 1 | 97 | 4700 | 2200000 | 100 | OP | EC |  |  | 16 |  | 0.7 |  |  |  | 99.3 | 177 | 2760000 |  |  |  |  | COAL | NC | Roxboro | 2712 | 2 | 2010 |  | ARP, CAIRNOX, CAIROS, CAIRSO2 | 6776.25 | 12 | 4152125.75 |  | 3071.327 | 0.067 | 1222.945 | 3958062.45 | 38583729.1 | 4 | Southeastern Electric Reliability Council | Person | Electric Utility | 4911 | Electric Services | 36.4833 | -79.0731 | Carolina Power & Light Company (Owner/Operator) | Phase 2 | Phase II Group 1 | Operating | Tangentially-fired | Coal | Residual Oil | Wet Lime FGD | Low NOx Burner Technology w/ Separated OFA Overfire Air Selective Catalytic Reduction | Electrostatic Precipitator | 7212 | 9.305 | COAL | 715 | 487.8223 | 0.067 | 0.1592 | 9.2925
3046 | Progress Energy Carolinas Inc | 2712 | Roxboro | NC | Person | 4 | ST | OP | 745.2 | 698 | 711 |  | 9 | 1980 | BIT |  | N | Y | N | Electric Utility | [5 empty] | Y | [5 empty] | 4 | 1980 | 1185000 | [16 empty] | OP | BR |  |  |  | LS |  |  |  | N | 1 | 97 | 4500 | 2200000 | 100 | OP | EW |  |  | 19 |  | 0.7 |  |  |  | 99.7 | 147 | 2158400 |  |  |  |  | COAL | NC | Roxboro | 2712 | 2 | 2010 |  | ARP, CAIRNOX, CAIROS, CAIRSO2 | 6776.25 | 12 | 4152125.75 |  | 3071.327 | 0.067 | 1222.945 | 3958062.45 | 38583729.1 | 4 | Southeastern Electric Reliability Council | Person | Electric Utility | 4911 | Electric Services | 36.4833 | -79.0731 | Carolina Power & Light Company (Owner/Operator) | Phase 2 | Phase II Group 1 | Operating | Tangentially-fired | Coal | Residual Oil | Wet Lime FGD | Low NOx Burner Technology w/ Separated OFA Overfire Air Selective Catalytic Reduction | Electrostatic Precipitator | 7212 | 9.305 | COAL | 715 | 497.1871 | 0.067 | 0.1592 | 9.2925
3046 | Progress Energy Carolinas Inc | 2713 | L V Sutton | NC | New Hanover | 1 | ST | OP | 112.5 | 97 | 98 |  | 8 | 1954 | BIT |  | N | Y | N | Electric Utility |  |  |  | 2013 | N | Y | [5 empty] | 1 | 1973 | 255000 | [31 empty] | OP | EW |  |  | 16 | 0.1 | 2.3 |  | 2.8 |  | 99.4 | 83 | 667800 | OP | LN | OV |  | COAL | NC | L V Sutton | 2713 | 1 | 2010 | CS0002 | ARP, CAIRNOX, CAIROS, CAIRSO2 | 7288.75 | 12 | 443298.25 |  | 3388.042 | 0.4391 | 1029.103 | 499145.964 | 4902751.775 | 4 | Southeastern Electric Reliability Council | New Hanover | Electric Utility | 4911 | Electric Services | 34.2824 | -77.9864 | Carolina Power & Light Company (Owner/Operator) | Phase 2 | Phase II Group 1 | Operating | Tangentially-fired | Coal | Diesel Oil |  | Other | Electrostatic Precipitator | 1400 | 10.6849 | COAL | 108 | 1948.9796 | 0.4391 | 1.3821 | 10.6849
3046 | Progress Energy Carolinas Inc | 2713 | L V Sutton | NC | New Hanover | 2 | ST | OP | 112.5 | 104 | 107 |  | 5 | 1955 | BIT |  | N | Y | N | Electric Utility |  |  |  | 2013 | N | Y | [5 empty] | 2 | 1973 | 255000 | [31 empty] | OP | EW |  |  | 16 | 0.1 | 2.3 |  | 2.8 |  | 99.5 | 87 | 665000 | OP | LN | OV |  | COAL | NC | L V Sutton | 2713 | 2 | 2010 | CS0002 | ARP, CAIRNOX, CAIROS, CAIRSO2 | 6769.25 | 12 | 476248.75 |  | 3579.355 | 0.4357 | 1086.887 | 528785.639 | 5154616.075 | 4 | Southeastern Electric Reliability Council | New Hanover | Electric Utility | 4911 | Electric Services | 34.2824 | -77.9864 | Carolina Power & Light Company (Owner/Operator) | Phase 2 | Phase II Group 1 | Operating | Dry bottom wall-fired boiler | Coal | Diesel Oil |  | Low NOx Burner Technology (Dry Bottom only) | Electrostatic Precipitator | 1400 | 10.5639 | COAL | 115 | 1962.6168 | 0.4357 | 1.3888 | 10.5639
3046 | Progress Energy Carolinas Inc | 2713 | L V Sutton | NC | New Hanover | 3 | ST | OP | 446.6 | 374 | 411 |  | 6 | 1972 | BIT |  | N | Y | N | Electric Utility |  |  |  | 2013 | N | Y | [5 empty] | 3 | 1972 | 460000 | [31 empty] | OP | EC |  |  | 16 | 0.1 | 1.8 |  | 2.7 |  | 99.3 | 370 | 1500000 | OP | LN | OV |  | COAL | NC | L V Sutton | 2713 | 3 | 2010 |  | ARP, CAIRNOX, CAIROS, CAIRSO2 | 6845.25 | 12 | 1831739.25 |  | 11861.007 | 0.3302 | 2810.832 | 1723592.1 | 16806162.7 | 4 | Southeastern Electric Reliability Council | New Hanover | Electric Utility | 4911 | Electric Services | 34.2824 | -77.9864 | Carolina Power & Light Company (Owner/Operator) | Phase 2 | Phase II Group 1 | Operating | Dry bottom wall-fired boiler | Coal | Diesel Oil, Residual Oil |  | Low NOx Burner Technology w/ Overfire Air Selective Non-catalytic Reduction | Electrostatic Precipitator | 4962 | 9.1039 | COAL | 425 | 1982.9684 | 0.3302 | 1.4115 | 9.1039
3046 | Progress Energy Carolinas Inc | 2713 | L V Sutton | NC | New Hanover | GT1 | GT | OP | 16.3 | 11 | 14 |  | 2 | 1968 | DFO |  | N | Y | N | Electric Utility |  |  |  |  | N | [57 empty] | LIQUID | [39 empty] | 0.75325 | 0.30081 | 13.5459
3046 | Progress Energy Carolinas Inc | 2713 | L V Sutton | NC | New Hanover | GTA | GT | OP | 37.5 | 24 | 31 |  | 6 | 1969 | DFO |  | N | Y | N | Electric Utility |  |  |  |  | N | [57 empty] | LIQUID | NC | L V Sutton | 2713 | 2A | 2010 |  | CAIRNOX, CAIROS, CAIRSO2 | 26 | 12 | 0 |  | 3.101 | 1.1999 | 7.441 | 1004.4 | 12402 | 4 | Southeastern Electric Reliability Council | New Hanover | Electric Utility | 4911 | Electric Services | 34.2824 | -77.9864 | Carolina Power & Light Company (Owner/Operator) |  |  | Operating | Combustion turbine | Diesel Oil |  |  |  |  | 477 | 10.4 | LIQUID | 45.8654 | -239.7643 | 1.1999 | 0.50008 | 14.5282
3046 | Progress Energy Carolinas Inc | 2713 | L V Sutton | NC | New Hanover | GTB | GT | OP | 37.5 | 26 | 31 |  | 5 | 1969 | DFO |  | N | Y | N | Electric Utility | [62 empty] | LIQUID | NC | L V Sutton | 2713 | 2A | 2010 |  | CAIRNOX, CAIROS, CAIRSO2 | 26 | 12 | 0 |  | 3.101 | 1.1999 | 7.441 | 1004.4 | 12402 | 4 | Southeastern Electric Reliability Council | New Hanover | Electric Utility | 4911 | Electric Services | 34.2824 | -77.9864 | Carolina Power & Light Company (Owner/Operator) |  |  | Operating | Combustion turbine | Diesel Oil |  |  |  |  | 477 | 10.4 | LIQUID | 45.8654 | -239.7643 | 1.1999 | 0.50008 | 14.5282
3046 | Progress Energy Carolinas Inc | 2714 | Tillery | NC | Montgomery | 1 | HY | OP | 22 | 21 | 21 |  | 8 | 1928 | WAT |  | N | Y | N | Electric Utility | [62 empty] | N/A | [39 empty] | 0 | 0 | 10.4
3046 | Progress Energy Carolinas Inc | 2714 | Tillery | NC | Montgomery | 2 | HY | OP | 18 | 18 | 18 |  | 8 | 1928 | WAT |  | N | Y | N | Electric Utility | [62 empty] | N/A | [39 empty] | 0 | 0 | 10.4
3046 | Progress Energy Carolinas Inc | 2714 | Tillery | NC | Montgomery | 3 | HY | OP | 22 | 21 | 21 |  | 8 | 1928 | WAT |  | N | Y | N | Electric Utility | [62 empty] | N/A | [39 empty] | 0 | 0 | 10.4
3046 | Progress Energy Carolinas Inc | 2714 | Tillery | NC | Montgomery | 4 | HY | OP | 22 | 27 | 24 |  | 6 | 1960 | WAT |  | N | Y | N | Electric Utility | [62 empty] | N/A | [39 empty] | 0 | 0 | 10.4
3046 | Progress Energy Carolinas Inc | 2715 | Walters | NC | Haywood | 1 | HY | OP | 36 | 36 | 36 |  | 7 | 1930 | WAT |  | N | Y | N | Electric Utility | [62 empty] | N/A | [39 empty] | 0 | 0 | 10.4
3046 | Progress Energy Carolinas Inc | 2715 | Walters | NC | Haywood | 2 | HY | OP | 36 | 40 | 40 |  | 7 | 1930 | WAT |  | N | Y | N | Electric Utility | [62 empty] | N/A | [39 empty] | 0 | 0 | 10.4
3046 | Progress Energy Carolinas Inc | 2715 | Walters | NC | Haywood | 3 | HY | OP | 36 | 36 | 36 |  | 11 | 1930 | WAT |  | N | Y | N | Electric Utility | [62 empty] | N/A | [39 empty] | 0 | 0 | 10.4
3046 | Progress Energy Carolinas Inc | 2716 | W H Weatherspoon | NC | Robeson | GT1 | GT | OP | 39.7 | 33 | 41 |  | 5 | 1970 | DFO | NG | Y | Y | N | Electric Utility |  |  |  |  | N | [57 empty] | LIQUID | NC | W H Weatherspoon | 2716 | 4 | 2010 |  | CAIRNOX, CAIROS, CAIRSO2 | 28.4 | 12 | 0 |  | 4.069 | 1.2002 | 9.764 | 1317.5 | 16273.2 | 4 | Southeastern Electric Reliability Council | Robeson | Electric Utility | 4911 | Electric Services | 34.5889 | -78.975 | Carolina Power & Light Company (Owner/Operator) |  |  | Operating | Combustion turbine | Diesel Oil |  |  |  |  | 573 | 10.4 | LIQUID | 55.0962 | -171.9043 | 1.2002 | 0.50009 | 14.5338
3046 | Progress Energy Carolinas Inc | 2716 | W H Weatherspoon | NC | Robeson | GT2 | GT | OP | 39.7 | 32 | 41 |  | 5 | 1970 | DFO | NG | Y | Y | N | Electric Utility |  |  |  |  | N | [57 empty] | LIQUID | NC | W H Weatherspoon | 2716 | 4 | 2010 |  | CAIRNOX, CAIROS, CAIRSO2 | 28.4 | 12 | 0 |  | 4.069 | 1.2002 | 9.764 | 1317.5 | 16273.2 | 4 | Southeastern Electric Reliability Council | Robeson | Electric Utility | 4911 | Electric Services | 34.5889 | -78.975 | Carolina Power & Light Company (Owner/Operator) |  |  | Operating | Combustion turbine | Diesel Oil |  |  |  |  | 573 | 10.4 | LIQUID | 55.0962 | -171.9043 | 1.2002 | 0.50009 | 14.5338
3046 | Progress Energy Carolinas Inc | 2716 | W H Weatherspoon | NC | Robeson | GT3 | GT | OP | 48.6 | 34 | 41 |  | 4 | 1971 | DFO | NG | Y | Y | N | Electric Utility |  |  |  |  | N | [57 empty] | LIQUID | NC | W H Weatherspoon | 2716 | 4 | 2010 |  | CAIRNOX, CAIROS, CAIRSO2 | 28.4 | 12 | 0 |  | 4.069 | 1.2002 | 9.764 | 1317.5 | 16273.2 | 4 | Southeastern Electric Reliability Council | Robeson | Electric Utility | 4911 | Electric Services | 34.5889 | -78.975 | Carolina Power & Light Company (Owner/Operator) |  |  | Operating | Combustion turbine | Diesel Oil |  |  |  |  | 573 | 10.4 | LIQUID | 55.0962 | -171.9043 | 1.2002 | 0.50009 | 14.6981
3046 | Progress Energy Carolinas Inc | 2716 | W H Weatherspoon | NC | Robeson | GT4 | GT | OP | 48.6 | 32 | 41 |  | 4 | 1971 | DFO | NG | Y | Y | N | Electric Utility | [62 empty] | LIQUID | NC | W H Weatherspoon | 2716 | 4 | 2010 |  | CAIRNOX, CAIROS, CAIRSO2 | 28.4 | 12 | 0 |  | 4.069 | 1.2002 | 9.764 | 1317.5 | 16273.2 | 4 | Southeastern Electric Reliability Council | Robeson | Electric Utility | 4911 | Electric Services | 34.5889 | -78.975 | Carolina Power & Light Company (Owner/Operator) |  |  | Operating | Combustion turbine | Diesel Oil |  |  |  |  | 573 | 10.4 | LIQUID | 55.0962 | 328.0957 | 1.2002 | 0.50009 | 14.6981
3046 | Progress Energy Carolinas Inc | 3250 | Darlington County | SC | Darlington | 1 | GT | OP | 66.8 | 52 | 65 |  | 8 | 1974 | NG | DFO | Y | Y | N | Electric Utility | [62 empty] | GAS | SC | Darlington County | 3250 | 1 | 2010 |  | CAIRNOX, CAIROS, CAIRSO2 | 144.55 | 12 | 2273.1 |  | 0.246 | 0.4994 | 17.818 | 4422.1 | 74605.5 | 4 | Southeastern Electric Reliability Council | Darlington | Electric Utility | 4911 | Electric Services | 34.4185 | -80.1657 | Carolina Power & Light Company (Owner/Operator) |  |  | Operating | Combustion turbine | Pipeline Natural Gas | Diesel Oil |  |  |  | 964 | 12.6066 | GAS | 61 | 1967.2131 | 0.4994 | 0.0065947 | 12.6066
3046 | Progress Energy Carolinas Inc | 3250 | Darlington County | SC | Darlington | 10 | GT | OP | 65.8 | 51 | 67 |  | 8 | 1974 | DFO | WO | N | Y | N | Electric Utility | [62 empty] | LIQUID | SC | Darlington County | 3250 | 10 | 2010 |  | CAIRNOX, CAIROS, CAIRSO2 | 50.05 | 12 | 773.15 |  | 4.773 | 0.703 | 6.711 | 1546 | 19090.7 | 4 | Southeastern Electric Reliability Council | Darlington | Electric Utility | 4911 | Electric Services | 34.4185 | -80.1657 | Carolina Power & Light Company (Owner/Operator) |  |  | Operating | Combustion turbine | Diesel Oil |  |  |  |  | 964 | 15.8578 | LIQUID | 67 | 2000 | 0.703 | 0.50003 | 15.8578
3046 | Progress Energy Carolinas Inc | 3250 | Darlington County | SC | Darlington | 11 | GT | OP | 66.8 | 52 | 67 |  | 9 | 1974 | DFO | WO | N | Y | N | Electric Utility |  |  |  |  | N | [57 empty] | LIQUID | SC | Darlington County | 3250 | 6 | 2010 |  | CAIRNOX, CAIROS, CAIRSO2 | 37.05 | 12 | 535.25 |  | 2.928 | 0.7029 | 4.116 | 948.1 | 11711 | 4 | Southeastern Electric Reliability Council | Darlington | Electric Utility | 4911 | Electric Services | 34.4185 | -80.1657 | Carolina Power & Light Company (Owner/Operator) |  |  | Operating | Combustion turbine | Diesel Oil |  |  |  |  | 1200 | 15.7143 | LIQUID | 67 | 500 | 0.7029 | 0.50004 | 15.7143
3046 | Progress Energy Carolinas Inc | 3250 | Darlington County | SC | Darlington | 12 | GT | OP | 158 | 118 | 133 |  | 5 | 1997 | NG | DFO | Y | Y | N | Electric Utility |  |  |  |  | N | [57 empty] | GAS | SC | Darlington County | 3250 | 12 | 2010 |  | ARP, CAIRNOX, CAIROS, CAIRSO2 | 833.5 | 12 | 65031.25 |  | 1.25 | 0.0838 | 35.816 | 52237.3 | 855197.4 | 4 | Southeastern Electric Reliability Council | Darlington | Electric Utility | 4911 | Electric Services | 34.4185 | -80.1657 | Carolina Power & Light Company (Owner/Operator) | Phase 2 |  | Operating | Combustion turbine | Pipeline Natural Gas | Diesel Oil |  | Water Injection |  | 1965 | 12.5109 | GAS | 123 | 1959.3496 | 0.0838 | 0.0029233 | 12.5109
3046 | Progress Energy Carolinas Inc | 3250 | Darlington County | SC | Darlington | 13 | GT | OP | 158 | 116 | 133 |  | 6 | 1997 | NG | DFO | Y | Y | N | Electric Utility |  |  |  |  | N | [57 empty] | GAS | SC | Darlington County | 3250 | 13 | 2010 |  | ARP, CAIRNOX, CAIROS, CAIRSO2 | 847.5 | 12 | 59391.5 |  | 0.93 | 0.088 | 35.842 | 49433.775 | 815431 | 4 | Southeastern Electric Reliability Council | Darlington | Electric Utility | 4911 | Electric Services | 34.4185 | -80.1657 | Carolina Power & Light Company (Owner/Operator) | Phase 2 |  | Operating | Combustion turbine | Pipeline Natural Gas | Diesel Oil |  | Water Injection |  | 1850 | 12.2204 | GAS | 120 | 1945.8333 | 0.088 | 0.002281 | 12.2204
3046 | Progress Energy Carolinas Inc | 3250 | Darlington County | SC | Darlington | 2 | GT | OP | 65.8 | 48 | 67 |  | 8 | 1974 | DFO | WO | N | Y | N | Electric Utility | [62 empty] | LIQUID | SC | Darlington County | 3250 | 2 | 2010 |  | CAIRNOX, CAIROS, CAIRSO2 | 51.6 | 12 | 893.5 |  | 5.272 | 0.703 | 7.412 | 1708 | 21086.1 | 4 | Southeastern Electric Reliability Council | Darlington | Electric Utility | 4911 | Electric Services | 34.4185 | -80.1657 | Carolina Power & Light Company (Owner/Operator) |  |  | Operating | Combustion turbine | Diesel Oil |  |  |  |  | 1100 | 18.8262 | LIQUID | 65 | 1984.6154 | 0.703 | 0.50005 | 18.8262
3046 | Progress Energy Carolinas Inc | 3250 | Darlington County | SC | Darlington | 3 | GT | OP | 66.8 | 52 | 67 |  | 8 | 1974 | NG | DFO | Y | Y | N | Electric Utility | [62 empty] | GAS | SC | Darlington County | 3250 | 3 | 2010 |  | CAIRNOX, CAIROS, CAIRSO2 | 162.85 | 12 | 1783.95 |  | 0.488 | 0.4984 | 19.783 | 4878.3 | 81963.5 | 4 | Southeastern Electric Reliability Council | Darlington | Electric Utility | 4911 | Electric Services | 34.4185 | -80.1657 | Carolina Power & Light Company (Owner/Operator) |  |  | Operating | Combustion turbine | Pipeline Natural Gas | Diesel Oil |  |  |  | 1100 | 7.9228 | GAS | 57 | 1912.2807 | 0.4984 | 0.011908 | 7.9228
3046 | Progress Energy Carolinas Inc | 3250 | Darlington County | SC | Darlington | 4 | GT | OP | 65.8 | 52 | 66 |  | 8 | 1974 | DFO | WO | N | Y | N | Electric Utility | [62 empty] | LIQUID | SC | Darlington County | 3250 | 6 | 2010 |  | CAIRNOX, CAIROS, CAIRSO2 | 37.05 | 12 | 535.25 |  | 2.928 | 0.7029 | 4.116 | 948.1 | 11711 | 4 | Southeastern Electric Reliability Council | Darlington | Electric Utility | 4911 | Electric Services | 34.4185 | -80.1657 | Carolina Power & Light Company (Owner/Operator) |  |  | Operating | Combustion turbine | Diesel Oil |  |  |  |  | 1200 | 15.7143 | LIQUID | 67 | 492.4242 | 0.7029 | 0.50004 | 15.7143
3046 | Progress Energy Carolinas Inc | 3250 | Darlington County | SC | Darlington | 5 | GT | OP | 66.8 | 52 | 66 |  | 3 | 1975 | NG | DFO | Y | Y | N | Electric Utility | [62 empty] | GAS | SC | Darlington County | 3250 | 5 | 2010 |  | CAIRNOX, CAIROS, CAIRSO2 | 238.4 | 12 | 4449.8 |  | 0.179 | 0.4956 | 28.812 | 7181.5 | 121515.7 | 4 | Southeastern Electric Reliability Council | Darlington | Electric Utility | 4911 | Electric Services | 34.4185 | -80.1657 | Carolina Power & Light Company (Owner/Operator) |  |  | Operating | Combustion turbine | Pipeline Natural Gas | Diesel Oil |  |  |  | 1200 | 27.8752 | GAS | 52 | 1865.3846 | 0.4956 | 0.0029461 | 20
3046 | Progress Energy Carolinas Inc | 3250 | Darlington County | SC | Darlington | 6 | GT | OP | 65.8 | 45 | 67 |  | 8 | 1974 | DFO | WO | N | Y | N | Electric Utility | [62 empty] | LIQUID | SC | Darlington County | 3250 | 6 | 2010 |  | CAIRNOX, CAIROS, CAIRSO2 | 37.05 | 12 | 535.25 |  | 2.928 | 0.7029 | 4.116 | 948.1 | 11711 | 4 | Southeastern Electric Reliability Council | Darlington | Electric Utility | 4911 | Electric Services | 34.4185 | -80.1657 | Carolina Power & Light Company (Owner/Operator) |  |  | Operating | Combustion turbine | Diesel Oil |  |  |  |  | 1200 | 15.7143 | LIQUID | 67 | 2000 | 0.7029 | 0.50004 | 15.7143
3046 | Progress Energy Carolinas Inc | 3250 | Darlington County | SC | Darlington | 7 | GT | OP | 66.8 | 51 | 67 |  | 6 | 1975 | NG | DFO | Y | Y | N | Electric Utility | [62 empty] | GAS | SC | Darlington County | 3250 | 7 | 2010 |  | CAIRNOX, CAIROS, CAIRSO2 | 231.3 | 12 | 4310.2 |  | 0.098 | 0.475 | 28.632 | 7149 | 121071.7 | 4 | Southeastern Electric Reliability Council | Darlington | Electric Utility | 4911 | Electric Services | 34.4185 | -80.1657 | Carolina Power & Light Company (Owner/Operator) |  |  | Operating | Combustion turbine | Pipeline Natural Gas | Diesel Oil |  |  |  | 964 | 29.3759 | GAS | 64 | 1976.5625 | 0.475 | 0.0016189 | 20
3046 | Progress Energy Carolinas Inc | 3250 | Darlington County | SC | Darlington | 8 | GT | OP | 65.8 | 49 | 66 |  | 8 | 1974 | DFO | WO | N | Y | N | Electric Utility | [62 empty] | LIQUID | SC | Darlington County | 3250 | 8 | 2010 |  | CAIRNOX, CAIROS, CAIRSO2 | 45.85 | 12 | 618.25 |  | 4.287 | 0.703 | 6.027 | 1389.4 | 17146 | 4 | Southeastern Electric Reliability Council | Darlington | Electric Utility | 4911 | Electric Services | 34.4185 | -80.1657 | Carolina Power & Light Company (Owner/Operator) |  |  | Operating | Combustion turbine | Diesel Oil |  |  |  |  | 1100 | 15.6992 | LIQUID | 67 | 1992.4242 | 0.703 | 0.50006 | 15.6992
3046 | Progress Energy Carolinas Inc | 3250 | Darlington County | SC | Darlington | 9 | GT | OP | 66.8 | 52 | 59 |  | 9 | 1974 | DFO | WO | N | Y | N | Electric Utility | [62 empty] | LIQUID | SC | Darlington County | 3250 | 9 | 2010 |  | CAIRNOX, CAIROS, CAIRSO2 | 33.5 | 12 | 350.5 |  | 2.638 | 0.7031 | 3.708 | 854.1 | 10550 | 4 | Southeastern Electric Reliability Council | Darlington | Electric Utility | 4911 | Electric Services | 34.4185 | -80.1657 | Carolina Power & Light Company (Owner/Operator) |  |  | Operating | Combustion turbine | Diesel Oil |  |  |  |  | 1600 | 14.8519 | LIQUID | 107.7307 | 1587.0282 | 0.7031 | 0.50009 | 14.8519
3046 | Progress Energy Carolinas Inc | 3251 | H B Robinson | SC | Darlington | 1 | ST | OP | 206.6 | 177 | 179 |  | 5 | 1960 | BIT |  | N | Y | N | Electric Utility |  |  |  |  | N | Y | [5 empty] | 1 | 1960 | 290400 | 0.1 | 52581 | 0.86 | PB | DH | NP | 1980 | 1980 | 2000 | MS | SS | WA | [19 empty] | OP | EK |  |  | 16.1 |  | 0.7 |  |  |  | 99.1 | 92 | 580000 |  |  |  |  | COAL | SC | H B Robinson | 3251 | 1 | 2010 |  | ARP, CAIRNOX, CAIROS, CAIRSO2 | 8232.5 | 12 | 1076125.5 |  | 7771.682 | 0.4796 | 2233.464 | 1049278.6 | 10228467 | 4 | Southeastern Electric Reliability Council | Darlington | Electric Utility | 4911 | Electric Services | 34.4017 | -80.1589 | Carolina Power & Light Company (Owner/Operator) | Phase 2 | Phase II Group 1 | Operating | Tangentially-fired | Coal | Diesel Oil |  | Overfire Air | Electrostatic Precipitator | 2360 | 9.227 | COAL | 193 | 1960.8939 | 0.4796 | 1.5196 | 9.227
3046 | Progress Energy Carolinas Inc | 3251 | H B Robinson | SC | Darlington | 2 | ST | OP | 768.6 | 724 | 758 |  | 3 | 1971 | NUC |  | N | Y | N | Electric Utility |  |  |  |  | N | [57 empty] | N/A | [39 empty] | 0 | 0 | 10.4
3046 | Progress Energy Carolinas Inc | 3251 | H B Robinson | SC | Darlington | GT1 | GT | OP | 16.3 | 11 | 15 |  | 3 | 1968 | NG | DFO | N | Y | N | Electric Utility |  |  |  |  | N | [57 empty] | GAS | [39 empty] | 0.31429 | 0.0050261 | 11.684
3046 | Progress Energy Carolinas Inc | 6014 | Brunswick | NC | Brunswick | 1 | ST | OP | 1001.6 | 938 | 975 |  | 3 | 1977 | NUC |  | N | Y | N | Electric Utility |  |  |  |  | N | [57 empty] | N/A | [39 empty] | 0 | 0 | 10.4
3046 | Progress Energy Carolinas Inc | 6014 | Brunswick | NC | Brunswick | 2 | ST | OP | 1001.6 | 932 | 953 |  | 11 | 1975 | NUC |  | N | Y | N | Electric Utility | [62 empty] | N/A | [39 empty] | 0 | 0 | 10.4
3046 | Progress Energy Carolinas Inc | 6015 | Harris | NC | Wake | 1 | ST | OP | 950.9 | 900 | 936 |  | 5 | 1987 | NUC |  | N | Y | N | Electric Utility | [62 empty] | N/A | [39 empty] | 0 | 0 | 10.4
3046 | Progress Energy Carolinas Inc | 6250 | Mayo | NC | Person | 1 | ST | OP | 735.8 | 727 | 735 |  | 3 | 1983 | BIT |  | N | Y | N | Electric Utility | [5 empty] | Y | [5 empty] | 1 | 1983 | 1657500 | [16 empty] | OP | BR | [7 empty] | N |  | 97 | 4500 | 2200000 | 100 | OP | EW |  |  | 16 |  | 0.6 |  |  |  | 99.6 | 180 | 958000 |  |  |  |  | COAL | NC | Mayo | 6250 | 1A | 2010 | CS005A | ARP, CAIRNOX, CAIROS, CAIRSO2 | 8176.75 | 12 |  | 18891905.75 | 2772.103 | 0.0743 | 983.666 | 2712931.42 | 26442797.45 | 4 | Southeastern Electric Reliability Council | Person | Electric Utility | 4911 | Electric Services | 36.5278 | -78.8917 | NC Eastern Municipal Power Agency (Owner) Carolina Power & Light Company (Owner/Operator) | Phase 2 | Phase II Group 1 | Operating | Dry bottom wall-fired boiler | Coal | Diesel Oil | Wet Lime FGD | Low NOx Burner Technology (Dry Bottom only) | Electrostatic Precipitator | 4550 | 10.4 | COAL | 463.3678 | 206.8935 | 0.0743 | 0.20967 | 9.8967
3046 | Progress Energy Carolinas Inc | 7538 | Wayne County | NC | Wayne | 1 | GT | OP | 211.8 | 177 | 192 |  | 5 | 2000 | NG | DFO | Y | Y | N | Electric Utility | [62 empty] | GAS | [39 empty] | 0.057739 | 0.0012542 | 12.0613
3046 | Progress Energy Carolinas Inc | 7538 | Wayne County | NC | Wayne | 2 | GT | OP | 211.8 | 174 | 192 |  | 5 | 2000 | NG | DFO | Y | Y | N | Electric Utility | [62 empty] | GAS | [39 empty] | 0.057739 | 0.0012542 | 12.0613
3046 | Progress Energy Carolinas Inc | 7538 | Wayne County | NC | Wayne | 3 | GT | OP | 211.8 | 173 | 193 |  | 6 | 2000 | NG | DFO | Y | Y | N | Electric Utility | [62 empty] | GAS | [39 empty] | 0.057739 | 0.0012542 | 12.0613
3046 | Progress Energy Carolinas Inc | 7538 | Wayne County | NC | Wayne | 4 | GT | OP | 211.8 | 170 | 191 |  | 6 | 2000 | NG | DFO | Y | Y | N | Electric Utility | [62 empty] | GAS | [39 empty] | 0.057739 | 0.0012542 | 12.0613
3046 | Progress Energy Carolinas Inc | 7538 | Wayne County | NC | Wayne | 5 | GT | OP | 211.8 | 169 | 197 |  | 6 | 2009 | NG | DFO | Y | Y | N | Electric Utility | [62 empty] | GAS | [39 empty] | 0.017358 | 0.0003172 | 10.178
3046 | Progress Energy Carolinas Inc | 7805 | Sherwood H Smith Jr Energy Complex | NC | Richmond | 1 | GT | OP | 211.8 | 162 | 178 |  | 5 | 2001 | NG |  | N | Y | N | Electric Utility | [62 empty] | GAS | NC | Richmond County Plant | 7805 | 1 | 2010 |  | ARP, CAIRNOX, CAIROS, CAIRSO2 | 2502.5 | 12 | 329665.25 |  | 1.101 | 0.0424 | 66.399 | 217588.525 | 3661298.475 | 4 |  | Richmond | Electric Utility | 4911 | Electric Services | 34.8422 | -79.7444 | Carolina Power & Light Company (Owner/Operator) | Phase 2 |  | Operating | Combustion turbine | Pipeline Natural Gas | Diesel Oil |  | Dry Low NOx Burners Water Injection |  | 1953 | 10.8252 | GAS | 185 | 1980.3371 | 0.0424 | 0.000601 | 10.8252
3046 | Progress Energy Carolinas Inc | 7805 | Sherwood H Smith Jr Energy Complex | NC | Richmond | 2 | GT | OP | 211.8 | 167 | 183 |  | 5 | 2001 | NG |  | N | Y | N | Electric Utility | [62 empty] | GAS | NC | Richmond County Plant | 7805 | 2 | 2010 |  | ARP, CAIRNOX, CAIROS, CAIRSO2 | 2947.5 | 12 | 386973.75 |  | 1.301 | 0.0462 | 82.781 | 255814.375 | 4304345.525 | 4 |  | Richmond | Electric Utility | 4911 | Electric Services | 34.8422 | -79.7444 | Carolina Power & Light Company (Owner/Operator) | Phase 2 |  | Operating | Combustion turbine | Pipeline Natural Gas | Diesel Oil |  | Dry Low NOx Burners Water Injection |  | 1953 | 10.7745 | GAS | 188 | 1986.3388 | 0.0462 | 0.000605 | 10.7745
3046 | Progress Energy Carolinas Inc | 7805 | Sherwood H Smith Jr Energy Complex | NC | Richmond | 3 | GT | OP | 211.8 | 169 | 185 |  | 5 | 2001 | NG |  | N | Y | N | Electric Utility | [62 empty] | GAS | NC | Richmond County Plant | 7805 | 3 | 2010 |  | ARP, CAIRNOX, CAIROS, CAIRSO2 | 2593.25 | 12 | 346787 |  | 1.153 | 0.0443 | 70.365 | 226276.325 | 3807218.6 | 4 |  | Richmond | Electric Utility | 4911 | Electric Services | 34.8422 | -79.7444 | Carolina Power & Light Company (Owner/Operator) | Phase 2 |  | Operating | Combustion turbine | Pipeline Natural Gas | Diesel Oil |  | Dry Low NOx Burners Water Injection |  | 1953 | 10.6529 | GAS | 190 | 1986.4865 | 0.0443 | 0.000606 | 10.6529
3046 | Progress Energy Carolinas Inc | 7805 | Sherwood H Smith Jr Energy Complex | NC | Richmond | 4 | GT | OP | 211.8 | 163 | 186 |  | 5 | 2001 | NG |  | N | Y | N | Electric Utility | [62 empty] | GAS | NC | Richmond County Plant | 7805 | 4 | 2010 |  | ARP, CAIRNOX, CAIROS, CAIRSO2 | 2465.25 | 12 | 320406.5 |  | 1.092 | 0.0446 | 67.248 | 212824.7 | 3580802 | 4 |  | Richmond | Electric Utility | 4911 | Electric Services | 34.8422 | -79.7444 | Carolina Power & Light Company (Owner/Operator) | Phase 2 |  | Operating | Combustion turbine | Pipeline Natural Gas | Diesel Oil |  | Dry Low NOx Burners Water Injection |  | 1953 | 10.7661 | GAS | 191 | 1986.5591 | 0.0446 | 0.00061 | 10.7661
3046 | Progress Energy Carolinas Inc | 7805 | Sherwood H Smith Jr Energy Complex | NC | Richmond | 6 | GT | OP | 195.3 | 159 | 187 |  | 6 | 2002 | NG |  | N | Y | N | Electric Utility | [62 empty] | GAS | NC | Richmond County Plant | 7805 | 6 | 2010 |  | ARP, CAIRNOX, CAIROS, CAIRSO2 | 2447.5 | 12 | 311882 |  | 1.049 | 0.0434 | 63.884 | 206974.425 | 3482645.3 | 4 |  | Richmond | Electric Utility | 4911 | Electric Services | 34.8422 | -79.7444 | Carolina Power & Light Company (Owner/Operator) | Phase 2 |  | Operating | Combustion turbine | Pipeline Natural Gas | Diesel Oil |  | Dry Low NOx Burners Water Injection |  | 1953 | 10.7278 | GAS | 191 | 1989.3048 | 0.0434 | 0.000602 | 10.7278
3046 | Progress Energy Carolinas Inc | 7805 | Sherwood H Smith Jr Energy Complex | NC | Richmond | 7 | CT | OP | 195.3 | 151 | 180 | 1 | 6 | 2002 | NG |  | N | Y | N | Electric Utility | [62 empty] | GAS | NC | Richmond County Plant | 7805 | 7 | 2010 |  | ARP, CAIRNOX, CAIROS, CAIRSO2 | 7320 | 12 | 1020883.75 |  | 3.385 | 0.0089 | 44.277 | 670423.725 | 11281308.48 | 4 |  | Richmond | Electric Utility | 4911 | Electric Services | 34.8422 | -79.7444 | Carolina Power & Light Company (Owner/Operator) | Phase 2 |  | Operating | Combined cycle | Pipeline Natural Gas | Diesel Oil |  | Dry Low NOx Burners Water Injection Selective Catalytic Reduction |  | 1980 | 10.882 | GAS | 180 | 2000 | 0.0089 | 0.0006 | 10.882
3046 | Progress Energy Carolinas Inc | 2707 | Blewett | NC | Anson | 4 | HY | OP | 5 | 4 | 5 |  | 6 | 1912 | WAT |  | N | Y | N | Electric Utility | [62 empty] | N/A | [39 empty] | 0 | 0 | 10.4
3046 | Progress Energy Carolinas Inc | 2707 | Blewett | NC | Anson | 5 | HY | OP | 5 | 4 | 5 |  | 6 | 1912 | WAT |  | N | Y | N | Electric Utility | [62 empty] | N/A | [39 empty] | 0 | 0 | 10.4
3046 | Progress Energy Carolinas Inc | 2707 | Blewett | NC | Anson | 6 | HY | OP | 5 | 4 | 5 |  | 6 | 1912 | WAT |  | N | Y | N | Electric Utility | [62 empty] | N/A | [39 empty] | 0 | 0 | 10.4
3046 | Progress Energy Carolinas Inc | 2710 | Marshall | NC | Madison | HC1 | HY | OP | 2.5 | 2 | 2 |  | 1 | 1985 | WAT |  | N | Y | N | Electric Utility | [62 empty] | N/A | [39 empty] | 0 | 0 | 10.4
3046 | Progress Energy Carolinas Inc | 2710 | Marshall | NC | Madison | HC2 | HY | OP | 2.5 | 2 | 2 |  | 1 | 1985 | WAT |  | N | Y | N | Electric Utility | [62 empty] | N/A | [39 empty] | 0 | 0 | 10.4
3046 | Progress Energy Carolinas Inc | 2711 | Morehead | NC | Carteret | GT1 | GT | OP | 16.3 | 12 | 15 |  | 1 | 1968 | DFO |  | N | Y | N | Electric Utility |  |  |  |  | N | [57 empty] | LIQUID | [39 empty] | 0.74477 | 0.30779 | 13.4875
3046 | Progress Energy Carolinas Inc | 7805 | Sherwood H Smith Jr Energy Complex | NC | Richmond | 10 | CT | OP | 191.2 | 182 | 228 | 2 | 6 | 2011 | NG |  | N | Y | N | Electric Utility | [62 empty] | GAS | NC | Richmond County Plant | 7805 | 4 | 2010 |  | ARP, CAIRNOX, CAIROS, CAIRSO2 | 2465.25 | 12 | 320406.5 |  | 1.092 | 0.0446 | 67.248 | 212824.7 | 3580802 | 4 |  | Richmond | Electric Utility | 4911 | Electric Services | 34.8422 | -79.7444 | Carolina Power & Light Company (Owner/Operator) | Phase 2 |  | Operating | Combustion turbine | Pipeline Natural Gas | Diesel Oil |  | Dry Low NOx Burners Water Injection |  | 1953 | 10.7661 | GAS | 191 | 403.1414 | 0.0446 | 0.00061 | 10.7661
3046 | Progress Energy Carolinas Inc | 7805 | Sherwood H Smith Jr Energy Complex | NC | Richmond | 8 | CT | OP | 195.3 | 151 | 180 | 1 | 6 | 2002 | NG |  | N | Y | N | Electric Utility | [62 empty] | GAS | NC | Richmond County Plant | 7805 | 8 | 2010 |  | ARP, CAIRNOX, CAIROS, CAIRSO2 | 7237.75 | 12 | 1012142.5 |  | 3.363 | 0.0091 | 45.95 | 666177.275 | 11209827.1 | 4 |  | Richmond | Electric Utility | 4911 | Electric Services | 34.8422 | -79.7444 | Carolina Power & Light Company (Owner/Operator) | Phase 2 |  | Operating | Combined cycle | Pipeline Natural Gas | Diesel Oil |  | Dry Low NOx Burners Water Injection Selective Catalytic Reduction |  | 1980 | 10.9005 | GAS | 184 | 1988.8889 | 0.0091 | 0.0006 | 10.9005
3046 | Progress Energy Carolinas Inc | 7805 | Sherwood H Smith Jr Energy Complex | NC | Richmond | 9 | CT | OP | 191.2 | 182 | 228 | 2 | 6 | 2011 | NG |  | N | Y | N | Electric Utility | [62 empty] | GAS | NC | Richmond County Plant | 7805 | 4 | 2010 |  | ARP, CAIRNOX, CAIROS, CAIRSO2 | 2465.25 | 12 | 320406.5 |  | 1.092 | 0.0446 | 67.248 | 212824.7 | 3580802 | 4 |  | Richmond | Electric Utility | 4911 | Electric Services | 34.8422 | -79.7444 | Carolina Power & Light Company (Owner/Operator) | Phase 2 |  | Operating | Combustion turbine | Pipeline Natural Gas | Diesel Oil |  | Dry Low NOx Burners Water Injection |  | 1953 | 10.7661 | GAS | 191 | 403.1414 | 0.0446 | 0.00061 | 10.7661
3046 | Progress Energy Carolinas Inc | 7805 | Sherwood H Smith Jr Energy Complex | NC | Richmond | ST4 | CA | OP | 195.3 | 168 | 172 | 1 | 6 | 2002 | NG |  | N | Y | N | Electric Utility | [58 empty] | OP | LN | OV |  | GAS | [39 empty] | 0 | 0 | 10.4
3046 | Progress Energy Carolinas Inc | 7805 | Sherwood H Smith Jr Energy Complex | NC | Richmond | ST5 | CA | OP | 271 | 250 | 252 | 2 | 6 | 2011 | NG |  | N | Y | N | Electric Utility | [62 empty] | GAS | [39 empty] | 0 | 0 | 10.4
3057 | Catawba County | 55488 | Blackburn Landfill Co-Generation | NC | CATAWBA | BB1 | IC | OP | 1 | 1 | 1 |  | 9 | 1999 | LFG |  | N | Y | Y | IPP CHP |  |  |  |  | N | [57 empty] | GAS | [39 empty] | 1.1659 | 0.0016829 | 10.4
3057 | Catawba County | 55488 | Blackburn Landfill Co-Generation | NC | CATAWBA | BB2 | IC | OP | 1 | 1 | 1 |  | 12 | 1999 | LFG |  | N | Y | Y | IPP CHP |  |  |  |  | N | [57 empty] | GAS | [39 empty] | 1.1659 | 0.0016829 | 10.4
3057 | Catawba County | 55488 | Blackburn Landfill Co-Generation | NC | CATAWBA | BB3 | IC | OP | 0.9 | 0.9 | 0.9 |  | 3 | 2002 | LFG |  | N | Y | Y | IPP CHP |  |  |  |  | N | [57 empty] | GAS | [39 empty] | 1.1659 | 0.0016829 | 10.4
3082 | Carrollton Board of Public Wks | 2120 | Carrollton | MO | Carroll | 10 | IC | OP | 6.1 | 6 | 6 |  | 9 | 1972 | NG | DFO | Y | Y | N | Electric Utility |  |  |  |  | N | [57 empty] | GAS | [39 empty] | 1.1659 | 0.0016829 | 10.4
3082 | Carrollton Board of Public Wks | 2120 | Carrollton | MO | Carroll | 11 | IC | OP | 2 | 1.8 | 1.8 |  | 7 | 2001 | DFO |  | N | Y | N | Electric Utility |  |  |  |  | N | [57 empty] | LIQUID | [39 empty] | 0.7385 | 0.025484 | 12.5895
3082 | Carrollton Board of Public Wks | 2120 | Carrollton | MO | Carroll | 3 | IC | OP | 1.8 | 1.8 | 1.8 |  | 3 | 1947 | NG | DFO | Y | Y | N | Electric Utility |  |  |  |  | N | [57 empty] | GAS | [39 empty] | 1.1659 | 0.0016829 | 10.4
3082 | Carrollton Board of Public Wks | 2120 | Carrollton | MO | Carroll | 7 | IC | OP | 2.5 | 2.5 | 2.5 |  | 4 | 1959 | NG | DFO | Y | Y | N | Electric Utility |  |  |  |  | N | [57 empty] | GAS | [39 empty] | 1.1659 | 0.0016829 | 10.4
3082 | Carrollton Board of Public Wks | 2120 | Carrollton | MO | Carroll | 8 | IC | OP | 4.1 | 3.7 | 3.7 |  | 10 | 1966 | NG | DFO | Y | Y | N | Electric Utility |  |  |  |  | N | [57 empty] | GAS | [39 empty] | 1.1659 | 0.0016829 | 10.4
3082 | Carrollton Board of Public Wks | 2120 | Carrollton | MO | Carroll | 9 | IC | OP | 4.1 | 3.7 | 3.7 |  | 5 | 1970 | NG | DFO | Y | Y | N | Electric Utility |  |  |  |  | N | [57 empty] | GAS | [39 empty] | 1.1659 | 0.0016829 | 10.4
3084 | Carson Cogeneration Co | 10169 | Carson Cogeneration | CA | Los Angeles | GEN1 | CT | OP | 45.3 | 41.3 | 41.1 |  | 12 | 1989 | NG |  | N | Y | Y | IPP CHP |  |  |  |  | N | [57 empty] | GAS | CA | Carson Cogeneration Company | 10169 | D1 | 2010 |  | ARP | 7135.14 | 12 | 358687.28 |  | 0.868 | 0.0281 | 14.906 | 172006.348 | 2893953.788 | 9 |  | Los Angeles | Electric Utility |  |  | 33.8759 | -118.2491 | CMD Carson, LLC (Owner) General Electric Contractual Services (Operator) | Phase 2 |  | Operating | Combined cycle | Pipeline Natural Gas |  |  | Water Injection Selective Catalytic Reduction |  | 453 | 8.0249 | GAS | 55 | 330.9002 | 0.0281 | 0.0006 | 8.0249
3084 | Carson Cogeneration Co | 10169 | Carson Cogeneration | CA | Los Angeles | GEN2 | CA | OP | 10.5 | 8 | 8.1 |  | 1 | 1990 | NG |  | N | Y | Y | IPP CHP |  |  |  |  | N | [57 empty] | GAS | [39 empty] | 0 | 0 | 10.4
3102 | Mosaic Company | 10204 | Mosaic Co Tampa Facility | FL | Hillsborough | GEN1 | ST | OP | 35.4 | 34.4 | 34.4 |  | 8 | 1988 | WH | OTH | N | Y | Y | Industrial CHP |  |  |  |  | N | [57 empty] | N/A | [39 empty] | 0 | 0 | 10.4
3102 | Mosaic Company | 10204 | Mosaic Co Tampa Facility | FL | Hillsborough | GEN3 | ST | OP | 42.5 | 41.5 | 41.5 |  | 11 | 1999 | WH | OTH | N | Y | Y | Industrial CHP |  |  |  |  | N | [57 empty] | N/A | [39 empty] | 0 | 0 | 10.4
3102 | Mosaic Company | 50633 | Mosaic Co Martlow Facility | FL | Polk | GEN1 | ST | OP | 36.9 | 36 | 36 |  | 12 | 1985 | OTH | OTH | N | Y | Y | Industrial CHP |  |  |  |  | N | [57 empty] | N/A | [39 empty] | 0 | 0 | 10.4
3102 | Mosaic Company | 50633 | Mosaic Co Martlow Facility | FL | Polk | GEN2 | ST | OP | 45 | 44 | 44 |  | 8 | 1992 | OTH | OTH | N | Y | Y | Industrial CHP |  |  |  |  | N | [57 empty] | N/A | [39 empty] | 0 | 0 | 10.4
3103 | Cargill Inc | 10729 | Cargill Corn Wet Milling Plant | TN | Shelby | GEN1 | ST | OP | 25 | 10.3 | 10.3 |  | 5 | 1985 | BIT | NG | Y | Y | Y | Industrial CHP |  |  |  |  | N | Y |  | Y | N | [36 empty] | OP | BR¦¦BP | [5 empty] | 1.8 |  |  | 99.5 | 6 | 70000¦¦ 100000 |  |  |  |  | COAL | [39 empty] | 0.48338 | 0.64026 | 11.5963
3106 | Cargill Inc North America Sweetners | 10855 | Cargill Corn Milling Division | IA | Monroe | GEN2 | ST | OP | 20 | 18 | 18 |  | 12 | 1952 | SUB |  | N | N | Y | Industrial CHP |  |  |  |  | N |  |  | Y | [37 empty] | OP | BR |  |  | 5.3 |  | 0.3 |  |  |  | 99 | 10 | 415000 |  |  |  |  | COAL | [39 empty] | 0.42231 | 0.78216 | 12.8135
3113 | City of Carthage | 2121 | Carthage | MO | Jasper | 10 | IC | OP | 7 | 6 | 6 |  | 7 | 1965 | NG | DFO | N | N | N | Electric Utility |  |  |  |  | N | [57 empty] | GAS | [39 empty] | 1.1659 | 0.0016829 | 10.4
3113 | City of Carthage | 2121 | Carthage | MO | Jasper | 11 | IC | OP | 4.5 | 4 | 4 |  | 7 | 1970 | NG | DFO | N | N | N | Electric Utility |  |  |  |  | N | [57 empty] | GAS | [39 empty] | 1.1659 | 0.0016829 | 10.4
3113 | City of Carthage | 2121 | Carthage | MO | Jasper | 12 | IC | OP | 4.5 | 4 | 4 |  | 7 | 1971 | NG | DFO | N | N | N | Electric Utility |  |  |  |  | N | [57 empty] | GAS | [39 empty] | 1.1659 | 0.0016829 | 10.4
3113 | City of Carthage | 2121 | Carthage | MO | Jasper | 13 | IC | OP | 6 | 5.5 | 5.5 |  | 2 | 1976 | NG | DFO | N | N | N | Electric Utility |  |  |  |  | N | [57 empty] | GAS | [39 empty] | 1.1659 | 0.0016829 | 10.4
3113 | City of Carthage | 2121 | Carthage | MO | Jasper | 14 | IC | OP | 6 | 5.5 | 5.5 |  | 4 | 1976 | NG | DFO | N | N | N | Electric Utility |  |  |  |  | N | [57 empty] | GAS | [39 empty] | 1.1659 | 0.0016829 | 10.4
3113 | City of Carthage | 2121 | Carthage | MO | Jasper | 6 | IC | OP | 2.5 | 2 | 2 |  | 7 | 1946 | NG | DFO | N | N | N | Electric Utility |  |  |  |  | N | [57 empty] | GAS | [39 empty] | 1.1659 | 0.0016829 | 10.4
3113 | City of Carthage | 2121 | Carthage | MO | Jasper | 7 | IC | OP | 3 | 2.2 | 2.2 |  | 7 | 1949 | NG | DFO | N | N | N | Electric Utility |  |  |  |  | N | [57 empty] | GAS | [39 empty] | 1.1659 | 0.0016829 | 10.4
3113 | City of Carthage | 2121 | Carthage | MO | Jasper | 8 | IC | OP | 3.3 | 2.5 | 2.5 |  | 7 | 1952 | NG | DFO | N | N | N | Electric Utility |  |  |  |  | N | [57 empty] | GAS | [39 empty] | 1.1659 | 0.0016829 | 10.4
3113 | City of Carthage | 2121 | Carthage | MO | Jasper | 9 | IC | OP | 5 | 4 | 4 |  | 8 | 1957 | NG | DFO | N | N | N | Electric Utility |  |  |  |  | N | [57 empty] | GAS | [39 empty] | 1.1659 | 0.0016829 | 10.4
3123 | CDM Hydroelectric Co | 10028 | Felt Hydroelectric Plant | ID | Teton | GEN1 | HY | OP | 2.7 | 2.3 | 2.3 |  | 12 | 1985 | WAT |  | N | Y | N | IPP Non-CHP | [62 empty] | N/A | [39 empty] | 0 | 0 | 10.4
3123 | CDM Hydroelectric Co | 10028 | Felt Hydroelectric Plant | ID | Teton | GEN2 | HY | OP | 2.7 | 2.3 | 2.3 |  | 12 | 1985 | WAT |  | N | Y | N | IPP Non-CHP | [62 empty] | N/A | [39 empty] | 0 | 0 | 10.4
3131 | Carville Energy LLC | 55404 | Carville Energy LLC | LA | Iberville | CTG1 | CT | OP | 187 | 170 | 180 |  | 6 | 2003 | NG |  | N | Y | Y | IPP CHP |  |  |  |  | N | [57 empty] | GAS | LA | Carville Energy Center | 55404 | COG01 | 2010 |  | ARP, CAIRNOX, CAIROS, CAIRSO2 | 6520.06 | 12 | 1484265.8 |  | 3.347 | 0.0305 | 162.466 | 662984.826 | 11155975.76 | 6 |  | Iberville | Cogeneration |  |  | 30.2292 | -91.065 | Carville Energy, LLC (Owner) Calpine Operating Services Company, Inc. (Operator) | Phase 2 |  | Operating | Combined cycle | Pipeline Natural Gas |  |  | Dry Low NOx Burners |  | 2493 | 7.4954 | GAS | 268 | 255.5556 | 0.0305 | 0.0006 | 7.4954
3131 | Carville Energy LLC | 55404 | Carville Energy LLC | LA | Iberville | CTG2 | CT | OP | 187 | 170 | 180 |  | 6 | 2003 | NG |  | N | Y | Y | IPP CHP |  |  |  |  | N | [57 empty] | GAS | LA | Carville Energy Center | 55404 | COG02 | 2010 |  | ARP, CAIRNOX, CAIROS, CAIRSO2 | 5907.67 | 12 | 1557893.72 |  | 3.087 | 0.0333 | 164.693 | 611505.014 | 10289729.27 | 6 |  | Iberville | Cogeneration |  |  | 30.2292 | -91.065 | Carville Energy, LLC (Owner) Calpine Operating Services Company, Inc. (Operator) | Phase 2 |  | Operating | Combined cycle | Pipeline Natural Gas |  |  | Dry Low NOx Burners |  | 2493 | 6.5943 | GAS | 312 | 133.3333 | 0.0333 | 0.0006 | 9.498
3131 | Carville Energy LLC | 55404 | Carville Energy LLC | LA | Iberville | STG | CA | OP | 196 | 133 | 140 |  | 6 | 2003 | NG |  | N | Y | Y | IPP CHP |  |  |  |  | N | [6 empty] | STACK1¦¦STACK2 | 2003 | 671469 | [48 empty] | GAS | [39 empty] | 0 | 0 | 10.4
3137 | Cascade Municipal Utilities | 1129 | Cascade | IA | Jones | 1 | IC | OP | 0.7 | 0.7 | 0.7 |  | 2 | 1957 | DFO | NG | N | Y | N | Electric Utility |  |  |  |  | N | [57 empty] | LIQUID | [39 empty] | 0.7385 | 0.025484 | 12.5895
3137 | Cascade Municipal Utilities | 1129 | Cascade | IA | Jones | 2 | IC | OP | 2 | 1.9 | 2 |  | 12 | 1971 | DFO | NG | Y | Y | N | Electric Utility |  |  |  |  | N | [57 empty] | LIQUID | [39 empty] | 0.7385 | 0.025484 | 12.5895
3137 | Cascade Municipal Utilities | 1129 | Cascade | IA | Jones | 3A | IC | OP | 1.8 | 1.8 | 1.8 |  | 1 | 1998 | DFO |  | N | Y | N | Electric Utility |  |  |  |  | N | [57 empty] | LIQUID | [39 empty] | 0.7385 | 0.025484 | 12.5895
3137 | Cascade Municipal Utilities | 1129 | Cascade | IA | Jones | 4 | IC | OP | 0.7 | 0.5 | 0.6 |  | 4 | 1951 | DFO | NG | N | Y | N | Electric Utility |  |  |  |  | N | [57 empty] | LIQUID | [39 empty] | 0.7385 | 0.025484 | 12.5895
3156 | Village of Cashton | 4107 | Cashton | WI | Monroe | 6 | IC | OP | 2 | 2 | 2 |  | 1 | 2002 | DFO |  | N | Y | N | Electric Utility |  |  |  |  | N | [57 empty] | LIQUID | [39 empty] | 0.7385 | 0.025484 | 12.5895
3156 | Village of Cashton | 4107 | Cashton | WI | Monroe | 3 | IC | OP | 0.4 | 0.4 | 0.4 |  | 8 | 1932 | DFO |  | N | Y | N | Electric Utility |  |  |  |  | N | [57 empty] | LIQUID | [39 empty] | 0.7385 | 0.025484 | 12.5895
3156 | Village of Cashton | 4107 | Cashton | WI | Monroe | 5 | IC | OP | 1.1 | 1.1 | 1.1 |  | 1 | 1970 | NG | DFO | Y | Y | N | Electric Utility |  |  |  |  | N | [57 empty] | GAS | [39 empty] | 1.1659 | 0.0016829 | 10.4
3179 | Caterpillar Inc | 50935 | Caterpillar | IN | Tippecanoe | ET1 | IC | OP | 2 | 2 | 2 |  | 4 | 2011 | NG |  | N | Y | N | Industrial Non-CHP |  |  |  |  | N | [57 empty] | GAS | [39 empty] | 1.1659 | 0.0016829 | 10.4
3179 | Caterpillar Inc | 50935 | Caterpillar | IN | Tippecanoe | ET2 | IC | OP | 2 | 2 | 2 |  | 4 | 2011 | NG |  | N | Y | N | Industrial Non-CHP |  |  |  |  | N | [57 empty] | GAS | [39 empty] | 1.1659 | 0.0016829 | 10.4
3179 | Caterpillar Inc | 50935 | Caterpillar | IN | Tippecanoe | ET3 | IC | OP | 2.5 | 2.5 | 2.5 |  | 1 | 2011 | DFO |  | N | Y | N | Industrial Non-CHP |  |  |  |  | N | [57 empty] | LIQUID | [39 empty] | 0.7385 | 0.025484 | 12.5895
3203 | Cedar Falls Utilities | 1130 | Gas Turbine | IA | Black Hawk | 1 | GT | OP | 19.6 | 21.5 | 18.3 |  | 1 | 1968 | NG | DFO | Y | Y | N | Electric Utility |  |  |  |  | N | [57 empty] | GAS | [39 empty] | 0.25692 | 0.003637 | 12.3957
3203 | Cedar Falls Utilities | 1130 | Gas Turbine | IA | Black Hawk | 2 | GT | OP | 23.8 | 22.8 | 22.4 |  | 9 | 2000 | NG | DFO | Y | Y | N | Electric Utility |  |  |  |  | N | [57 empty] | GAS | [39 empty] | 0.11288 | 0.0014774 | 11.0673
3203 | Cedar Falls Utilities | 1131 | Streeter Station | IA | Black Hawk | 6 | ST | OP | 16.5 | 16.5 | 19.4 |  | 9 | 1963 | BIT | NG | Y | Y | N | Electric Utility |  |  |  |  | N | Y | [39 empty] | OP | MC |  |  | 8.6 |  | 1.3 |  |  |  | 95.5 | 59 | 92000 |  |  |  |  | COAL | IA | Streeter Station | 1131 | 7 | 2010 |  | ARP, CAIRNOX, CAIROS, CAIRSO2 | 2695 | 12 | 52503.56 |  | 308.418 | 0.6442 | 253.088 | 76125.483 | 744758.694 | 7 | Mid-Continent Area Power Pool | Black Hawk | Electric Utility | 4911 | Electric Services | 42.5267 | -92.4394 | Cedar Falls Municipal Electric (Owner/Operator) | Phase 2 |  | Operating | Dry bottom wall-fired boiler | Coal | Pipeline Natural Gas |  |  | Electrostatic Precipitator | 500 | 13.4462 | COAL | 39 | -5.1546 | 0.6442 | 0.82824 | 13.4462
3203 | Cedar Falls Utilities | 1131 | Streeter Station | IA | Black Hawk | 7 | ST | OP | 35 | 35 | 35.7 |  | 6 | 1973 | BIT | NG | Y | Y | N | Electric Utility |  |  |  |  | N | Y | [39 empty] | OP | EW |  |  | 8.5 |  | 1.4 |  |  |  | 99.6 | 15.7 | 207277 |  |  |  |  | COAL | IA | Streeter Station | 1131 | 7 | 2010 |  | ARP, CAIRNOX, CAIROS, CAIRSO2 | 2695 | 12 | 52503.56 |  | 308.418 | 0.6442 | 253.088 | 76125.483 | 744758.694 | 7 | Mid-Continent Area Power Pool | Black Hawk | Electric Utility | 4911 | Electric Services | 42.5267 | -92.4394 | Cedar Falls Municipal Electric (Owner/Operator) | Phase 2 |  | Operating | Dry bottom wall-fired boiler | Coal | Pipeline Natural Gas |  |  | Electrostatic Precipitator | 500 | 13.4462 | COAL | 39 | 1953.7815 | 0.6442 | 0.82824 | 13.4462
3220 | Central Oregon Irrigation Dist | 50980 | Siphon Power Project | OR | Deschutes | GEN1 | HY | OP | 2.7 | 2.7 | 2.7 |  | 8 | 1989 | WAT |  | N | Y | N | IPP Non-CHP |  |  |  |  | N | [57 empty] | N/A | [39 empty] | 0 | 0 | 10.4
3220 | Central Oregon Irrigation Dist | 50980 | Siphon Power Project | OR | Deschutes | GEN2 | HY | OP | 2.7 | 2.7 | 2.7 |  | 8 | 1989 | WAT |  | N | Y | N | IPP Non-CHP |  |  |  |  | N | [57 empty] | N/A | [39 empty] | 0 | 0 | 10.4
3220 | Central Oregon Irrigation Dist | 57437 | Juniper Ridge Hydroelectric Project | OR | Deschutes | 21-01 | HY | OP | 5 | 3 | 1.1 |  | 10 | 2010 | WAT |  | N | Y | N | IPP Non-CHP |  |  |  |  | N | [57 empty] | N/A | [39 empty] | 0 | 0 | 10.4
3221 | CPKelco U S Inc | 52147 | C P Kelco San Diego Plant | CA | San Diego | GEN1 | GT | OP | 8 | 8 | 8 |  | 10 | 1983 | NG |  | N | Y | Y | Industrial CHP |  |  |  |  | N | [57 empty] | GAS | [39 empty] | 0.23015 | 0.0021492 | 9.9419
3221 | CPKelco U S Inc | 52147 | C P Kelco San Diego Plant | CA | San Diego | GEN2 | GT | OP | 10 | 9.3 | 9.3 |  | 10 | 1983 | NG |  | N | Y | Y | Industrial CHP |  |  |  |  | N | [57 empty] | GAS | [39 empty] | 0.21154 | 0.002043 | 10.3239
3221 | CPKelco U S Inc | 52147 | C P Kelco San Diego Plant | CA | San Diego | GEN3 | GT | OP | 10 | 9.3 | 9.3 |  | 10 | 1983 | NG |  | N | Y | Y | Industrial CHP |  |  |  |  | N | [57 empty] | GAS | [39 empty] | 0.21154 | 0.002043 | 10.3239
3242 | Central Electric Power Coop - (MO) | 2169 | Chamois | MO | Osage | 1 | ST | OP | 15 | 16 | 17 |  | 12 | 1953 | BIT |  | N | Y | N | Electric Utility |  |  |  |  | N | Y |  | Y | [6 empty] | 0.015 | 0.1 | 0.1 | PB | DP | NP | 2012 | 2012 | 2005 | MS | SS | IF | [19 empty] | OP | EK |  |  | 6 |  | 2 | 4 |  |  | 99.5 | 23 | 66652 |  |  |  |  | COAL | [39 empty] | 0.72396 | 1.0361 | 13.0193
3242 | Central Electric Power Coop - (MO) | 2169 | Chamois | MO | Osage | 2 | ST | OP | 44 | 47 | 50 |  | 11 | 1960 | SUB | BIT | N | Y | N | Electric Utility |  |  |  |  | N | Y |  | Y | [37 empty] | OP | EK |  |  | 4 |  | 0.2 | 0.6 |  |  | 97.1 | 101 | 240000 |  |  |  |  | COAL | MO | Chamois Power Plant | 2169 | 2 | 2010 |  | ARP, CAIRNOX, CAIROS, CAIRSO2 | 8154.63 | 12 | 400558.13 |  | 1187.204 | 0.8555 | 1843.768 | 450218.635 | 4292744.127 | 7 | Mid-America Interconnected Network | Osage | Electric Utility | 4911 | Electric Services | 38.6853 | -91.7556 | Central Electric Power Cooperative (Owner) Associated Electric Cooperative, Inc. (Operator) | Phase 2 |  | Operating | Cyclone boiler | Coal | Diesel Oil |  |  | Electrostatic Precipitator | 673 | 10.7052 | COAL | 53 | 1970 | 0.8555 | 0.55312 | 10.7052
3249 | Central Hudson Gas & Elec Corp | 579 | Central Hudson High Falls | NY | ULSTER | 1 | HY | OP | 3.2 | 3.2 | 1.5 |  | 12 | 1986 | WAT |  | N | Y | N | Electric Utility |  |  |  |  | N | [57 empty] | N/A | [39 empty] | 0 | 0 | 10.4
3249 | Central Hudson Gas & Elec Corp | 2481 | Dashville | NY | Ulster | 1 | HY | OP | 2.4 | 2.6 | 1.3 |  | 1 | 1920 | WAT |  | N | Y | N | Electric Utility |  |  |  |  | N | [57 empty] | N/A | [39 empty] | 0 | 0 | 10.4
3249 | Central Hudson Gas & Elec Corp | 2481 | Dashville | NY | Ulster | 2 | HY | OP | 2.4 | 2.6 | 1.4 |  | 1 | 1920 | WAT |  | N | Y | N | Electric Utility |  |  |  |  | N | [57 empty] | N/A | [39 empty] | 0 | 0 | 10.4
3249 | Central Hudson Gas & Elec Corp | 2485 | South Cairo | NY | Greene | GT1 | GT | OP | 21.6 | 18.2 | 20.4 |  | 6 | 1970 | KER |  | N | Y | N | Electric Utility |  |  |  |  | N | [57 empty] | LIQUID | [39 empty] | 0.12534 | 0.011782 | 11.1661
3249 | Central Hudson Gas & Elec Corp | 2486 | Sturgeon | NY | Ulster | H1 | HY | OP | 4.8 | 5.1 | 3.5 |  | 1 | 1924 | WAT |  | N | Y | N | Electric Utility |  |  |  |  | N | [57 empty] | N/A | [39 empty] | 0 | 0 | 10.4
3249 | Central Hudson Gas & Elec Corp | 2486 | Sturgeon | NY | Ulster | H2 | HY | OP | 4.8 | 5.1 | 3.5 |  | 1 | 1924 | WAT |  | N | Y | N | Electric Utility |  |  |  |  | N | [57 empty] | N/A | [39 empty] | 0 | 0 | 10.4
3249 | Central Hudson Gas & Elec Corp | 2486 | Sturgeon | NY | Ulster | H3 | HY | OP | 4.8 | 5 | 3.5 |  | 1 | 1924 | WAT |  | N | Y | N | Electric Utility |  |  |  |  | N | [57 empty] | N/A | [39 empty] | 0 | 0 | 10.4
3249 | Central Hudson Gas & Elec Corp | 2487 | West Coxsackie | NY | Greene | GT1 | GT | OP | 21.6 | 20.4 | 22.7 |  | 12 | 1969 | KER | NG | Y | Y | N | Electric Utility |  |  |  |  | N | [57 empty] | LIQUID | [39 empty] | 0.1248 | 0.011932 | 11.1828
3255 | California Dept. of Water Resources | 436 | Devil Canyon | CA | San Bernardino | 1 | HY | OP | 59.8 | 60 | 60 |  | 12 | 1972 | WAT |  | N | Y | N | Electric Utility |  |  |  |  | N | [57 empty] | N/A | [39 empty] | 0 | 0 | 10.4
3255 | California Dept. of Water Resources | 436 | Devil Canyon | CA | San Bernardino | 2 | HY | OP | 59.8 | 60 | 60 |  | 7 | 1976 | WAT |  | N | Y | N | Electric Utility |  |  |  |  | N | [57 empty] | N/A | [39 empty] | 0 | 0 | 10.4
3255 | California Dept. of Water Resources | 436 | Devil Canyon | CA | San Bernardino | 3 | HY | OP | 78.3 | 80 | 80 |  | 7 | 1994 | WAT |  | N | Y | N | Electric Utility |  |  |  |  | N | [57 empty] | N/A | [39 empty] | 0 | 0 | 10.4
3255 | California Dept. of Water Resources | 436 | Devil Canyon | CA | San Bernardino | 4 | HY | OP | 78.3 | 80 | 80 |  | 7 | 1992 | WAT |  | N | Y | N | Electric Utility |  |  |  |  | N | [57 empty] | N/A | [39 empty] | 0 | 0 | 10.4
3255 | California Dept. of Water Resources | 437 | Edward C Hyatt | CA | Butte | 1 | HY | OP | 117 | 135.3 | 131.3 |  | 3 | 1968 | WAT |  | N | Y | N | Electric Utility |  |  |  |  | N | [57 empty] | N/A | [39 empty] | 0 | 0 | 10.4
3255 | California Dept. of Water Resources | 437 | Edward C Hyatt | CA | Butte | 2 | PS | OP | 97.7 | 112.4 | 122.6 |  | 11 | 1968 | WAT |  | N | Y | N | Electric Utility |  |  |  |  | N | [57 empty] | N/A | [39 empty] | 0 | 0 | 10.4
3255 | California Dept. of Water Resources | 437 | Edward C Hyatt | CA | Butte | 3 | HY | OP | 117 | 135.3 | 131.3 |  | 6 | 1968 | WAT |  | N | Y | N | Electric Utility |  |  |  |  | N | [57 empty] | N/A | [39 empty] | 0 | 0 | 10.4
3255 | California Dept. of Water Resources | 437 | Edward C Hyatt | CA | Butte | 4 | PS | OP | 97.7 | 112.4 | 122.6 |  | 12 | 1968 | WAT |  | N | Y | N | Electric Utility |  |  |  |  | N | [57 empty] | N/A | [39 empty] | 0 | 0 | 10.4
3255 | California Dept. of Water Resources | 437 | Edward C Hyatt | CA | Butte | 5 | HY | OP | 117 | 135.3 | 131.3 |  | 8 | 1968 | WAT |  | N | Y | N | Electric Utility |  |  |  |  | N | [57 empty] | N/A | [39 empty] | 0 | 0 | 10.4
3255 | California Dept. of Water Resources | 437 | Edward C Hyatt | CA | Butte | 6 | PS | OP | 97.7 | 112.4 | 122.6 |  | 2 | 1969 | WAT |  | N | Y | N | Electric Utility |  |  |  |  | N | [57 empty] | N/A | [39 empty] | 0 | 0 | 10.4
3255 | California Dept. of Water Resources | 438 | Thermalito | CA | Butte | 1 | HY | OP | 32.6 | 28 | 30 |  | 11 | 1968 | WAT |  | N | Y | N | Electric Utility |  |  |  |  | N | [57 empty] | N/A | [39 empty] | 0 | 0 | 10.4
3255 | California Dept. of Water Resources | 438 | Thermalito | CA | Butte | 2 | PS | OP | 27.5 | 25.6 | 27.3 |  | 7 | 1968 | WAT |  | N | Y | N | Electric Utility |  |  |  |  | N | [57 empty] | N/A | [39 empty] | 0 | 0 | 10.4
3255 | California Dept. of Water Resources | 438 | Thermalito | CA | Butte | 3 | PS | OP | 27.5 | 25.6 | 27.3 |  | 7 | 1968 | WAT |  | N | Y | N | Electric Utility |  |  |  |  | N | [57 empty] | N/A | [39 empty] | 0 | 0 | 10.4
3255 | California Dept. of Water Resources | 438 | Thermalito | CA | Butte | 4 | PS | OP | 27.5 | 25.6 | 27.3 |  | 2 | 1968 | WAT |  | N | Y | N | Electric Utility |  |  |  |  | N | [57 empty] | N/A | [39 empty] | 0 | 0 | 10.4
3255 | California Dept. of Water Resources | 448 | W R Gianelli | CA | Merced | 1 | PS | OP | 53 | 51 | 51 |  | 6 | 1968 | WAT |  | N | Y | N | Electric Utility |  |  |  |  | N | [57 empty] | N/A | [39 empty] | 0 | 0 | 10.4
3255 | California Dept. of Water Resources | 448 | W R Gianelli | CA | Merced | 2 | PS | OP | 53 | 50 | 50 |  | 3 | 1968 | WAT |  | N | Y | N | Electric Utility |  |  |  |  | N | [57 empty] | N/A | [39 empty] | 0 | 0 | 10.4
3255 | California Dept. of Water Resources | 448 | W R Gianelli | CA | Merced | 3 | PS | OP | 53 | 50 | 50 |  | 11 | 1967 | WAT |  | N | Y | N | Electric Utility |  |  |  |  | N | [57 empty] | N/A | [39 empty] | 0 | 0 | 10.4
3255 | California Dept. of Water Resources | 448 | W R Gianelli | CA | Merced | 4 | PS | OP | 53 | 50 | 50 |  | 9 | 1967 | WAT |  | N | Y | N | Electric Utility |  |  |  |  | N | [57 empty] | N/A | [39 empty] | 0 | 0 | 10.4
3255 | California Dept. of Water Resources | 448 | W R Gianelli | CA | Merced | 5 | PS | OP | 53 | 50 | 50 |  | 8 | 1967 | WAT |  | N | Y | N | Electric Utility |  |  |  |  | N | [57 empty] | N/A | [39 empty] | 0 | 0 | 10.4
3255 | California Dept. of Water Resources | 448 | W R Gianelli | CA | Merced | 6 | PS | OP | 53 | 50 | 50 |  | 7 | 1967 | WAT |  | N | Y | N | Electric Utility |  |  |  |  | N | [57 empty] | N/A | [39 empty] | 0 | 0 | 10.4
3255 | California Dept. of Water Resources | 448 | W R Gianelli | CA | Merced | 7 | PS | OP | 53 | 50 | 50 |  | 5 | 1967 | WAT |  | N | Y | N | Electric Utility |  |  |  |  | N | [57 empty] | N/A | [39 empty] | 0 | 0 | 10.4
3255 | California Dept. of Water Resources | 448 | W R Gianelli | CA | Merced | 8 | PS | OP | 53 | 50 | 50 |  | 3 | 1967 | WAT |  | N | Y | N | Electric Utility |  |  |  |  | N | [57 empty] | N/A | [39 empty] | 0 | 0 | 10.4
3255 | California Dept. of Water Resources | 905 | Alamo | CA | Los Angeles | 1 | HY | OP | 19.6 | 17 | 17 |  | 7 | 1986 | WAT |  | N | Y | N | Electric Utility |  |  |  |  | N | [57 empty] | N/A | [39 empty] | 0 | 0 | 10.4
3255 | California Dept. of Water Resources | 6196 | W E Warne | CA | Los Angeles | 1 | HY | OP | 37.1 | 38 | 38 |  | 11 | 1982 | WAT |  | N | Y | N | Electric Utility |  |  |  |  | N | [57 empty] | N/A | [39 empty] | 0 | 0 | 10.4
3255 | California Dept. of Water Resources | 6196 | W E Warne | CA | Los Angeles | 2 | HY | OP | 37.1 | 38 | 38 |  | 2 | 1983 | WAT |  | N | Y | N | Electric Utility |  |  |  |  | N | [57 empty] | N/A | [39 empty] | 0 | 0 | 10.4
3255 | California Dept. of Water Resources | 7072 | Mojave Siphon | CA | San Bernardino | 1 | HY | OP | 10.9 | 10.8 | 10.8 |  | 8 | 1996 | WAT |  | N | Y | N | Electric Utility |  |  |  |  | N | [57 empty] | N/A | [39 empty] | 0 | 0 | 10.4
3255 | California Dept. of Water Resources | 7072 | Mojave Siphon | CA | San Bernardino | 2 | HY | OP | 10.9 | 10.8 | 10.8 |  | 8 | 1996 | WAT |  | N | Y | N | Electric Utility |  |  |  |  | N | [57 empty] | N/A | [39 empty] | 0 | 0 | 10.4
3255 | California Dept. of Water Resources | 7072 | Mojave Siphon | CA | San Bernardino | 3 | HY | OP | 10.9 | 10.8 | 10.8 |  | 8 | 1996 | WAT |  | N | Y | N | Electric Utility |  |  |  |  | N | [57 empty] | N/A | [39 empty] | 0 | 0 | 10.4
3255 | California Dept. of Water Resources | 7129 | Thermalito Diverson Dam | CA | Butte | TD1 | HY | OP | 3.4 | 3 | 3 |  | 7 | 1987 | WAT |  | N | Y | N | Electric Utility |  |  |  |  | N | [57 empty] | N/A | [39 empty] | 0 | 0 | 10.4
3258 | Central Iowa Power Cooperative | 1206 | Summit Lake | IA | UNION | GT1 | CT | OP | 27 | 33 | 36.5 |  | 7 | 1973 | NG | DFO | Y | Y | N | Electric Utility |  |  |  |  | N | [57 empty] | GAS | IA | Summit Lake | 1206 | 1G | 2010 |  | CAIRNOX, CAIROS, CAIRSO2 | 669.08 | 12 | 11844.5 |  | 0.065 | 0.3153 | 35.799 |  | 216394.134 | 7 | Mid-Continent Area Power Pool | Union | Electric Utility |  |  | 41.1141 | -94.3499 | Central Iowa Power Cooperative (Owner/Operator) |  |  | Operating | Combustion turbine | Pipeline Natural Gas | Diesel Oil |  |  |  | 480 | 14.9474 | GAS | 35 | 478.5714 | 0.3153 | 0.000601 | 14.9474
3258 | Central Iowa Power Cooperative | 1206 | Summit Lake | IA | UNION | GT2 | CT | OP | 35.3 | 30.5 | 33.8 |  | 6 | 1975 | NG | DFO | Y | Y | N | Electric Utility |  |  |  |  | N | [57 empty] | GAS | IA | Summit Lake | 1206 | 2G | 2010 |  | CAIRNOX, CAIROS, CAIRSO2 | 777.34 | 12 | 14182.78 |  | 0.075 | 0.3334 | 44.246 |  | 249272.365 | 7 | Mid-Continent Area Power Pool | Union | Electric Utility |  |  | 41.1141 | -94.3499 | Central Iowa Power Cooperative (Owner/Operator) |  |  | Operating | Combustion turbine | Pipeline Natural Gas | Diesel Oil |  |  |  | 480 | 14.9678 | GAS | 33 | 487.8788 | 0.3334 | 0.000602 | 14.9678
3258 | Central Iowa Power Cooperative | 1218 | Fair Station | IA | MUSCATINE | 1 | ST | OP | 25 | 23 | 24 |  | 1 | 1960 | BIT | NG | Y | Y | N | Electric Utility |  |  |  |  | N | Y |  | Y | [37 empty] | OP | EK |  |  | 12 |  | 2 | 2 |  |  | 92 | 59 | 115000 |  |  |  |  | COAL | IA | Fair Station | 1218 | 2 | 2010 |  | ARP, CAIRNOX, CAIROS, CAIRSO2 | 6351.91 | 12 | 171290.73 |  | 3917.933 | 0.4322 | 472.431 | 213578.406 | 2081657.916 | 7 | Mid-Continent Area Power Pool | Muscatine | Electric Utility | 4911 | Electric Services | 41.4569 | -90.8233 | Central Iowa Power Cooperative (Owner/Operator) | Phase 2 | Phase II Group 1 | Operating | Dry bottom wall-fired boiler | Coal | Natural Gas |  | Low NOx Burner Technology (Dry Bottom only) | Electrostatic Precipitator | 477 | 12.2203 | COAL | 45 | 62.5 | 0.4322 | 3.7642 | 12.1528
3258 | Central Iowa Power Cooperative | 1218 | Fair Station | IA | MUSCATINE | 2 | ST | OP | 37.5 | 41 | 42 |  | 4 | 1967 | BIT | NG | Y | Y | N | Electric Utility |  |  |  |  | N | Y |  | Y | [6 empty] | 0.2 | 6 | 0.1 | PB | DP | NP | 1973 | 1979 | 2005 | MS | SS | [20 empty] | OP | EC |  |  | 12 |  | 2 | 2 |  |  | 92 | 86 | 175000 |  |  |  |  | COAL | IA | Fair Station | 1218 | 2 | 2010 |  | ARP, CAIRNOX, CAIROS, CAIRSO2 | 6351.91 | 12 | 171290.73 |  | 3917.933 | 0.4322 | 472.431 | 213578.406 | 2081657.916 | 7 | Mid-Continent Area Power Pool | Muscatine | Electric Utility | 4911 | Electric Services | 41.4569 | -90.8233 | Central Iowa Power Cooperative (Owner/Operator) | Phase 2 | Phase II Group 1 | Operating | Dry bottom wall-fired boiler | Coal | Natural Gas |  | Low NOx Burner Technology (Dry Bottom only) | Electrostatic Precipitator | 477 | 12.2203 | COAL | 45 | 1964.2857 | 0.4322 | 3.7642 | 12.1528
3258 | Central Iowa Power Cooperative | 1206 | Summit Lake | IA | UNION | 1 | CA | OP | 7.5 | 7.4 | 7.4 |  | 3 | 1951 | NG | DFO | Y | Y | N | Electric Utility |  |  |  |  | N | [57 empty] | GAS | [39 empty] | 0 | 0 | 10.4
3258 | Central Iowa Power Cooperative | 1206 | Summit Lake | IA | UNION | 2 | CA | OP | 7.5 | 7 | 7 |  | 3 | 1951 | NG | DFO | Y | Y | N | Electric Utility |  |  |  |  | N | [57 empty] | GAS | [39 empty] | 0 | 0 | 10.4
3258 | Central Iowa Power Cooperative | 1206 | Summit Lake | IA | UNION | 3 | CA | OP | 7.5 | 7.4 | 7.4 |  | 10 | 1957 | NG | DFO | Y | Y | N | Electric Utility |  |  |  |  | N | [57 empty] | GAS | [39 empty] | 0 | 0 | 10.4
3265 | Cleco Power LLC | 51 | Dolet Hills | LA | De Soto | 1 | ST | OP | 720.7 | 638 | 638 |  | 4 | 1986 | LIG |  | N | Y | N | Electric Utility |  |  |  |  | N | Y |  | Y |  |  |  | 1 | 1986 | [17 empty] | OP | SP |  |  |  | LS |  |  |  | Y | 0.7 | 76 | 7889 | 2497000 | 80 | OP | EC | WS |  | 0.3 |  | 0.2 | 2.5 |  |  | 99.7 | 575 | 2860000 |  |  |  |  | COAL | LA | Dolet Hills Power Station | 51 | 1 | 2010 |  | ARP, CAIRNOX, CAIROS, CAIRSO2 | 7742.8 | 12 | 5062145.3 |  | 21231.788 | 0.1872 | 4717.885 | 5424155.167 | 49821401.73 | 6 | Southwest Power Pool | De Soto | Electric Utility | 4911 | Electric Services | 32.0306 | -93.5692 | Northeast Texas Electric Cooperative (Owner) Oklahoma Municipal Power Authority (Owner) Southwestern Electric Power Company (Owner) CLECO Corporation (Owner/Operator) (Ended Feb 24, 2010) Cleco Power LLC (Owner/Operator) (Started Feb 24, 2010) | Phase 2 | Early Election | Operating | Dry bottom wall-fired boiler | Coal |  | Wet Limestone | Low NOx Burner Technology w/ Overfire Air | Electrostatic Precipitator | 7600 | 9.8387 | COAL | 720 | 1935.7367 | 0.1872 | 0.85232 | 9.8387
3265 | Cleco Power LLC | 1400 | Teche | LA | St Mary | 1 | ST | OP | 24.9 | 18 | 18 |  | 7 | 1953 | NG |  | N | Y | N | Electric Utility |  |  |  |  | N | [6 empty] | 1 | 1953 | 37100 | 0.03 | 1.2 |  | PB | DP | NP | 2009 | 2005 | 2000 | MS | SS | [37 empty] | GAS | LA | Teche Power Station | 1400 | 2 | 2010 |  | ARP, CAIRNOX, CAIROS, CAIRSO2 | 246.15 | 12 | 2808.67 |  | 0.015 | 0.0557 | 2.109 | 2937.267 | 49414.27 | 6 | Southwest Power Pool | Saint Mary | Electric Utility | 4911 | Electric Services | 29.8223 | -91.5427 | CLECO Corporation (Owner/Operator) (Ended Feb 24, 2010) Cleco Power LLC (Owner/Operator) (Started Feb 24, 2010) | Phase 2 |  | Operating | Dry bottom wall-fired boiler | Pipeline Natural Gas |  |  |  |  | 556.5 | 15.1715 | GAS | 36 | 0 | 0.0557 | 0.000607 | 15.1715
3265 | Cleco Power LLC | 1400 | Teche | LA | St Mary | 3 | ST | OP | 348.5 | 328 | 328 |  | 3 | 1971 | NG | DFO | Y | Y | N | Electric Utility |  |  |  |  | N | [6 empty] | 3 | 1971 | 584770 | [48 empty] | GAS | LA | Teche Power Station | 1400 | 3 | 2010 |  | ARP, CAIRNOX, CAIROS, CAIRSO2 | 8477.49 | 12 | 1126236.51 |  | 3.616 | 0.2208 | 1416.597 | 716239.042 | 12052124.44 | 6 | Southwest Power Pool | Saint Mary | Electric Utility | 4911 | Electric Services | 29.8223 | -91.5427 | CLECO Corporation (Owner/Operator) (Ended Feb 24, 2010) Cleco Power LLC (Owner/Operator) (Started Feb 24, 2010) | Phase 2 |  | Operating | Dry bottom wall-fired boiler | Pipeline Natural Gas | Diesel Oil |  |  |  | 3733 | 10.1535 | GAS | 340 | 1981.7073 | 0.2208 | 0.0006 | 10.1535
3265 | Cleco Power LLC | 1400 | Teche | LA | St Mary | 4 | GT | OP | 38.4 | 34 | 34 |  | 3 | 2011 | NG |  | N | Y | N | Electric Utility |  |  |  |  | N | [57 empty] | GAS | LA | Teche Power Station | 1400 | 2 | 2010 |  | ARP, CAIRNOX, CAIROS, CAIRSO2 | 246.15 | 12 | 2808.67 |  | 0.015 | 0.0557 | 2.109 | 2937.267 | 49414.27 | 6 | Southwest Power Pool | Saint Mary | Electric Utility | 4911 | Electric Services | 29.8223 | -91.5427 | CLECO Corporation (Owner/Operator) (Ended Feb 24, 2010) Cleco Power LLC (Owner/Operator) (Started Feb 24, 2010) | Phase 2 |  | Operating | Dry bottom wall-fired boiler | Pipeline Natural Gas |  |  |  |  | 556.5 | 15.1715 | GAS | 36 | 470.5882 | 0.0557 | 0.000607 | 15.1715
3265 | Cleco Power LLC | 6190 | Brame Energy Center | LA | Rapides | 1 | ST | OP | 445.5 | 422 | 422 |  | 6 | 1975 | NG | RFO | Y | Y | N | Electric Utility |  |  |  |  | N | [6 empty] | 1 | 1975 | 497000 | [48 empty] | GAS | LA | Brame Energy Center | 6190 | 1 | 2010 |  | ARP, CAIRNOX, CAIROS, CAIRSO2 | 7491.69 | 12 | 865305.75 |  | 2.81 | 0.2144 | 1045.298 | 556565.883 | 9365304.829 | 6 | Southwest Power Pool | Rapides | Electric Utility | 4911 | Electric Services | 31.395 | -92.7167 | CLECO Corporation (Owner/Operator) (Ended Feb 24, 2010) Cleco Power LLC (Owner/Operator) (Started Feb 24, 2010) | Phase 2 |  | Operating | Dry bottom wall-fired boiler | Pipeline Natural Gas | Residual Oil |  |  |  | 4500 | 9.9747 | GAS | 432 | 1988.1517 | 0.2144 | 0.0006 | 9.9747
3265 | Cleco Power LLC | 6190 | Brame Energy Center | LA | Rapides | 2 | ST | OP | 558 | 493 | 493 |  | 8 | 1982 | SUB |  | N | Y | N | Electric Utility |  |  |  |  | N | Y |  | Y |  |  |  | 2 | 1982 | 677000 | [31 empty] | OP | EH |  |  | 0.3 |  | 0.2 | 1.1 |  |  | 99.5 | 653 | 2684848 | OP | OV | SR |  | COAL | LA | Brame Energy Center | 6190 | 2 | 2010 |  | ARP, CAIRNOX, CAIROS, CAIRSO2 | 8059.12 | 12 | 3460826.84 |  | 8774.226 | 0.149 | 2486.308 | 3395797.563 | 33097448.47 | 6 | Southwest Power Pool | Rapides | Electric Utility | 4911 | Electric Services | 31.395 | -92.7167 | Lafayette Public Power Authority (Owner) Louisiana Energy & Power Authority (Owner) CLECO Corporation (Owner/Operator) (Ended Feb 24, 2010) Cleco Power LLC (Owner/Operator) (Started Feb 24, 2010) | Phase 2 | Early Election | Operating | Dry bottom wall-fired boiler | Coal |  |  | Low NOx Burner Technology w/ Overfire Air | Electrostatic Precipitator | 5796 | 9.4559 | COAL | 534 | 1958.4179 | 0.149 | 0.53021 | 9.4559
3265 | Cleco Power LLC | 6190 | Brame Energy Center | LA | Rapides | 3 | ST | OP | 703.8 | 628 | 628 |  | 2 | 2010 | PC | LIG | Y | Y | N | Electric Utility |  |  |  |  | N |  | Y | Y | [22 empty] | OP | CD | SD |  |  | LS | LI |  |  | N | 6.7 | 92 | 638 | 843294 | 50 | OP | BP |  |  | 0.2 |  | 3 | 8 |  |  | 99 | 33.1 | 843294 |  |  |  |  | Petroleum Coke | LA | Brame Energy Center | 6190 | 40603 | 2010 |  | ARP, CAIRNOX, CAIROS, CAIRSO2 | 3867.68 | 9 | 803078.45 |  | 2408.992 | 0.0553 | 286.995 | 1110671.094 | 10714084.84 | 6 | Southwest Power Pool | Rapides | Electric Utility | 4911 | Electric Services | 31.395 | -92.7167 | CLECO Corporation (Owner/Operator) (Ended Feb 24, 2010) Cleco Power LLC (Owner/Operator) (Started Feb 24, 2010) | Phase 2 |  | Operating | Circulating fluidized bed boiler | Petroleum Coke | Coal | Dry Lime FGD | Selective Non-catalytic Reduction | Baghouse | 3556 | 10.4 | Petroleum Coke | 341.9231 | 81.6648 | 0.0553 | 0.44969 | 10.4
3265 | Cleco Power LLC | 1435 | Franklin | LA | St Mary | GT1 | GT | OP | 10 | 8 | 8 |  | 1 | 1973 | NG |  | N | Y | N | Electric Utility |  |  |  |  | N | [57 empty] | GAS | [39 empty] | 0.31311 | 0.0040102 | 10.2334
3271 | Central Nebraska Pub P&I Dist | 785 | Kingsley | NE | Keith | 1 | HY | OP | 50 | 38 | 38 |  | 11 | 1984 | WAT |  | N | Y | N | Electric Utility |  |  |  |  | N | [57 empty] | N/A | [39 empty] | 0 | 0 | 10.4
3271 | Central Nebraska Pub P&I Dist | 2227 | Jeffrey | NE | Lincoln | 1 | HY | OP | 10.8 | 10.5 | 10.5 |  | 1 | 1941 | WAT |  | N | Y | N | Electric Utility |  |  |  |  | N | [57 empty] | N/A | [39 empty] | 0 | 0 | 10.4
3271 | Central Nebraska Pub P&I Dist | 2228 | Johnson 1 | NE | Gosper | 1 | HY | OP | 10.8 | 10 | 10 |  | 4 | 1941 | WAT |  | N | Y | N | Electric Utility |  |  |  |  | N | [57 empty] | N/A | [39 empty] | 0 | 0 | 10.4
3271 | Central Nebraska Pub P&I Dist | 2229 | Johnson 2 | NE | Gosper | 1 | HY | OP | 22.5 | 22.5 | 22.5 |  | 4 | 1941 | WAT |  | N | Y | N | Electric Utility |  |  |  |  | N | [57 empty] | N/A | [39 empty] | 0 | 0 | 10.4
3271 | Central Nebraska Pub P&I Dist | 2227 | Jeffrey | NE | Lincoln | 2 | HY | OP | 10.8 | 10.5 | 10.5 |  | 1 | 1941 | WAT |  | N | Y | N | Electric Utility |  |  |  |  | N | [57 empty] | N/A | [39 empty] | 0 | 0 | 10.4
3271 | Central Nebraska Pub P&I Dist | 2228 | Johnson 1 | NE | Gosper | 2 | HY | OP | 10.8 | 10 | 10 |  | 4 | 1941 | WAT |  | N | Y | N | Electric Utility |  |  |  |  | N | [57 empty] | N/A | [39 empty] | 0 | 0 | 10.4
3283 | Bunge North America East LLC | 50316 | Bunge North America East LLC | IN | ADAMS | 3516 | ST | OP | 2 | 2.2 | 2.2 |  | 12 | 1950 | BIT |  | N | N | Y | Industrial CHP |  |  |  |  | N | [5 empty] | Y | [51 empty] | COAL | [39 empty] | 0.9544 | 2.1293 | 15.4002
3292 | Central Vermont Pub Serv Corp | 788 | East Barnet | VT | Caledonia | 1 | HY | OP | 2.2 | 1.9 | 1.9 |  | 9 | 1984 | WAT |  | N | Y | N | Electric Utility | [62 empty] | N/A | [39 empty] | 0 | 0 | 10.4
3292 | Central Vermont Pub Serv Corp | 3710 | Cavendish | VT | Windsor | 1 | HY | OP | 0.6 | 0.4 | 0.5 |  | 2 | 1907 | WAT |  | N | Y | N | Electric Utility | [62 empty] | N/A | [39 empty] | 0 | 0 | 10.4
3292 | Central Vermont Pub Serv Corp | 3711 | Clark Falls | VT | Chittenden | 1 | HY | OP | 3 | 3 | 3 |  | 2 | 1937 | WAT |  | N | Y | N | Electric Utility | [62 empty] | N/A | [39 empty] | 0 | 0 | 10.4
3292 | Central Vermont Pub Serv Corp | 3712 | Fairfax Falls | VT | Franklin | 1 | HY | OP | 1.4 | 2 | 2 |  | 2 | 1919 | WAT |  | N | Y | N | Electric Utility | [62 empty] | N/A | [39 empty] | 0 | 0 | 10.4
3292 | Central Vermont Pub Serv Corp | 3714 | Glen | VT | Rutland | 1 | HY | OP | 1 | 1 | 1 |  | 8 | 1920 | WAT |  | N | Y | N | Electric Utility | [62 empty] | N/A | [39 empty] | 0 | 0 | 10.4
3292 | Central Vermont Pub Serv Corp | 3716 | Lower Middlebury | VT | Addison | 1 | HY | OP | 0.8 | 0.6 | 0.6 |  | 8 | 1917 | WAT |  | N | Y | N | Electric Utility | [62 empty] | N/A | [39 empty] | 0 | 0 | 10.4
3292 | Central Vermont Pub Serv Corp | 3717 | Milton | VT | Chittenden | 1 | HY | OP | 3.7 | 3.5 | 3.5 |  | 2 | 1929 | WAT |  | N | Y | N | Electric Utility | [62 empty] | N/A | [39 empty] | 0 | 0 | 10.4
3292 | Central Vermont Pub Serv Corp | 3724 | Salisbury | VT | Addison | 1 | HY | OP | 1.3 | 1.2 | 1.2 |  | 2 | 1917 | WAT |  | N | Y | N | Electric Utility | [62 empty] | N/A | [39 empty] | 0 | 0 | 10.4
3292 | Central Vermont Pub Serv Corp | 3725 | Silver Lake | VT | Addison | 1 | HY | OP | 2.2 | 2.2 | 2.2 |  | 2 | 1917 | WAT |  | N | Y | N | Electric Utility | [62 empty] | N/A | [39 empty] | 0 | 0 | 10.4
3292 | Central Vermont Pub Serv Corp | 6450 | Proctor | VT | Rutland | 1 | HY | OP | 1.6 | 1.6 | 1.6 |  | 8 | 1927 | WAT |  | N | Y | N | Electric Utility | [62 empty] | N/A | [39 empty] | 0 | 0 | 10.4
3292 | Central Vermont Pub Serv Corp | 6451 | Beldens | VT | Addison | 1 | HY | OP | 0.8 | 0.6 | 0.8 |  | 8 | 1913 | WAT |  | N | Y | N | Electric Utility | [62 empty] | N/A | [39 empty] | 0 | 0 | 10.4
3292 | Central Vermont Pub Serv Corp | 6456 | Carver Falls | NY | Washington | 1 | HY | OP | 1.3 | 1.3 | 1.3 |  | 2 | 1922 | WAT |  | N | Y | N | Electric Utility | [62 empty] | N/A | [39 empty] | 0 | 0 | 10.4
3292 | Central Vermont Pub Serv Corp | 3708 | Ascutney | VT | WINDSOR | GT4 | GT | OP | 13.2 | 9 | 13.4 |  | 8 | 1961 | DFO |  | N | Y | N | Electric Utility |  |  |  |  | N | [57 empty] | LIQUID | [39 empty] | 0.75881 | 0.49409 | 11.4686
3292 | Central Vermont Pub Serv Corp | 3710 | Cavendish | VT | Windsor | 2 | HY | OP | 0.6 | 0.4 | 0.5 |  | 2 | 1907 | WAT |  | N | Y | N | Electric Utility | [62 empty] | N/A | [39 empty] | 0 | 0 | 10.4
3292 | Central Vermont Pub Serv Corp | 3710 | Cavendish | VT | Windsor | 3 | HY | OP | 0.5 | 0.3 | 0.4 |  | 2 | 1907 | WAT |  | N | Y | N | Electric Utility | [62 empty] | N/A | [39 empty] | 0 | 0 | 10.4
3292 | Central Vermont Pub Serv Corp | 3712 | Fairfax Falls | VT | Franklin | 2 | HY | OP | 2.1 | 2 | 2 |  | 2 | 1919 | WAT |  | N | Y | N | Electric Utility | [62 empty] | N/A | [39 empty] | 0 | 0 | 10.4
3292 | Central Vermont Pub Serv Corp | 3714 | Glen | VT | Rutland | 2 | HY | OP | 1 | 1 | 1 |  | 8 | 1920 | WAT |  | N | Y | N | Electric Utility | [62 empty] | N/A | [39 empty] | 0 | 0 | 10.4
3292 | Central Vermont Pub Serv Corp | 3716 | Lower Middlebury | VT | Addison | 2 | HY | OP | 0.8 | 0.6 | 0.6 |  | 8 | 1917 | WAT |  | N | Y | N | Electric Utility | [62 empty] | N/A | [39 empty] | 0 | 0 | 10.4
3292 | Central Vermont Pub Serv Corp | 3716 | Lower Middlebury | VT | Addison | 3 | HY | OP | 0.8 | 0.8 | 0.8 |  | 8 | 1917 | WAT |  | N | Y | N | Electric Utility | [62 empty] | N/A | [39 empty] | 0 | 0 | 10.4
3292 | Central Vermont Pub Serv Corp | 3717 | Milton | VT | Chittenden | 2 | HY | OP | 3.7 | 3.5 | 3.5 |  | 8 | 1929 | WAT |  | N | Y | N | Electric Utility | [62 empty] | N/A | [39 empty] | 0 | 0 | 10.4
3292 | Central Vermont Pub Serv Corp | 3720 | Peterson | VT | Chittenden | 1 | HY | OP | 6.3 | 5.8 | 6.3 |  | 2 | 1948 | WAT |  | N | Y | N | Electric Utility | [62 empty] | N/A | [39 empty] | 0 | 0 | 10.4
3292 | Central Vermont Pub Serv Corp | 3722 | Pittsford | VT | Rutland | 1 | HY | OP | 1.3 | 1.3 | 1.4 |  | 2 | 1914 | WAT |  | N | Y | N | Electric Utility | [62 empty] | N/A | [39 empty] | 0 | 0 | 10.4
3292 | Central Vermont Pub Serv Corp | 3722 | Pittsford | VT | Rutland | 2 | HY | OP | 1.3 | 1.3 | 1.4 |  | 2 | 1914 | WAT |  | N | Y | N | Electric Utility | [62 empty] | N/A | [39 empty] | 0 | 0 | 10.4
3292 | Central Vermont Pub Serv Corp | 3722 | Pittsford | VT | Rutland | 3 | HY | OP | 1 | 0.6 | 0.6 |  | 2 | 1914 | WAT |  | N | Y | N | Electric Utility | [62 empty] | N/A | [39 empty] | 0 | 0 | 10.4
3292 | Central Vermont Pub Serv Corp | 3723 | Rutland | VT | Rutland | GT5 | GT | OP | 13.2 | 8.4 | 12.8 |  | 12 | 1962 | DFO |  | N | Y | N | Electric Utility |  |  |  |  | N | [57 empty] | LIQUID | [39 empty] | 0.76 | 0.46652 | 11.535
3292 | Central Vermont Pub Serv Corp | 3728 | Weybridge | VT | Addison | 1 | HY | OP | 3 | 3.4 | 3.4 |  | 2 | 1951 | WAT |  | N | Y | N | Electric Utility | [62 empty] | N/A | [39 empty] | 0 | 0 | 10.4
3292 | Central Vermont Pub Serv Corp | 6450 | Proctor | VT | Rutland | 2 | HY | OP | 0.8 | 0.7 | 0.7 |  | 8 | 1905 | WAT |  | N | Y | N | Electric Utility | [62 empty] | N/A | [39 empty] | 0 | 0 | 10.4
3292 | Central Vermont Pub Serv Corp | 6450 | Proctor | VT | Rutland | 3 | HY | OP | 0.8 | 0.7 | 0.7 |  | 8 | 1905 | WAT |  | N | Y | N | Electric Utility | [62 empty] | N/A | [39 empty] | 0 | 0 | 10.4
3292 | Central Vermont Pub Serv Corp | 6450 | Proctor | VT | Rutland | 4 | HY | OP | 0.8 | 0.7 | 0.7 |  | 8 | 1905 | WAT |  | N | Y | N | Electric Utility | [62 empty] | N/A | [39 empty] | 0 | 0 | 10.4
3292 | Central Vermont Pub Serv Corp | 6450 | Proctor | VT | Rutland | 5 | HY | OP | 2.9 | 2.8 | 2.9 |  | 10 | 1984 | WAT |  | N | Y | N | Electric Utility | [62 empty] | N/A | [39 empty] | 0 | 0 | 10.4
3292 | Central Vermont Pub Serv Corp | 6451 | Beldens | VT | Addison | 2 | HY | OP | 0.8 | 0.6 | 0.8 |  | 8 | 1913 | WAT |  | N | Y | N | Electric Utility | [62 empty] | N/A | [39 empty] | 0 | 0 | 10.4
3292 | Central Vermont Pub Serv Corp | 6451 | Beldens | VT | Addison | HC3 | HY | OP | 4.1 | 3.2 | 4.1 |  | 12 | 1988 | WAT |  | N | Y | N | Electric Utility | [62 empty] | N/A | [39 empty] | 0 | 0 | 10.4
3292 | Central Vermont Pub Serv Corp | 6456 | Carver Falls | NY | Washington | 2 | HY | OP | 0.6 | 0.6 | 0.6 |  | 2 | 1922 | WAT |  | N | Y | N | Electric Utility | [62 empty] | N/A | [39 empty] | 0 | 0 | 10.4
3292 | Central Vermont Pub Serv Corp | 50713 | Huntington Falls | VT | Addison | GEN1 | HY | OP | 0.8 | 0.8 | 0.7 |  | 10 | 1988 | WAT |  | N | Y | N | Electric Utility |  |  |  |  | N | [57 empty] | N/A | [39 empty] | 0 | 0 | 10.4
3292 | Central Vermont Pub Serv Corp | 50713 | Huntington Falls | VT | Addison | GEN2 | HY | OP | 0.8 | 0.8 | 0.7 |  | 10 | 1988 | WAT |  | N | Y | N | Electric Utility |  |  |  |  | N | [57 empty] | N/A | [39 empty] | 0 | 0 | 10.4
3292 | Central Vermont Pub Serv Corp | 50713 | Huntington Falls | VT | Addison | GEN3 | HY | OP | 4.1 | 3.9 | 3.8 |  | 10 | 1988 | WAT |  | N | Y | N | Electric Utility |  |  |  |  | N | [57 empty] | N/A | [39 empty] | 0 | 0 | 10.4
3295 | City of Centralia - (WA) | 3878 | Yelm | WA | Thurston | 1 | HY | OP | 3 | 2.7 | 2.7 |  | 88 | 1930 | WAT |  | N | Y | N | Electric Utility | [62 empty] | N/A | [39 empty] | 0 | 0 | 10.4
3295 | City of Centralia - (WA) | 3878 | Yelm | WA | Thurston | 2 | HY | OP | 3 | 2.7 | 2.7 |  | 88 | 1930 | WAT |  | N | Y | N | Electric Utility | [62 empty] | N/A | [39 empty] | 0 | 0 | 10.4
3295 | City of Centralia - (WA) | 3878 | Yelm | WA | Thurston | 3 | HY | OP | 6 | 6 | 6 |  | 88 | 1955 | WAT |  | N | Y | N | Electric Utility | [62 empty] | N/A | [39 empty] | 0 | 0 | 10.4
3303 | Central Power & Lime Inc | 10333 | Central Power & Lime | FL | Hernando | GEN1 | ST | OP | 125 | 135 | 140 |  | 6 | 1988 | BIT |  | N | Y | Y | IPP CHP |  |  |  |  | N | Y |  | Y |  |  |  | E42 | 1988 | 475000 | [31 empty] | OP | BR | [5 empty] | 0.7 |  |  | 95 | 95 | 922000 |  |  |  |  | COAL | FL | Central Power & Lime | 10333 | 1 | 2010 |  | CAIRNOX, CAIROS, CAIRSO2 | 5562.88 | 12 | 662204.3 |  | 2196.762 | 0.286 | 1133.443 |  | 7794919.346 | 4 | Florida Reliability Coordinating Council | Hernando | Cogeneration |  |  | 28.5814 | -82.4303 | DPS Florida, LLC (Operator) Central Power & Lime, Inc. (Owner) Atlantis Energy, LLC (Owner) |  |  | Operating | Dry bottom wall-fired boiler | Coal |  | Wet Limestone |  | Baghouse | 1850 | 11.6977 | COAL | 147 | 475 | 0.286 | 0.56364 | 11.6977
3304 | Central Michigan University | 56190 | Central Michigan University | MI | Isabella | STM1 | ST | OP | 1 | 1 | 1 |  | 12 | 1987 | WDS | NG | N | Y | Y | Commercial CHP |  |  |  |  | N | [57 empty] | OTHER SOLID | [39 empty] | 0.24246 | 0.031297 | 15.3774
3329 | Borough of Chambersburg | 7397 | Falling Spring | PA | FRANKLIN | 5 | IC | OP | 2 | 2.1 | 2.1 |  | 12 | 1967 | NG | DFO | Y | Y | N | Electric Utility |  |  |  |  | N | [57 empty] | GAS | [39 empty] | 1.1659 | 0.0016829 | 10.4
3329 | Borough of Chambersburg | 7397 | Falling Spring | PA | FRANKLIN | 6 | IC | OP | 2 | 2.1 | 2.1 |  | 12 | 1967 | NG | DFO | Y | Y | N | Electric Utility |  |  |  |  | N | [57 empty] | GAS | [39 empty] | 1.1659 | 0.0016829 | 10.4
3329 | Borough of Chambersburg | 7397 | Falling Spring | PA | FRANKLIN | 7 | IC | OP | 3.2 | 2.9 | 2.9 |  | 6 | 2001 | NG | DFO | Y | Y | N | Electric Utility |  |  |  |  | N | [57 empty] | GAS | [39 empty] | 1.1659 | 0.0016829 | 10.4
3329 | Borough of Chambersburg | 55997 | Orchard Park | PA | FRANKLIN | 10 | IC | OP | 6 | 5.8 | 5.8 |  | 12 | 2003 | NG | DFO | Y | Y | N | Electric Utility |  |  |  |  | N | [57 empty] | GAS | [39 empty] | 1.1659 | 0.0016829 | 10.4
3329 | Borough of Chambersburg | 55997 | Orchard Park | PA | FRANKLIN | 11 | IC | OP | 6 | 5.8 | 5.8 |  | 12 | 2003 | NG | DFO | Y | Y | N | Electric Utility |  |  |  |  | N | [57 empty] | GAS | [39 empty] | 1.1659 | 0.0016829 | 10.4
3329 | Borough of Chambersburg | 55997 | Orchard Park | PA | FRANKLIN | 8 | IC | OP | 6 | 5.8 | 5.8 |  | 12 | 2003 | NG | DFO | Y | Y | N | Electric Utility |  |  |  |  | N | [57 empty] | GAS | [39 empty] | 1.1659 | 0.0016829 | 10.4
3329 | Borough of Chambersburg | 55997 | Orchard Park | PA | FRANKLIN | 9 | IC | OP | 6 | 5.8 | 5.8 |  | 12 | 2003 | NG | DFO | Y | Y | N | Electric Utility |  |  |  |  | N | [57 empty] | GAS | [39 empty] | 1.1659 | 0.0016829 | 10.4
3355 | City of Chanute | 1268 | Chanute 2 | KS | Neosho | 14 | GT | OP | 60 | 42 | 52 |  | 2 | 2002 | NG |  | N | Y | N | Electric Utility |  |  |  |  | N | [57 empty] | GAS | KS | Chanute 2 | 1268 | 14 | 2010 |  | ARP | 364.25 | 12 | 14250.75 |  | 0.073 | 0.2788 | 26.781 | 12746.2 | 216002.8 | 7 |  | Neosho | Electric Utility | 4931 | Elec & Other Services Combined | 37.6953 | -95.4586 | City of Chanute (Owner/Operator) | Phase 2 |  | Operating | Combustion turbine | Pipeline Natural Gas |  |  | Dry Low NOx Burners |  | 539 | 14.2555 | GAS | 45 | 1922.2222 | 0.2788 | 0.000676 | 14.2555
3355 | City of Chanute | 1268 | Chanute 2 | KS | Neosho | 7 | IC | OP | 2 | 2 | 2 |  | 8 | 1965 | NG | DFO | N | Y | N | Electric Utility |  |  |  |  | N | [57 empty] | GAS | [39 empty] | 1.1659 | 0.0016829 | 10.4
3355 | City of Chanute | 1268 | Chanute 2 | KS | Neosho | 8 | IC | OP | 2 | 2 | 2 |  | 8 | 1965 | NG | DFO | N | Y | N | Electric Utility |  |  |  |  | N | [57 empty] | GAS | [39 empty] | 1.1659 | 0.0016829 | 10.4
3355 | City of Chanute | 7018 | Chanute 3 | KS | Neosho | 10 | IC | OP | 7.6 | 6.9 | 6.9 |  | 8 | 1986 | NG | DFO | N | Y | N | Electric Utility |  |  |  |  | N | [57 empty] | GAS | [39 empty] | 1.1659 | 0.0016829 | 10.4
3355 | City of Chanute | 7018 | Chanute 3 | KS | Neosho | 11 | IC | OP | 7.6 | 6.9 | 6.9 |  | 8 | 1986 | NG | DFO | N | Y | N | Electric Utility |  |  |  |  | N | [57 empty] | GAS | [39 empty] | 1.1659 | 0.0016829 | 10.4
3355 | City of Chanute | 7018 | Chanute 3 | KS | Neosho | 12 | IC | OP | 6 | 5.5 | 5.5 |  | 11 | 1991 | DFO |  | N | Y | N | Electric Utility |  |  |  |  | N | [57 empty] | LIQUID | [39 empty] | 0.7385 | 0.025484 | 12.5895
3355 | City of Chanute | 7018 | Chanute 3 | KS | Neosho | 13 | IC | OP | 6 | 5.9 | 5.9 |  | 11 | 1991 | DFO |  | N | Y | N | Electric Utility |  |  |  |  | N | [57 empty] | LIQUID | [39 empty] | 0.7385 | 0.025484 | 12.5895
3355 | City of Chanute | 7018 | Chanute 3 | KS | Neosho | 9 | IC | OP | 7.6 | 6.9 | 6.9 |  | 10 | 1985 | NG | DFO | N | Y | N | Electric Utility |  |  |  |  | N | [57 empty] | GAS | [39 empty] | 1.1659 | 0.0016829 | 10.4
3370 | Channel Energy Center LLC | 55299 | Channel Energy Center LLC | TX | Harris | CTG1 | CT | OP | 215 | 185 | 210 |  | 7 | 2001 | NG | OG | N | Y | Y | IPP CHP |  |  |  |  | N | [57 empty] | GAS | TX | Channel Energy Center | 55299 | CTG1 | 2010 |  | ARP, CAIRNOX, CAIRSO2 | 6738.73 | 12 | 1930738.72 |  | 9.424 | 0.012 | 59.17 | 593449.054 | 9985960.36 | 6 |  | Harris | Cogeneration | 4911 | Electric Services | 29.7189 | -95.2319 | Channel Energy Center, LP (Owner) Calpine Corporation (Operator) | Phase 2 |  | Operating | Combined cycle | Other Gas |  |  | Selective Catalytic Reduction |  | 2600 | 51.6145 | GAS | 368 | 1623.8095 | 0.012 | 0.0018874 | 51.6145
3370 | Channel Energy Center LLC | 55299 | Channel Energy Center LLC | TX | Harris | CTG2 | CT | OP | 215 | 185 | 210 |  | 4 | 2002 | NG | OG | N | Y | Y | IPP CHP |  |  |  |  | N | [57 empty] | GAS | TX | Channel Energy Center | 55299 | CTG2 | 2010 |  | ARP, CAIRNOX, CAIRSO2 | 5703.2 | 12 | 1104897.45 |  | 7.657 | 0.0149 | 59.19 | 514624.459 | 8659549.678 | 6 |  | Harris | Cogeneration | 4911 | Electric Services | 29.7189 | -95.2319 | Channel Energy Center, LP (Owner) Calpine Corporation (Operator) | Phase 2 |  | Operating | Combined cycle | Other Gas |  |  | Selective Catalytic Reduction |  | 2600 | 7.7258 | GAS | 254 | 1895.2381 | 0.0149 | 0.0017685 | 7.7258
3370 | Channel Energy Center LLC | 55299 | Channel Energy Center LLC | TX | Harris | ST-1 | CA | OP | 285 | 215 | 215 |  | 4 | 2002 | NG | OG | N | Y | Y | IPP CHP |  |  |  |  | N | [6 empty] | STK1¦¦STK2 | 2001¦¦ 2002 | 798656 | [48 empty] | GAS | [39 empty] | 0 | 0 | 10.4
3373 | City of Chappell | 2230 | Chappell | NE | Deuel | 1 | IC | OP | 0.2 | 0.1 | 0.1 |  | 1 | 1940 | DFO |  | N | Y | N | Electric Utility |  |  |  |  | N | [57 empty] | LIQUID | [39 empty] | 0.7385 | 0.025484 | 12.5895
3373 | City of Chappell | 2230 | Chappell | NE | Deuel | 5 | IC | OP | 1.1 | 1 | 1 |  | 8 | 1982 | DFO |  | N | Y | N | Electric Utility |  |  |  |  | N | [57 empty] | LIQUID | [39 empty] | 0.7385 | 0.025484 | 12.5895
3413 | PUD No 1 of Chelan County | 3883 | Rocky Reach | WA | Chelan | C-1 | HY | OP | 114 | 104.9 | 104.9 |  | 6 | 1961 | WAT |  | N | Y | N | Electric Utility | [62 empty] | N/A | [39 empty] | 0 | 0 | 10.4
3413 | PUD No 1 of Chelan County | 3883 | Rocky Reach | WA | Chelan | C-10 | HY | OP | 125.4 | 129.9 | 129.9 |  | 1 | 1974 | WAT |  | N | Y | N | Electric Utility | [62 empty] | N/A | [39 empty] | 0 | 0 | 10.4
3413 | PUD No 1 of Chelan County | 3883 | Rocky Reach | WA | Chelan | C-11 | HY | OP | 125.4 | 129.9 | 129.9 |  | 2 | 1974 | WAT |  | N | Y | N | Electric Utility | [62 empty] | N/A | [39 empty] | 0 | 0 | 10.4
3413 | PUD No 1 of Chelan County | 3883 | Rocky Reach | WA | Chelan | C-2 | HY | OP | 114 | 104.9 | 104.9 |  | 6 | 1961 | WAT |  | N | Y | N | Electric Utility | [62 empty] | N/A | [39 empty] | 0 | 0 | 10.4
3413 | PUD No 1 of Chelan County | 3883 | Rocky Reach | WA | Chelan | C-3 | HY | OP | 114 | 104.9 | 104.9 |  | 6 | 1961 | WAT |  | N | Y | N | Electric Utility | [62 empty] | N/A | [39 empty] | 0 | 0 | 10.4
3413 | PUD No 1 of Chelan County | 3883 | Rocky Reach | WA | Chelan | C-4 | HY | OP | 114 | 104.9 | 104.9 |  | 8 | 1961 | WAT |  | N | Y | N | Electric Utility | [62 empty] | N/A | [39 empty] | 0 | 0 | 10.4
3413 | PUD No 1 of Chelan County | 3883 | Rocky Reach | WA | Chelan | C-5 | HY | OP | 114 | 104.9 | 104.9 |  | 8 | 1961 | WAT |  | N | Y | N | Electric Utility | [62 empty] | N/A | [39 empty] | 0 | 0 | 10.4
3413 | PUD No 1 of Chelan County | 3883 | Rocky Reach | WA | Chelan | C-6 | HY | OP | 114 | 104.9 | 104.9 |  | 8 | 1961 | WAT |  | N | Y | N | Electric Utility | [62 empty] | N/A | [39 empty] | 0 | 0 | 10.4
3413 | PUD No 1 of Chelan County | 3883 | Rocky Reach | WA | Chelan | C-7 | HY | OP | 114 | 104.9 | 104.9 |  | 9 | 1961 | WAT |  | N | Y | N | Electric Utility | [62 empty] | N/A | [39 empty] | 0 | 0 | 10.4
3413 | PUD No 1 of Chelan County | 3883 | Rocky Reach | WA | Chelan | C-8 | HY | OP | 125.4 | 129.9 | 129.9 |  | 8 | 1973 | WAT |  | N | Y | N | Electric Utility | [62 empty] | N/A | [39 empty] | 0 | 0 | 10.4
3413 | PUD No 1 of Chelan County | 3883 | Rocky Reach | WA | Chelan | C-9 | HY | OP | 125.4 | 129.9 | 129.9 |  | 11 | 1973 | WAT |  | N | Y | N | Electric Utility | [62 empty] | N/A | [39 empty] | 0 | 0 | 10.4
3413 | PUD No 1 of Chelan County | 6200 | Rock Island | WA | Chelan | B-1 | HY | OP | 20.7 | 15 | 15 |  | 11 | 1931 | WAT |  | N | Y | N | Electric Utility | [62 empty] | N/A | [39 empty] | 0 | 0 | 10.4
3413 | PUD No 1 of Chelan County | 6200 | Rock Island | WA | Chelan | B-10 | HY | OP | 22.5 | 19.5 | 19.5 |  | 4 | 1953 | WAT |  | N | Y | N | Electric Utility | [62 empty] | N/A | [39 empty] | 0 | 0 | 10.4
3413 | PUD No 1 of Chelan County | 6200 | Rock Island | WA | Chelan | B-2 | HY | OP | 20.7 | 15 | 15 |  | 10 | 1931 | WAT |  | N | Y | N | Electric Utility | HY | WAT | 2013 | [59 empty] | N/A | [39 empty] | 0 | 0 | 10.4
3413 | PUD No 1 of Chelan County | 6200 | Rock Island | WA | Chelan | B-3 | HY | OP | 15 | 15 | 15 |  | 12 | 1932 | WAT |  | N | Y | N | Electric Utility | [62 empty] | N/A | [39 empty] | 0 | 0 | 10.4
3413 | PUD No 1 of Chelan County | 6200 | Rock Island | WA | Chelan | B-4 | HY | OP | 20.7 | 15 | 15 |  | 10 | 1932 | WAT |  | N | Y | N | Electric Utility | [62 empty] | N/A | [39 empty] | 0 | 0 | 10.4
3413 | PUD No 1 of Chelan County | 6200 | Rock Island | WA | Chelan | B-5 | HY | OP | 22.5 | 17 | 17 |  | 9 | 1952 | WAT |  | N | Y | N | Electric Utility | [62 empty] | N/A | [39 empty] | 0 | 0 | 10.4
3413 | PUD No 1 of Chelan County | 6200 | Rock Island | WA | Chelan | B-6 | HY | OP | 22.5 | 17 | 17 |  | 10 | 1952 | WAT |  | N | Y | N | Electric Utility | [62 empty] | N/A | [39 empty] | 0 | 0 | 10.4
3413 | PUD No 1 of Chelan County | 6200 | Rock Island | WA | Chelan | B-7 | HY | OP | 22.5 | 17 | 17 |  | 11 | 1952 | WAT |  | N | Y | N | Electric Utility | [62 empty] | N/A | [39 empty] | 0 | 0 | 10.4
3413 | PUD No 1 of Chelan County | 6200 | Rock Island | WA | Chelan | B-8 | HY | OP | 22.5 | 17 | 17 |  | 1 | 1953 | WAT |  | N | Y | N | Electric Utility | [62 empty] | N/A | [39 empty] | 0 | 0 | 10.4
3413 | PUD No 1 of Chelan County | 6200 | Rock Island | WA | Chelan | B-9 | HY | OP | 22.5 | 17 | 17 |  | 3 | 1953 | WAT |  | N | Y | N | Electric Utility | HY | WAT | 2012 | [59 empty] | N/A | [39 empty] | 0 | 0 | 10.4
3413 | PUD No 1 of Chelan County | 6200 | Rock Island | WA | Chelan | U-1 | HY | OP | 51.3 | 42 | 42 |  | 8 | 1979 | WAT |  | N | Y | N | Electric Utility | [62 empty] | N/A | [39 empty] | 0 | 0 | 10.4
3413 | PUD No 1 of Chelan County | 6200 | Rock Island | WA | Chelan | U-2 | HY | OP | 51.3 | 42 | 42 |  | 6 | 1979 | WAT |  | N | Y | N | Electric Utility | [62 empty] | N/A | [39 empty] | 0 | 0 | 10.4
3413 | PUD No 1 of Chelan County | 6200 | Rock Island | WA | Chelan | U-3 | HY | OP | 51.3 | 42 | 42 |  | 4 | 1979 | WAT |  | N | Y | N | Electric Utility | [62 empty] | N/A | [39 empty] | 0 | 0 | 10.4
3413 | PUD No 1 of Chelan County | 6200 | Rock Island | WA | Chelan | U-4 | HY | OP | 51.3 | 42 | 42 |  | 2 | 1979 | WAT |  | N | Y | N | Electric Utility | [62 empty] | N/A | [39 empty] | 0 | 0 | 10.4
3413 | PUD No 1 of Chelan County | 6200 | Rock Island | WA | Chelan | U-5 | HY | OP | 51.3 | 42 | 42 |  | 12 | 1978 | WAT |  | N | Y | N | Electric Utility | [62 empty] | N/A | [39 empty] | 0 | 0 | 10.4
3413 | PUD No 1 of Chelan County | 6200 | Rock Island | WA | Chelan | U-6 | HY | OP | 51.3 | 42 | 42 |  | 10 | 1978 | WAT |  | N | Y | N | Electric Utility | [62 empty] | N/A | [39 empty] | 0 | 0 | 10.4
3413 | PUD No 1 of Chelan County | 6200 | Rock Island | WA | Chelan | U-7 | HY | OP | 51.3 | 42 | 42 |  | 8 | 1978 | WAT |  | N | Y | N | Electric Utility | [62 empty] | N/A | [39 empty] | 0 | 0 | 10.4
3413 | PUD No 1 of Chelan County | 6200 | Rock Island | WA | Chelan | U-8 | HY | OP | 51.3 | 42 | 42 |  | 7 | 1978 | WAT |  | N | Y | N | Electric Utility | [62 empty] | N/A | [39 empty] | 0 | 0 | 10.4
3413 | PUD No 1 of Chelan County | 6424 | Chelan | WA | Chelan | A-1 | HY | OP | 29.6 | 31.4 | 31.4 |  | 9 | 1927 | WAT |  | N | Y | N | Electric Utility | [62 empty] | N/A | [39 empty] | 0 | 0 | 10.4
3413 | PUD No 1 of Chelan County | 6424 | Chelan | WA | Chelan | A-2 | HY | OP | 29.6 | 30.7 | 30.7 |  | 8 | 1928 | WAT |  | N | Y | N | Electric Utility | [62 empty] | N/A | [39 empty] | 0 | 0 | 10.4
3413 | PUD No 1 of Chelan County | 6200 | Rock Island | WA | Chelan | A | HY | OP | 1.2 | 1.2 | 1.2 |  | 10 | 1931 | WAT |  | N | Y | N | Electric Utility | [62 empty] | N/A | [39 empty] | 0 | 0 | 10.4
3432 | Celanese Engineering Resin Inc | 10243 | Celanese Engineering Resin | TX | Nueces | GEN5 | GT | OP | 44.2 | 32.5 | 38 |  | 4 | 1989 | NG |  | N | Y | Y | Industrial CHP |  |  |  |  | N | [57 empty] | GAS | [39 empty] | 0.12493 | 0.0017893 | 12.1329
3452 | Chevron USA Inc-El Sequndo | 10213 | El Segundo Cogen | CA | Los Angeles | GEN1 | CT | OP | 42.4 | 38.7 | 38.7 |  | 12 | 1987 | NG | OG | Y | Y | Y | Industrial CHP |  |  |  |  | N | [57 empty] | GAS | [39 empty] | 0.073065 | 0.000901 | 12.0625
3452 | Chevron USA Inc-El Sequndo | 10213 | El Segundo Cogen | CA | Los Angeles | GEN2 | CT | OP | 42.4 | 38.7 | 38.7 |  | 12 | 1987 | NG | OG | Y | Y | Y | Industrial CHP |  |  |  |  | N | [57 empty] | GAS | [39 empty] | 0.073065 | 0.000901 | 12.0625
3452 | Chevron USA Inc-El Sequndo | 10213 | El Segundo Cogen | CA | Los Angeles | GEN5 | CT | OP | 40.3 | 39.2 | 39.2 |  | 3 | 1996 | NG | OG | Y | Y | Y | Industrial CHP |  |  |  |  | N | [57 empty] | GAS | [39 empty] | 0.060848 | 0.0009018 | 10.874
3452 | Chevron USA Inc-El Sequndo | 10213 | El Segundo Cogen | CA | Los Angeles | GEN6 | CA | OP | 9.1 | 9.1 | 9.1 |  | 3 | 1996 | NG | OG | Y | Y | Y | Industrial CHP |  |  |  |  | N | [57 empty] | GAS | [39 empty] | 0 | 0 | 10.4
3453 | Chevron Refinery-Hawaii | 10194 | Hawaii Cogen | HI | Honolulu | GEN1 | GT | OP | 3 | 3 | 3 |  | 8 | 1990 | OG | DFO | Y | Y | Y | Industrial CHP |  |  |  |  | N | [57 empty] | GAS | [39 empty] | 0.0016829 | 0.0016829 | 10.4
3453 | Chevron Refinery-Hawaii | 10194 | Hawaii Cogen | HI | Honolulu | GEN2 | GT | OP | 3 | 3 | 3 |  | 8 | 1990 | OG | DFO | Y | Y | Y | Industrial CHP |  |  |  |  | N | [57 empty] | GAS | [39 empty] | 0.0016829 | 0.0016829 | 10.4
3453 | Chevron Refinery-Hawaii | 10194 | Hawaii Cogen | HI | Honolulu | GEN3 | GT | OP | 3 | 3 | 3 |  | 8 | 1990 | OG | DFO | Y | Y | Y | Industrial CHP |  |  |  |  | N | [57 empty] | GAS | [39 empty] | 0.0016829 | 0.0016829 | 10.4
3453 | Chevron Refinery-Hawaii | 10194 | Hawaii Cogen | HI | Honolulu | GEN4 | GT | OP | 3.2 | 3.2 | 3.2 |  | 6 | 2011 | OG | DFO | Y | Y | Y | Industrial CHP |  |  |  |  | N | [57 empty] | GAS | [39 empty] | 0.0016829 | 0.0016829 | 10.4
3455 | Chevron Oronite Co LLC | 55857 | Oak Point Cogen | LA | Plaquemines | 5121 | GT | OP | 4.7 | 4 | 5 |  | 10 | 1999 | NG |  | N | Y | Y | Industrial CHP |  |  |  |  | N | [57 empty] | GAS | [39 empty] | 0.22456 | 0.0023845 | 9.8207
3455 | Chevron Oronite Co LLC | 55857 | Oak Point Cogen | LA | Plaquemines | 5131 | GT | OP | 4.7 | 4 | 5 |  | 10 | 1999 | NG |  | N | Y | Y | Industrial CHP |  |  |  |  | N | [57 empty] | GAS | [39 empty] | 0.22456 | 0.0023845 | 9.8207
3455 | Chevron Oronite Co LLC | 55857 | Oak Point Cogen | LA | Plaquemines | 5141 | GT | OP | 4.7 | 4 | 5 |  | 10 | 1999 | NG |  | N | Y | Y | Industrial CHP |  |  |  |  | N | [57 empty] | GAS | [39 empty] | 0.22456 | 0.0023845 | 9.8207
3455 | Chevron Oronite Co LLC | 55857 | Oak Point Cogen | LA | Plaquemines | 5151 | GT | OP | 4.7 | 4 | 5 |  | 10 | 1999 | NG |  | N | Y | Y | Industrial CHP |  |  |  |  | N | [57 empty] | GAS | [39 empty] | 0.22456 | 0.0023845 | 9.8207
3455 | Chevron Oronite Co LLC | 55857 | Oak Point Cogen | LA | Plaquemines | 5161 | GT | OP | 4.7 | 4 | 5 |  | 10 | 1999 | NG |  | N | Y | Y | Industrial CHP |  |  |  |  | N | [57 empty] | GAS | [39 empty] | 0.22456 | 0.0023845 | 9.8207
3473 | Metro Wtr Recl Dist Grtr Chi | 10903 | Lockport Powerhouse | IL | Will | 1GEN | HY | OP | 8 | 6 | 6 |  | 2 | 1999 | WAT |  | N | Y | N | IPP Non-CHP |  |  |  |  | N | [57 empty] | N/A | [39 empty] | 0 | 0 | 10.4
3473 | Metro Wtr Recl Dist Grtr Chi | 10903 | Lockport Powerhouse | IL | Will | 2GEN | HY | OP | 8 | 6 | 6 |  | 12 | 2001 | WAT |  | N | Y | N | IPP Non-CHP |  |  |  |  | N | [57 empty] | N/A | [39 empty] | 0 | 0 | 10.4
3476 | Children's Hospital & Health | 10175 | Childrens Hospital | CA | San Diego | 1711 | GT | OP | 3.5 | 3.5 | 3.5 |  | 12 | 2004 | NG |  | N | Y | Y | Commercial CHP |  |  |  |  | N | [57 empty] | GAS | [39 empty] | 0.14346 | 0.0010564 | 10.0892
3476 | Children's Hospital & Health | 10175 | Childrens Hospital | CA | San Diego | 5083 | IC | OP | 1.5 | 1.5 | 1.5 |  | 10 | 2010 | DFO |  | N | N | N | Commercial CHP |  |  |  |  | N | [57 empty] | LIQUID | [39 empty] | 0.7385 | 0.025484 | 12.5895
3476 | Children's Hospital & Health | 10175 | Childrens Hospital | CA | San Diego | 5084 | IC | OP | 1.5 | 1.5 | 1.5 |  | 10 | 2010 | DFO |  | N | N | N | Commercial CHP |  |  |  |  | N | [57 empty] | LIQUID | [39 empty] | 0.7385 | 0.025484 | 12.5895
3476 | Children's Hospital & Health | 10175 | Childrens Hospital | CA | San Diego | 5085 | IC | OP | 1.5 | 1.5 | 1.5 |  | 10 | 2010 | DFO |  | N | N | N | Commercial CHP |  |  |  |  | N | [57 empty] | LIQUID | [39 empty] | 0.7385 | 0.025484 | 12.5895
3477 | City of Chicopee - (MA) | 7396 | Front Street | MA | HAMPDEN | 1 | IC | OP | 2.7 | 2.8 | 2.8 |  | 1 | 1978 | DFO |  | N | Y | N | Electric Utility |  |  |  |  | N | [57 empty] | LIQUID | [39 empty] | 0.7385 | 0.025484 | 12.5895
3477 | City of Chicopee - (MA) | 7396 | Front Street | MA | HAMPDEN | 2 | IC | OP | 2.7 | 2.8 | 2.8 |  | 1 | 1978 | DFO |  | N | Y | N | Electric Utility |  |  |  |  | N | [57 empty] | LIQUID | [39 empty] | 0.7385 | 0.025484 | 12.5895
3477 | City of Chicopee - (MA) | 7396 | Front Street | MA | HAMPDEN | 3 | IC | OP | 2.7 | 2.8 | 2.8 |  | 1 | 1978 | DFO |  | N | Y | N | Electric Utility |  |  |  |  | N | [57 empty] | LIQUID | [39 empty] | 0.7385 | 0.025484 | 12.5895
3486 | Chillicothe Municipal Utils | 2122 | Chillicothe | MO | Livingston | D1 | IC | OP | 2 | 2 | 2 |  | 6 | 2003 | DFO |  | N | Y | N | Electric Utility |  |  |  |  | N | [57 empty] | LIQUID | [39 empty] | 0.7385 | 0.025484 | 12.5895
3486 | Chillicothe Municipal Utils | 2122 | Chillicothe | MO | Livingston | GT1 | GT | OP | 40 | 40 | 42 |  | 6 | 1986 | NG | DFO | Y | Y | N | Electric Utility |  |  |  |  | N | [57 empty] | GAS | MO | Chillicothe | 2122 | GT1A | 2010 | CP0 | CAIRNOX, CAIROS, CAIRSO2 | 21 | 12 | 156 |  | 0.061 | 0.7243 | 0.937 |  | 2505.6 | 7 | Mid-America Interconnected Network | Livingston | Electric Utility |  |  | 39.784 | -93.562 | Chillicothe Municipal Utilities (Owner/Operator) |  |  | Operating | Combustion turbine | Pipeline Natural Gas | Diesel Oil |  |  |  | 297 | 15.9581 | GAS | 21 | 0 | 0.7243 | 0.048691 | 15.9581
3486 | Chillicothe Municipal Utils | 2122 | Chillicothe | MO | Livingston | GT2 | GT | OP | 40 | 40 | 42 |  | 6 | 1986 | NG | DFO | Y | Y | N | Electric Utility |  |  |  |  | N | [57 empty] | GAS | MO | Chillicothe | 2122 | GT2A | 2010 | CP0 | CAIRNOX, CAIROS, CAIRSO2 | 19 | 12 | 123 |  | 0.232 | 0.8846 | 0.925 |  | 1979.9 | 7 | Mid-America Interconnected Network | Livingston | Electric Utility |  |  | 39.784 | -93.562 | Chillicothe Municipal Utilities (Owner/Operator) |  |  | Operating | Combustion turbine | Pipeline Natural Gas | Diesel Oil |  |  |  | 297 | 16.1022 | GAS | 20 | -50 | 0.8846 | 0.23436 | 16.0967
3486 | Chillicothe Municipal Utils | 2122 | Chillicothe | MO | Livingston | D2 | IC | OP | 2 | 2 | 2 |  | 6 | 2003 | DFO |  | N | Y | N | Electric Utility |  |  |  |  | N | [57 empty] | LIQUID | [39 empty] | 0.7385 | 0.025484 | 12.5895
3486 | Chillicothe Municipal Utils | 2122 | Chillicothe | MO | Livingston | D3 | IC | OP | 2 | 2 | 2 |  | 6 | 2003 | DFO |  | N | Y | N | Electric Utility |  |  |  |  | N | [57 empty] | LIQUID | [39 empty] | 0.7385 | 0.025484 | 12.5895
3486 | Chillicothe Municipal Utils | 2122 | Chillicothe | MO | Livingston | D4 | IC | OP | 2 | 2 | 2 |  | 6 | 2003 | DFO |  | N | Y | N | Electric Utility |  |  |  |  | N | [57 empty] | LIQUID | [39 empty] | 0.7385 | 0.025484 | 12.5895
3486 | Chillicothe Municipal Utils | 2122 | Chillicothe | MO | Livingston | D5 | IC | OP | 2 | 2 | 2 |  | 6 | 2003 | DFO |  | N | Y | N | Electric Utility |  |  |  |  | N | [57 empty] | LIQUID | [39 empty] | 0.7385 | 0.025484 | 12.5895
3490 | Crystal Springs Hydro Elec LP | 10806 | Crystal Springs | ID | Twin Falls | GEN1 | HY | OP | 2.3 | 2 | 2 |  | 1 | 1988 | WAT |  | N | Y | N | IPP Non-CHP | [62 empty] | N/A | [39 empty] | 0 | 0 | 10.4
3522 | Chugach Electric Assn Inc | 96 | Beluga | AK | Kenai Peninsula | 1 | GT | OP | 16 | 18.9 | 19.6 |  | 1 | 1968 | NG |  | N | Y | N | Electric Utility |  |  |  |  | N | [57 empty] | GAS | [39 empty] | 0.17644 | 0.0014488 | 12.3098
3522 | Chugach Electric Assn Inc | 96 | Beluga | AK | Kenai Peninsula | 2 | GT | OP | 16 | 18.9 | 19.6 |  | 1 | 1968 | NG |  | N | Y | N | Electric Utility |  |  |  |  | N | [57 empty] | GAS | [39 empty] | 0.17644 | 0.0014488 | 12.3098
3522 | Chugach Electric Assn Inc | 96 | Beluga | AK | Kenai Peninsula | 3 | GT | OP | 59.1 | 58 | 64.8 |  | 5 | 1972 | NG |  | N | Y | N | Electric Utility |  |  |  |  | N | [57 empty] | GAS | [39 empty] | 0.10219 | 0.0010142 | 15.4172
3522 | Chugach Electric Assn Inc | 96 | Beluga | AK | Kenai Peninsula | 5 | GT | OP | 68.3 | 61.4 | 68.7 |  | 10 | 1975 | NG |  | N | Y | N | Electric Utility |  |  |  |  | N | [57 empty] | GAS | [39 empty] | 0.092689 | 0.0009344 | 15.3817
3522 | Chugach Electric Assn Inc | 96 | Beluga | AK | Kenai Peninsula | 6 | CT | OP | 76.5 | 72.6 | 79.2 |  | 5 | 1976 | NG |  | N | Y | N | Electric Utility |  |  |  |  | N | [57 empty] | GAS | [39 empty] | 0.053808 | 0.0007209 | 11.9118
3522 | Chugach Electric Assn Inc | 96 | Beluga | AK | Kenai Peninsula | 7 | CT | OP | 76.5 | 70.6 | 80.1 |  | 12 | 1978 | NG |  | N | Y | N | Electric Utility |  |  |  |  | N | [57 empty] | GAS | [39 empty] | 0.052421 | 0.0007197 | 11.7079
3522 | Chugach Electric Assn Inc | 96 | Beluga | AK | Kenai Peninsula | 8 | CA | OP | 62 | 44 | 53 |  | 9 | 1982 | NG |  | N | Y | N | Electric Utility |  |  |  |  | N | [57 empty] | GAS | [39 empty] | 0 | 0 | 10.4
3522 | Chugach Electric Assn Inc | 6291 | Cooper Lake | AK | KENAI PENINSULA | 1 | HY | OP | 9.7 | 9.7 | 9.7 |  | 5 | 1961 | WAT |  | N | Y | N | Electric Utility | [62 empty] | N/A | [39 empty] | 0 | 0 | 10.4
3522 | Chugach Electric Assn Inc | 6291 | Cooper Lake | AK | KENAI PENINSULA | 2 | HY | OP | 9.7 | 9.7 | 9.7 |  | 5 | 1961 | WAT |  | N | Y | N | Electric Utility | [62 empty] | N/A | [39 empty] | 0 | 0 | 10.4
3522 | Chugach Electric Assn Inc | 6292 | Bernice Lake | AK | Kenai Peninsula | 3 | GT | OP | 28.8 | 22.9 | 26 |  | 12 | 1978 | NG |  | N | Y | N | Electric Utility |  |  |  |  | N | [57 empty] | GAS | [39 empty] | 0.12233 | 0.0010728 | 13.1993
3522 | Chugach Electric Assn Inc | 6292 | Bernice Lake | AK | Kenai Peninsula | 4 | GT | OP | 27.2 | 22.5 | 22.5 |  | 11 | 1981 | NG |  | N | Y | N | Electric Utility |  |  |  |  | N | [57 empty] | GAS | [39 empty] | 0.11874 | 0.0010248 | 12.8795
3522 | Chugach Electric Assn Inc | 6293 | International | AK | Anchorage | 1 | GT | OP | 15 | 12.6 | 14.1 |  | 12 | 1964 | NG |  | N | Y | N | Electric Utility |  |  |  |  | N | [57 empty] | GAS | [39 empty] | 0.1909 | 0.0015753 | 12.2372
3522 | Chugach Electric Assn Inc | 6293 | International | AK | Anchorage | 2 | GT | OP | 15 | 12.6 | 14.1 |  | 11 | 1965 | NG |  | N | Y | N | Electric Utility |  |  |  |  | N | [57 empty] | GAS | [39 empty] | 0.18873 | 0.0015548 | 12.2109
3522 | Chugach Electric Assn Inc | 6293 | International | AK | Anchorage | 3 | GT | OP | 16.3 | 16.7 | 18.5 |  | 11 | 1969 | NG |  | N | Y | N | Electric Utility |  |  |  |  | N | [57 empty] | GAS | [39 empty] | 0.17421 | 0.0014432 | 12.3285
3542 | Duke Energy Ohio Inc | 2830 | Walter C Beckjord | OH | Clermont | 1 | ST | OP | 115 | 94 | 94 |  | 6 | 1952 | BIT |  | N | Y | N | Electric Utility |  |  |  | 2015 | N | Y | [5 empty] | 1 | 1952 | 212164 | 0.24 | 4240 | 1093.5 | PB | OT | OT | 1979 | 2010 | 2009 | MS | SS | WA | [19 empty] | OP | EC |  |  | 18 |  | 1 |  |  |  | 99 | 62 | 350000 | OP | NA |  |  | COAL | OH | Walter C Beckjord Generating Station | 2830 | 4 | 2010 |  | ARP, CAIRNOX, CAIROS, CAIRSO2 | 4868.77 | 12 | 601830.31 |  | 4492.456 | 0.3944 | 1147.622 | 626276.042 | 6104081.692 | 5 | East Central Area Reliability Coordination Agreement | Clermont | Electric Utility | 4911 | Electric Services | 38.9917 | -84.2981 | Duke Energy Ohio, Inc. (Owner/Operator) | Phase 2 | Phase II Group 1 | Operating | Tangentially-fired | Coal |  |  | Low NOx Burner Technology w/ Separated OFA | Electrostatic Precipitator | 1423 | 9.8911 | COAL | 164 | 127.6596 | 0.3944 | 1.472 | 9.8911
3542 | Duke Energy Ohio Inc | 2830 | Walter C Beckjord | OH | Clermont | 2 | ST | OP | 112.5 | 94 | 94 |  | 10 | 1953 | BIT |  | N | Y | N | Electric Utility |  |  |  | 2015 | N | Y | [5 empty] | 2 | 1953 | 212164 | [31 empty] | OP | EC |  |  | 18 |  | 1 |  |  |  | 99 | 62 | 350000 |  |  |  |  | COAL | OH | Walter C Beckjord Generating Station | 2830 | 4 | 2010 |  | ARP, CAIRNOX, CAIROS, CAIRSO2 | 4868.77 | 12 | 601830.31 |  | 4492.456 | 0.3944 | 1147.622 | 626276.042 | 6104081.692 | 5 | East Central Area Reliability Coordination Agreement | Clermont | Electric Utility | 4911 | Electric Services | 38.9917 | -84.2981 | Duke Energy Ohio, Inc. (Owner/Operator) | Phase 2 | Phase II Group 1 | Operating | Tangentially-fired | Coal |  |  | Low NOx Burner Technology w/ Separated OFA | Electrostatic Precipitator | 1423 | 9.8911 | COAL | 164 | 127.6596 | 0.3944 | 1.472 | 9.8911
3542 | Duke Energy Ohio Inc | 2830 | Walter C Beckjord | OH | Clermont | 3 | ST | OP | 125 | 128 | 128 |  | 11 | 1954 | BIT |  | N | Y | N | Electric Utility |  |  |  | 2015 | N | Y | [5 empty] | 3 | 1954 | 269120 | 0.24 | 4294.5 | 1093.5 | PB | OT | OT | 1979 | 2010 | 2009 | MS | SS | WA | [19 empty] | OP | EC |  |  | 18 |  | 1 |  |  |  | 99 | 78 | 505000 |  |  |  |  | COAL | OH | Walter C Beckjord Generating Station | 2830 | 4 | 2010 |  | ARP, CAIRNOX, CAIROS, CAIRSO2 | 4868.77 | 12 | 601830.31 |  | 4492.456 | 0.3944 | 1147.622 | 626276.042 | 6104081.692 | 5 | East Central Area Reliability Coordination Agreement | Clermont | Electric Utility | 4911 | Electric Services | 38.9917 | -84.2981 | Duke Energy Ohio, Inc. (Owner/Operator) | Phase 2 | Phase II Group 1 | Operating | Tangentially-fired | Coal |  |  | Low NOx Burner Technology w/ Separated OFA | Electrostatic Precipitator | 1423 | 9.8911 | COAL | 164 | 359.375 | 0.3944 | 1.472 | 9.8911
3542 | Duke Energy Ohio Inc | 2830 | Walter C Beckjord | OH | Clermont | 4 | ST | OP | 163.2 | 150 | 150 |  | 7 | 1958 | BIT |  | N | Y | N | Electric Utility |  |  |  | 2015 | N | Y | [5 empty] | 4 | 1958 | 341040 | 0.24 | 4224.5 | 1093.5 | PB | OT | OT | 1979 | 2010 | 2009 | MS | SS | WA | [19 empty] | OP | EC |  |  | 18 |  | 1 |  |  |  | 99 | 101 | 585000 |  |  |  |  | COAL | OH | Walter C Beckjord Generating Station | 2830 | 4 | 2010 |  | ARP, CAIRNOX, CAIROS, CAIRSO2 | 4868.77 | 12 | 601830.31 |  | 4492.456 | 0.3944 | 1147.622 | 626276.042 | 6104081.692 | 5 | East Central Area Reliability Coordination Agreement | Clermont | Electric Utility | 4911 | Electric Services | 38.9917 | -84.2981 | Duke Energy Ohio, Inc. (Owner/Operator) | Phase 2 | Phase II Group 1 | Operating | Tangentially-fired | Coal |  |  | Low NOx Burner Technology w/ Separated OFA | Electrostatic Precipitator | 1423 | 9.8911 | COAL | 164 | 1953.3333 | 0.3944 | 1.472 | 9.8911
3542 | Duke Energy Ohio Inc | 2830 | Walter C Beckjord | OH | Clermont | 5 | ST | OP | 244.8 | 238 | 238 |  | 12 | 1962 | BIT |  | N | Y | N | Electric Utility |  |  |  | 2015 | N | Y | [5 empty] | 5 | 1962 | 1291834 | 0.24 | 4073 | 1093.5 | PB | OT | OT | 1979 | 2010 | 2009 | MS | SS | WA | [19 empty] | OP | EC |  |  | 18 |  | 1 |  |  |  | 99.5 | 102 | 875000 |  |  |  |  | COAL | OH | Walter C Beckjord Generating Station | 2830 | 5 | 2010 | MS51, MS52 | ARP, CAIRNOX, CAIROS, CAIRSO2 | 7025.09 | 12 | 1314806.51 |  | 17719.17 | 0.4098 | 2416.403 | 1218564.327 | 11876830.22 | 5 | East Central Area Reliability Coordination Agreement | Clermont | Electric Utility | 4911 | Electric Services | 38.9917 | -84.2981 | Duke Energy Ohio, Inc. (Owner/Operator) | Table 1 | Phase 1 Group 1 | Operating | Tangentially-fired | Coal |  |  | Low NOx Burner Technology w/ Closed-coupled OFA Low NOx Burner Technology w/ Separated OFA | Electrostatic Precipitator | 2367 | 8.8353 | COAL | 260 | 1953.7815 | 0.4098 | 2.9838 | 8.8353
3542 | Duke Energy Ohio Inc | 2830 | Walter C Beckjord | OH | Clermont | 6 | ST | OP | 460.8 | 414 | 420 |  | 7 | 1969 | BIT |  | N | Y | N | Electric Utility |  |  |  | 2015 | N | Y | [5 empty] | 5 | 1962 | 1291834 | 0.24 | 4287 | 1093.5 | PB | OT | OT | 1979 | 2010 | 2009 | MS | SS | WA | [19 empty] | OP | EC |  |  | 25 |  | 2.5¦¦ 1 |  |  |  | 50¦¦ 99.2 | 177 | 1600000 |  |  |  |  | COAL | OH | Walter C Beckjord Generating Station | 2830 | 6 | 2010 |  | ARP, CAIRNOX, CAIROS, CAIRSO2 | 7074.5 | 12 | 2207025.39 |  | 46944.636 | 0.3586 | 4399.543 | 2444235.694 | 23822941.75 | 5 | East Central Area Reliability Coordination Agreement | Clermont | Electric Utility | 4911 | Electric Services | 38.9917 | -84.2981 | Columbus Southern Power Company (Owner) Dayton Power and Light Company (Owner) Duke Energy Ohio, Inc. (Owner/Operator) | Table 1 | Phase 1 Group 1 | Operating | Tangentially-fired | Coal |  |  | Low NOx Burner Technology w/ Closed-coupled OFA Low NOx Burner Technology w/ Closed-coupled/Separated OFA | Electrostatic Precipitator | 3944 | 10.6349 | COAL | 449 | 1965.4762 | 0.3586 | 3.9411 | 10.6349
3542 | Duke Energy Ohio Inc | 2830 | Walter C Beckjord | OH | Clermont | GT1 | GT | OP | 52.9 | 46.6 | 61.2 |  | 4 | 1972 | DFO |  | N | Y | N | Electric Utility | [62 empty] | LIQUID | OH | Walter C Beckjord Generating Station | 2830 | CT1 | 2010 |  | CAIRNOX, CAIROS, CAIRSO2 | 11.19 | 12 | 152.65 |  | 0.002 | 0.3701 | 0.727 |  | 3606.754 | 5 | East Central Area Reliability Coordination Agreement | Clermont | Electric Utility | 4911 | Electric Services | 38.9917 | -84.2981 | Duke Energy Ohio, Inc. (Owner/Operator) |  |  | Operating | Combustion turbine | Diesel Oil |  |  |  |  | 766 | 10.0374 | LIQUID | 40 | 235 | 0.3701 | 0.001109 | 10.0374
3542 | Duke Energy Ohio Inc | 2830 | Walter C Beckjord | OH | Clermont | GT2 | GT | OP | 52.9 | 46.6 | 61.2 |  | 4 | 1972 | DFO |  | N | Y | N | Electric Utility | [62 empty] | LIQUID | OH | Walter C Beckjord Generating Station | 2830 | CT2 | 2010 |  | CAIRNOX, CAIROS, CAIRSO2 | 9.6 | 12 | 125.67 |  | 0.002 | 0.3905 | 0.659 |  | 2999.049 | 5 | East Central Area Reliability Coordination Agreement | Clermont | Electric Utility | 4911 | Electric Services | 38.9917 | -84.2981 | Duke Energy Ohio, Inc. (Owner/Operator) |  |  | Operating | Combustion turbine | Diesel Oil |  |  |  |  | 766 | 9.0809 | LIQUID | 38 | 194.7368 | 0.3905 | 0.0013338 | 9.0809
3542 | Duke Energy Ohio Inc | 2830 | Walter C Beckjord | OH | Clermont | GT3 | GT | OP | 52.9 | 46.6 | 61.2 |  | 6 | 1972 | DFO |  | N | Y | N | Electric Utility | [62 empty] | LIQUID | OH | Walter C Beckjord Generating Station | 2830 | CT3 | 2010 |  | CAIRNOX, CAIROS, CAIRSO2 | 1.64 | 12 | 44.74 |  | 0 | 0.335 | 0.165 |  | 682.285 | 5 | East Central Area Reliability Coordination Agreement | Clermont | Electric Utility | 4911 | Electric Services | 38.9917 | -84.2981 | Duke Energy Ohio, Inc. (Owner/Operator) |  |  | Operating | Combustion turbine | Diesel Oil |  |  |  |  | 766 | 9.0009 | LIQUID | 38 | 194.7368 | 0.335 | 0.031183 | 9.0009
3542 | Duke Energy Ohio Inc | 2830 | Walter C Beckjord | OH | Clermont | GT4 | GT | OP | 52.9 | 46.6 | 61.2 |  | 6 | 1972 | DFO |  | N | Y | N | Electric Utility | [62 empty] | LIQUID | OH | Walter C Beckjord Generating Station | 2830 | CT4 | 2010 |  | CAIRNOX, CAIROS, CAIRSO2 | 1.7 | 12 | 44.06 |  | 0.001 | 0.3435 | 0.333 |  | 1292.392 | 5 | East Central Area Reliability Coordination Agreement | Clermont | Electric Utility | 4911 | Electric Services | 38.9917 | -84.2981 | Duke Energy Ohio, Inc. (Owner/Operator) |  |  | Operating | Combustion turbine | Diesel Oil |  |  |  |  | 766 | 17.3753 | LIQUID | 39 | 215.3846 | 0.3435 | 0.0015475 | 17.3753
3542 | Duke Energy Ohio Inc | 2832 | Miami Fort | OH | Hamilton | 6 | ST | OP | 163.2 | 163 | 163 |  | 11 | 1960 | BIT |  | N | Y | N | Electric Utility |  |  |  | 2015 | N | Y | [5 empty] | 41400 | 1994 | 340104 | [31 empty] | OP | EK |  |  | 18 |  | 1 |  |  |  | 99.5 | 75 | 585000 | OP | LN | OV |  | COAL | OH | Miami Fort Generating Station | 2832 | 6 | 2010 |  | ARP, CAIRNOX, CAIROS, CAIRSO2 | 7493.01 | 12 | 1038031.84 |  | 17983.858 | 0.2629 | 1258.516 | 969757.799 | 9451999.875 | 5 |  | Hamilton | Electric Utility | 4911 | Electric Services | 39.1131 | -84.8031 | Duke Energy Kentucky, Inc. (Owner) Duke Energy Ohio, Inc. (Operator) | Table 1 | Phase 1 Group 1 | Operating | Tangentially-fired | Coal |  |  |  | Electrostatic Precipitator | 1534 | 9.0254 | COAL | 173 | 1969.3252 | 0.2629 | 3.8053 | 9.0254
3542 | Duke Energy Ohio Inc | 2832 | Miami Fort | OH | Hamilton | 7 | ST | OP | 557.1 | 510 | 510 |  | 5 | 1975 | BIT |  | N | Y | N | Electric Utility |  |  |  |  | N | Y | [24 empty] | OP | SP |  |  |  | LS |  |  |  | n | 4.4 | 97 | 1182 | 1829057 | 100 | OP | EK |  |  | 25 |  | 1 |  |  |  | 99.5 | 350 | 2050000 |  |  |  |  | COAL | OH | Miami Fort Generating Station | 2832 | 7 | 2010 |  | ARP, CAIRNOX, CAIROS, CAIRSO2 | 8539.81 | 12 | 4377132 |  | 3596.67 | 0.1392 | 2869.535 | 4275048.838 | 41667170.78 | 5 |  | Hamilton | Electric Utility | 4911 | Electric Services | 39.1131 | -84.8031 | Duke Energy Ohio, Inc. (Owner/Operator) Dayton Power and Light Company (Owner) | Table 1 | Group 2 | Operating | Cell burner boiler | Coal |  | Wet Limestone | Low NOx Cell Burner Selective Catalytic Reduction | Electrostatic Precipitator | 5025 | 9.4962 | COAL | 561 | 1950 | 0.1392 | 0.17264 | 9.4962
3542 | Duke Energy Ohio Inc | 2832 | Miami Fort | OH | Hamilton | 8 | ST | OP | 557.7 | 510 | 510 |  | 2 | 1978 | BIT |  | N | Y | N | Electric Utility |  |  |  |  | N | Y | [24 empty] | OP | SP |  |  |  | LS |  |  |  | n | 4.4 | 97 | 1127 | 1738564 | 100 | OP | EK |  |  | 12 |  | 0.7 |  |  |  | 99.5 | 316 | 2050000 |  |  |  |  | COAL | OH | Miami Fort Generating Station | 2832 | 8 | 2010 |  | ARP, CAIRNOX, CAIROS, CAIRSO2 | 7677.98 | 12 | 3846021.35 |  | 3368.569 | 0.1017 | 1692.651 | 3432453.891 | 33454770.09 | 5 |  | Hamilton | Electric Utility | 4911 | Electric Services | 39.1131 | -84.8031 | Duke Energy Ohio, Inc. (Owner/Operator) Dayton Power and Light Company (Owner) | Phase 2 | Phase II Group 1 | Operating | Dry bottom wall-fired boiler | Coal |  | Wet Limestone | Selective Catalytic Reduction Low NOx Burner Technology (Dry Bottom only) Low NOx Cell Burner | Electrostatic Precipitator | 5025 | 8.6652 | COAL | 560 | 1950.9804 | 0.1017 | 0.20138 | 8.6652
3542 | Duke Energy Ohio Inc | 2832 | Miami Fort | OH | Hamilton | GT3 | GT | OP | 16.5 | 14.2 | 19.5 |  | 7 | 1971 | DFO |  | N | Y | N | Electric Utility | [62 empty] | LIQUID | [39 empty] | 0.88299 | 0.1783 | 13.142
3542 | Duke Energy Ohio Inc | 2832 | Miami Fort | OH | Hamilton | GT4 | GT | OP | 16.5 | 14.2 | 19.5 |  | 8 | 1971 | DFO |  | N | Y | N | Electric Utility | [62 empty] | LIQUID | [39 empty] | 0.88299 | 0.1783 | 13.142
3542 | Duke Energy Ohio Inc | 2832 | Miami Fort | OH | Hamilton | GT5 | GT | OP | 16.5 | 14.2 | 19.5 |  | 9 | 1971 | DFO |  | N | Y | N | Electric Utility | [62 empty] | LIQUID | [39 empty] | 0.88299 | 0.1783 | 13.142
3542 | Duke Energy Ohio Inc | 2832 | Miami Fort | OH | Hamilton | GT6 | GT | OP | 16.5 | 14.2 | 19.5 |  | 10 | 1971 | DFO |  | N | Y | N | Electric Utility | [62 empty] | LIQUID | [39 empty] | 0.88299 | 0.1783 | 13.142
3542 | Duke Energy Ohio Inc | 6019 | W H Zimmer | OH | Clermont | ST1 | ST | OP | 1425.6 | 1300 | 1300 |  | 3 | 1991 | BIT |  | N | Y | N | Electric Utility |  |  |  |  | N | Y | [5 empty] | 1 | 1991 | 1970000 | [16 empty] | OP | SP |  |  |  | LI | MO |  |  | Y | 4.5 | 99 | 6558 | 4900000 | 91 | OP | EK |  |  | 15 |  | 1.5 |  |  |  | 99.8 | 299 | 5000000 |  |  |  |  | COAL | OH | W H Zimmer Generating Station | 6019 | 1 | 2010 |  | ARP, CAIRNOX, CAIROS, CAIRSO2 | 7967.61 | 12 | 10522148.27 |  | 19388.146 | 0.1824 | 7925.781 | 9070767.536 | 88409026.57 | 5 | East Central Area Reliability Coordination Agreement | Clermont | Electric Utility | 4911 | Electric Services | 38.8689 | -84.2286 | Columbus Southern Power Company (Owner) Duke Energy Ohio, Inc. (Owner/Operator) Dayton Power and Light Company (Owner) | Phase 2 | Early Election | Operating | Dry bottom wall-fired boiler | Coal |  | Wet Lime FGD | Selective Catalytic Reduction Low NOx Burner Technology (Dry Bottom only) | Electrostatic Precipitator | 11968 | 8.3779 | COAL | 1428 | 450.7692 | 0.1824 | 0.4386 | 8.3779
3542 | Duke Energy Ohio Inc | 55111 | Vermillion Energy Facility | IN | Vermillion | CT1 | GT | OP | 85.4 | 71 | 89 |  | 6 | 2000 | NG |  | N | Y | N | IPP Non-CHP |  |  |  |  | N | [57 empty] | GAS | IN | Duke Energy Vermillion, II LLC | 55111 | 1 | 2010 |  | ARP, CAIRNOX, CAIROS, CAIRSO2 | 191.54 | 12 | 9945.47 |  | 0.04 | 0.0474 | 2.261 | 8007.282 | 134750.418 | 5 |  | Vermillion | Electric Utility |  |  | 39.9208 | -87.445 | Duke Energy Ohio, Inc. (Owner/Operator) Wabash Valley Power Association, Inc. (Owner) | Phase 2 |  | Operating | Combustion turbine | Pipeline Natural Gas |  |  | Dry Low NOx Burners |  | 1272 | 12.6739 | GAS | 89 | 500 | 0.0474 | 0.000594 | 12.6739
3542 | Duke Energy Ohio Inc | 55111 | Vermillion Energy Facility | IN | Vermillion | CT2 | GT | OP | 85.4 | 71 | 89 |  | 6 | 2000 | NG |  | N | Y | N | IPP Non-CHP |  |  |  |  | N | [57 empty] | GAS | IN | Duke Energy Vermillion, II LLC | 55111 | 2 | 2010 |  | ARP, CAIRNOX, CAIROS, CAIRSO2 | 159.79 | 12 | 8971.21 |  | 0.036 | 0.0408 | 1.732 | 7214.925 | 121418.512 | 5 |  | Vermillion | Electric Utility |  |  | 39.9208 | -87.445 | Duke Energy Ohio, Inc. (Owner/Operator) Wabash Valley Power Association, Inc. (Owner) | Phase 2 |  | Operating | Combustion turbine | Pipeline Natural Gas |  |  | Dry Low NOx Burners |  | 1272 | 12.8319 | GAS | 94 | 471.9101 | 0.0408 | 0.000593 | 12.8319
3542 | Duke Energy Ohio Inc | 55111 | Vermillion Energy Facility | IN | Vermillion | CT3 | GT | OP | 85.4 | 71 | 89 |  | 6 | 2000 | NG |  | N | Y | N | IPP Non-CHP |  |  |  |  | N | [57 empty] | GAS | IN | Duke Energy Vermillion, II LLC | 55111 | 3 | 2010 |  | ARP, CAIRNOX, CAIROS, CAIRSO2 | 261.53 | 12 | 13892.82 |  | 0.058 | 0.0435 | 3.023 | 11589.651 | 195017.302 | 5 |  | Vermillion | Electric Utility |  |  | 39.9208 | -87.445 | Duke Energy Ohio, Inc. (Owner/Operator) Wabash Valley Power Association, Inc. (Owner) | Phase 2 |  | Operating | Combustion turbine | Pipeline Natural Gas |  |  | Dry Low NOx Burners |  | 1272 | 13.1516 | GAS | 91 | 488.764 | 0.0435 | 0.000595 | 13.1516
3542 | Duke Energy Ohio Inc | 55111 | Vermillion Energy Facility | IN | Vermillion | CT4 | GT | OP | 85.4 | 71 | 89 |  | 6 | 2000 | NG |  | N | Y | N | IPP Non-CHP |  |  |  |  | N | [57 empty] | GAS | IN | Duke Energy Vermillion, II LLC | 55111 | 4 | 2010 |  | ARP, CAIRNOX, CAIROS, CAIRSO2 | 233.09 | 12 | 12799.25 |  | 0.053 | 0.0452 | 2.668 | 10472.26 | 176220.208 | 5 |  | Vermillion | Electric Utility |  |  | 39.9208 | -87.445 | Duke Energy Ohio, Inc. (Owner/Operator) Wabash Valley Power Association, Inc. (Owner) | Phase 2 |  | Operating | Combustion turbine | Pipeline Natural Gas |  |  | Dry Low NOx Burners |  | 1272 | 13.043 | GAS | 90 | 494.382 | 0.0452 | 0.000602 | 13.043
3542 | Duke Energy Ohio Inc | 55111 | Vermillion Energy Facility | IN | Vermillion | CT5 | GT | OP | 85.4 | 71 | 89 |  | 6 | 2000 | NG |  | N | Y | N | IPP Non-CHP |  |  |  |  | N | [57 empty] | GAS | IN | Duke Energy Vermillion, II LLC | 55111 | 5 | 2010 |  | ARP, CAIRNOX, CAIROS, CAIRSO2 | 155.02 | 12 | 8335.27 |  | 0.035 | 0.0471 | 1.992 | 6980.231 | 117452.958 | 5 |  | Vermillion | Electric Utility |  |  | 39.9208 | -87.445 | Duke Energy Ohio, Inc. (Owner/Operator) Wabash Valley Power Association, Inc. (Owner) | Phase 2 |  | Operating | Combustion turbine | Pipeline Natural Gas |  |  | Dry Low NOx Burners |  | 1272 | 13.2672 | GAS | 90 | 494.382 | 0.0471 | 0.000596 | 13.2672
3542 | Duke Energy Ohio Inc | 55111 | Vermillion Energy Facility | IN | Vermillion | CT6 | GT | OP | 85.4 | 71 | 89 |  | 6 | 2000 | NG |  | N | Y | N | IPP Non-CHP |  |  |  |  | N | [57 empty] | GAS | IN | Duke Energy Vermillion, II LLC | 55111 | 6 | 2010 |  | ARP, CAIRNOX, CAIROS, CAIRSO2 | 177.53 | 12 | 9852.57 |  | 0.041 | 0.0482 | 2.329 | 8069.485 | 135784.098 | 5 |  | Vermillion | Electric Utility |  |  | 39.9208 | -87.445 | Duke Energy Ohio, Inc. (Owner/Operator) Wabash Valley Power Association, Inc. (Owner) | Phase 2 |  | Operating | Combustion turbine | Pipeline Natural Gas |  |  | Dry Low NOx Burners |  | 1272 | 13.0751 | GAS | 90 | 494.382 | 0.0482 | 0.000604 | 13.0751
3542 | Duke Energy Ohio Inc | 55111 | Vermillion Energy Facility | IN | Vermillion | CT7 | GT | OP | 85.4 | 71 | 89 |  | 6 | 2000 | NG |  | N | Y | N | IPP Non-CHP |  |  |  |  | N | [57 empty] | GAS | IN | Duke Energy Vermillion, II LLC | 55111 | 7 | 2010 |  | ARP, CAIRNOX, CAIROS, CAIRSO2 | 188.97 | 12 | 9803.2 |  | 0.041 | 0.0468 | 2.176 | 8180.848 | 137665.114 | 5 |  | Vermillion | Electric Utility |  |  | 39.9208 | -87.445 | Duke Energy Ohio, Inc. (Owner/Operator) Wabash Valley Power Association, Inc. (Owner) | Phase 2 |  | Operating | Combustion turbine | Pipeline Natural Gas |  |  | Dry Low NOx Burners |  | 1272 | 13.0251 | GAS | 93 | 477.5281 | 0.0468 | 0.000596 | 13.0251
3542 | Duke Energy Ohio Inc | 55111 | Vermillion Energy Facility | IN | Vermillion | CT8 | GT | OP | 85.4 | 71 | 89 |  | 6 | 2000 | NG |  | N | Y | N | IPP Non-CHP |  |  |  |  | N | [57 empty] | GAS | IN | Duke Energy Vermillion, II LLC | 55111 | 8 | 2010 |  | ARP, CAIRNOX, CAIROS, CAIRSO2 | 200.45 | 12 | 10616.52 |  | 0.044 | 0.0499 | 2.535 | 8811.405 | 148276.128 | 5 |  | Vermillion | Electric Utility |  |  | 39.9208 | -87.445 | Duke Energy Ohio, Inc. (Owner/Operator) Wabash Valley Power Association, Inc. (Owner) | Phase 2 |  | Operating | Combustion turbine | Pipeline Natural Gas |  |  | Dry Low NOx Burners |  | 1272 | 13.0954 | GAS | 90 | 494.382 | 0.0499 | 0.000593 | 13.0954
3549 | Choctaw Gas Generating Pro LLC | 55694 | Quantum Choctaw Power LLC | MS | Choctaw | CT1 | CT | OP | 270 | 210 | 240 |  | 6 | 2006 | NG |  | N | Y | N | IPP Non-CHP |  |  |  |  | N | [57 empty] | GAS | MS | Choctaw Gas Generation, LLC | 55694 | AA-001 | 2010 |  | ARP, CAIRNOX, CAIROS, CAIRSO2 | 4485.45 | 12 | 1488643.9 |  | 2.945 | 0.0205 | 74.413 | 583403.456 | 9816858.374 | 4 |  | Choctaw | Electric Utility |  |  | 33.3806 | -89.2039 | Choctaw Gas Generation, LLC (Owner/Operator) | Phase 2 |  | Operating | Combined cycle | Pipeline Natural Gas |  |  | Dry Low NOx Burners Selective Catalytic Reduction |  | 2957 | 6.522 | GAS | 416 | 133.3333 | 0.0205 | 0.0006 | 9.2344
3549 | Choctaw Gas Generating Pro LLC | 55694 | Quantum Choctaw Power LLC | MS | Choctaw | CT2 | CT | OP | 270 | 210 | 240 |  | 11 | 2006 | NG |  | N | Y | N | IPP Non-CHP |  |  |  |  | N | [57 empty] | GAS | MS | Choctaw Gas Generation, LLC | 55694 | AA-002 | 2010 |  | ARP, CAIRNOX, CAIROS, CAIRSO2 | 4315.07 | 12 | 1446673.9 |  | 2.853 | 0.0206 | 71.944 | 565145.535 | 9509620.967 | 4 |  | Choctaw | Electric Utility |  |  | 33.3806 | -89.2039 | Choctaw Gas Generation, LLC (Owner/Operator) | Phase 2 |  | Operating | Combined cycle | Pipeline Natural Gas |  |  | Dry Low NOx Burners Selective Catalytic Reduction |  | 2957 | 6.5057 | GAS | 418 | 129.1667 | 0.0206 | 0.0006 | 9.2344
3549 | Choctaw Gas Generating Pro LLC | 55694 | Quantum Choctaw Power LLC | MS | Choctaw | ST1 | CA | OP | 310.5 | 270 | 285 |  | 7 | 2006 | NG |  | N | Y | N | IPP Non-CHP |  |  |  |  | N | [6 empty] | AA001¦¦AA002 | 2006 | 288932 | [48 empty] | GAS | [39 empty] | 0 | 0 | 10.4
3593 | Choctaw Generating LP | 55076 | Red Hills Generating Facility | MS | Choctaw | RHGF | ST | OP | 513.7 | 440 | 440 |  | 4 | 2001 | LIG | NG | N | Y | N | IPP Non-CHP |  |  |  |  | N |  | Y |  |  |  |  | FG01 | 2002 | [32 empty] | OP | BR | [5 empty] | 0.8 |  |  | 99.5 | 37 | 859500 |  |  |  |  | COAL | MS | Red Hills Generation Facility | 55076 | AA002 | 2010 |  | ARP, CAIRNOX, CAIROS, CAIRSO2 | 7927 | 12 |  | 12925735.25 | 1296.841 | 0.1206 | 1303.609 | 2352049.325 | 21630382.8 | 4 |  | Choctaw | Electric Utility | 4911 | Electric Services | 33.3761 | -89.2183 | Choctaw Gas Generation, LLC (Owner) Tractebel Power, Inc. (Operator) | Phase 2 |  | Operating | Circulating fluidized bed boiler | Coal | Natural Gas | Fluidized Bed Limestone Injection | Other | Baghouse | 2476 | 10.4 | COAL | 260.4136 | -344.81 | 0.1206 | 0.11991 | 9.9546
3599 | Citizens Thermal Energy | 992 | CC Perry K | IN | Marion | 4 | ST | OP | 15 | 10 | 10 |  | 1 | 1925 | BIT | PUR | Y | N | N | IPP CHP |  |  |  |  | N | Y | [39 empty] | ¦¦OP¦¦OP¦¦OP | ¦¦EH¦¦EK¦¦EW¦¦EW |  |  | ¦¦8.6¦¦ 8¦¦ 8.6¦¦ 8.6 |  | ¦¦1.2¦¦ 2¦¦ 1.2¦¦ 1.2 |  |  |  | ¦¦97¦¦ 99¦¦ 97¦¦ 97 | ¦¦39¦¦ 35¦¦ 9¦¦ 9 | ¦¦168531¦¦ 120000¦¦ 202595¦¦ 202595 | ¦¦OP | ¦¦LN |  |  | COAL | [39 empty] | 0.91089 | 1.7037 | 14.1161
3599 | Citizens Thermal Energy | 992 | CC Perry K | IN | Marion | 6 | ST | OP | 5 | 3 | 5 |  | 7 | 1938 | BIT | NG | Y | N | N | IPP CHP |  |  |  |  | N | Y | [39 empty] | ¦¦OP¦¦OP¦¦OP | ¦¦EH¦¦EK¦¦EW¦¦EW |  |  | ¦¦8.6¦¦ 8¦¦ 8.6¦¦ 8.6 |  | ¦¦1.2¦¦ 2¦¦ 1.2¦¦ 1.2 |  |  |  | ¦¦97¦¦ 99¦¦ 97¦¦ 97 | ¦¦39¦¦ 35¦¦ 9¦¦ 9 | ¦¦168531¦¦ 120000¦¦ 202595¦¦ 202595 | ¦¦OP | ¦¦LN |  |  | COAL | [39 empty] | 0.9544 | 1.9361 | 15.1315
3599 | Citizens Thermal Energy | 992 | CC Perry K | IN | Marion | 7 | ST | OP | 1.7 | 1.7 | 1.7 |  | 6 | 2009 | BIT | NG | N | N | Y | IPP CHP |  |  |  |  | N | Y |  | Y | [37 empty] | ¦¦OP | ¦¦EH¦¦EK |  |  | ¦¦8.6¦¦ 8 |  | ¦¦1.2¦¦ 2 |  |  |  | ¦¦97¦¦ 99 | ¦¦39¦¦ 35 | ¦¦168531¦¦ 120000 |  |  |  |  | COAL | [39 empty] | 0.60661 | 0.14261 | 10.7126
3599 | Citizens Thermal Energy | 992 | CC Perry K | IN | Marion | 8 | ST | OP | 1.7 | 1.7 | 1.7 |  | 6 | 2009 | BIT | NG | N | N | Y | IPP CHP |  |  |  |  | N | Y |  | Y | [37 empty] | ¦¦OP | ¦¦EH¦¦EK |  |  | ¦¦8.6¦¦ 8 |  | ¦¦1.2¦¦ 2 |  |  |  | ¦¦97¦¦ 99 | ¦¦39¦¦ 35 | ¦¦168531¦¦ 120000 |  |  |  |  | COAL | [39 empty] | 0.60661 | 0.14261 | 10.7126
3608 | Puna Geothermal Venture | 52028 | Puna Geothermal Venture I | HI | Hawaii | OEC11 | ST | OP | 3.5 | 3.1 | 3.1 |  | 8 | 1992 | GEO |  | N | Y | N | IPP Non-CHP |  |  |  |  | N | [57 empty] | N/A | [39 empty] | 0 | 0 | 10.4
3608 | Puna Geothermal Venture | 52028 | Puna Geothermal Venture I | HI | Hawaii | OEC12 | ST | OP | 3.5 | 3.1 | 3.1 |  | 8 | 1992 | GEO |  | N | Y | N | IPP Non-CHP |  |  |  |  | N | [57 empty] | N/A | [39 empty] | 0 | 0 | 10.4
3608 | Puna Geothermal Venture | 52028 | Puna Geothermal Venture I | HI | Hawaii | OEC13 | ST | OP | 3.5 | 3.1 | 3.1 |  | 8 | 1992 | GEO |  | N | Y | N | IPP Non-CHP |  |  |  |  | N | [57 empty] | N/A | [39 empty] | 0 | 0 | 10.4
3608 | Puna Geothermal Venture | 52028 | Puna Geothermal Venture I | HI | Hawaii | OEC14 | ST | OP | 3.5 | 3.1 | 3.1 |  | 8 | 1992 | GEO |  | N | Y | N | IPP Non-CHP |  |  |  |  | N | [57 empty] | N/A | [39 empty] | 0 | 0 | 10.4
3608 | Puna Geothermal Venture | 52028 | Puna Geothermal Venture I | HI | Hawaii | OEC15 | ST | OP | 3.5 | 3.1 | 3.1 |  | 8 | 1992 | GEO |  | N | Y | N | IPP Non-CHP |  |  |  |  | N | [57 empty] | N/A | [39 empty] | 0 | 0 | 10.4
3608 | Puna Geothermal Venture | 52028 | Puna Geothermal Venture I | HI | Hawaii | OEC21 | ST | OP | 3.5 | 3.1 | 3.1 |  | 8 | 1992 | GEO |  | N | Y | N | IPP Non-CHP |  |  |  |  | N | [57 empty] | N/A | [39 empty] | 0 | 0 | 10.4
3608 | Puna Geothermal Venture | 52028 | Puna Geothermal Venture I | HI | Hawaii | OEC22 | ST | OP | 3.5 | 3.1 | 3.1 |  | 8 | 1992 | GEO |  | N | Y | N | IPP Non-CHP |  |  |  |  | N | [57 empty] | N/A | [39 empty] | 0 | 0 | 10.4
3608 | Puna Geothermal Venture | 52028 | Puna Geothermal Venture I | HI | Hawaii | OEC23 | ST | OP | 3.5 | 3.1 | 3.1 |  | 8 | 1992 | GEO |  | N | Y | N | IPP Non-CHP |  |  |  |  | N | [57 empty] | N/A | [39 empty] | 0 | 0 | 10.4
3608 | Puna Geothermal Venture | 52028 | Puna Geothermal Venture I | HI | Hawaii | OEC24 | ST | OP | 3.5 | 3.1 | 3.1 |  | 8 | 1992 | GEO |  | N | Y | N | IPP Non-CHP |  |  |  |  | N | [57 empty] | N/A | [39 empty] | 0 | 0 | 10.4
3608 | Puna Geothermal Venture | 52028 | Puna Geothermal Venture I | HI | Hawaii | OEC25 | ST | OP | 3.5 | 3.1 | 3.1 |  | 8 | 1992 | GEO |  | N | Y | N | IPP Non-CHP |  |  |  |  | N | [57 empty] | N/A | [39 empty] | 0 | 0 | 10.4
3660 | PUD No 1 of Clark County - (WA) | 7605 | River Road Gen Plant | WA | Clark | 1 | CS | OP | 248 | 220 | 248 |  | 12 | 1997 | NG |  | N | Y | N | Electric Utility |  |  |  |  | N | [57 empty] | GAS | WA | River Road | 7605 | 1 | 2010 |  | ARP | 6940.37 | 12 | 1716832.9 |  | 3.362 | 0.0146 | 75.322 | 720436.551 | 12122810.41 | 10 |  | Clark | Electric Utility | 4911 | Electric Services | 45.65 | -122.7231 | Clark Public Utilities (Owner) General Electric Contractual Services (Operator) | Phase 2 |  | Operating | Combined cycle | Natural Gas |  |  | Selective Catalytic Reduction |  | 1900 | 7.0554 | GAS | 264 | 1967.7419 | 0.0146 | 0.000555 | 7.0554
3662 | Citrus World Inc | 10275 | Florida's Natural Growers | FL | Polk | CE50 | GT | OP | 3.5 | 3.1 | 3.4 |  | 12 | 1989 | NG |  | N | Y | Y | Industrial CHP |  |  |  |  | N | [57 empty] | GAS | [39 empty] | 0.38511 | 0.0045505 | 8.8514
3662 | Citrus World Inc | 10275 | Florida's Natural Growers | FL | Polk | TA70 | GT | OP | 7.2 | 5 | 5.8 |  | 11 | 2000 | NG |  | N | Y | Y | Industrial CHP |  |  |  |  | N | [57 empty] | GAS | [39 empty] | 0.19906 | 0.0024804 | 10.056
3663 | CHI-West Inc | 50156 | Bear Creek | CA | Shasta | GEN1 | HY | OP | 3.2 | 3 | 2.9 |  | 1 | 1990 | WAT |  | N | Y | N | IPP Non-CHP | [62 empty] | N/A | [39 empty] | 0 | 0 | 10.4
3670 | Phelps Dodge Corp-Chino Mines | 54667 | Chino Mines | NM | Grant | 9 | CT | OP | 37.5 | 35 | 40 |  | 7 | 2001 | NG |  | N | Y | N | Industrial Non-CHP |  |  |  |  | N | [57 empty] | GAS | [39 empty] | 0.05488 | 0.0009324 | 10.2336
3682 | CHI West Inc | 54387 | Weeks Falls | WA | KING | GEN1 | HY | OP | 4.3 | 4.2 | 4.2 |  | 6 | 1990 | WAT |  | N | Y | N | IPP Non-CHP | [62 empty] | N/A | [39 empty] | 0 | 0 | 10.4
3692 | Clark University | 10408 | Clark University | MA | Wocester | GEN1 | IC | OP | 1.8 | 1.8 | 1.8 |  | 6 | 1981 | NG | DFO | Y | Y | Y | Commercial CHP |  |  |  |  | N | [57 empty] | GAS | [39 empty] | 1.1659 | 0.0016829 | 10.4
3702 | Clarksdale Public Utilities | 55395 | Crossroads Energy Center | MS | Coahoma | CT01 | GT | OP | 76.6 | 77 | 77 |  | 7 | 2002 | NG |  | N | Y | N | Electric Utility |  |  |  |  | N | [57 empty] | GAS | MS | Crossroads Energy Center (CPU) | 55395 | CT01 | 2010 |  | ARP, CAIRNOX, CAIROS, CAIRSO2 | 108.16 | 12 | 7484.83 |  | 0.024 | 0.048 | 1.245 | 4794.66 | 80683.709 | 4 | Southwest Power Pool | Coahoma | Electric Utility | 4911 | Electric Services | 34.183 | -90.5621 | Clarksdale Public Utilities (Owner/Operator) | Phase 2 |  | Operating | Combustion turbine | Pipeline Natural Gas |  |  | Dry Low NOx Burners |  | 962.4 | 10.6278 | GAS | 78 | 1993.5065 | 0.048 | 0.000595 | 10.6278
3702 | Clarksdale Public Utilities | 55395 | Crossroads Energy Center | MS | Coahoma | CT02 | GT | OP | 76.6 | 77 | 77 |  | 7 | 2002 | NG |  | N | Y | N | Electric Utility |  |  |  |  | N | [57 empty] | GAS | MS | Crossroads Energy Center (CPU) | 55395 | CT02 | 2010 |  | ARP, CAIRNOX, CAIROS, CAIRSO2 | 96.04 | 12 | 6881.17 |  | 0.023 | 0.0458 | 1.249 | 4597.052 | 77345.036 | 4 | Southwest Power Pool | Coahoma | Electric Utility | 4911 | Electric Services | 34.183 | -90.5621 | Clarksdale Public Utilities (Owner/Operator) | Phase 2 |  | Operating | Combustion turbine | Pipeline Natural Gas |  |  | Dry Low NOx Burners |  | 962.4 | 11.1305 | GAS | 79 | 1987.013 | 0.0458 | 0.000595 | 11.1305
3702 | Clarksdale Public Utilities | 55395 | Crossroads Energy Center | MS | Coahoma | CT03 | GT | OP | 76.6 | 77 | 77 |  | 7 | 2002 | NG |  | N | Y | N | Electric Utility |  |  |  |  | N | [57 empty] | GAS | MS | Crossroads Energy Center (CPU) | 55395 | CT03 | 2010 |  | ARP, CAIRNOX, CAIROS, CAIRSO2 | 87.55 | 12 | 5864.67 |  | 0.021 | 0.0523 | 1.28 | 4180.501 | 70341.29 | 4 | Southwest Power Pool | Coahoma | Electric Utility | 4911 | Electric Services | 34.183 | -90.5621 | Clarksdale Public Utilities (Owner/Operator) | Phase 2 |  | Operating | Combustion turbine | Pipeline Natural Gas |  |  | Dry Low NOx Burners |  | 962.4 | 11.6465 | GAS | 78 | 1993.5065 | 0.0523 | 0.000597 | 11.6465
3702 | Clarksdale Public Utilities | 55395 | Crossroads Energy Center | MS | Coahoma | CT04 | GT | OP | 76.6 | 77 | 77 |  | 7 | 2002 | NG |  | N | Y | N | Electric Utility |  |  |  |  | N | [57 empty] | GAS | MS | Crossroads Energy Center (CPU) | 55395 | CT04 | 2010 |  | ARP, CAIRNOX, CAIROS, CAIRSO2 | 83.97 | 12 | 5491.64 |  | 0.021 | 0.0546 | 1.233 | 4079.64 | 68637.907 | 4 | Southwest Power Pool | Coahoma | Electric Utility | 4911 | Electric Services | 34.183 | -90.5621 | Clarksdale Public Utilities (Owner/Operator) | Phase 2 |  | Operating | Combustion turbine | Pipeline Natural Gas |  |  | Dry Low NOx Burners |  | 962.4 | 12.2372 | GAS | 78 | 1993.5065 | 0.0546 | 0.000612 | 12.2372
3702 | Clarksdale Public Utilities | 2059 | L L Wilkins | MS | Coahoma | 6 | CA | OP | 6 | 6.8 | 6.8 |  | 10 | 1996 | NG |  | N | Y | N | Electric Utility |  |  |  |  | N | [57 empty] | GAS | [39 empty] | 0 | 0 | 10.4
3702 | Clarksdale Public Utilities | 2059 | L L Wilkins | MS | Coahoma | 7 | ST | OP | 7.5 | 7.5 | 7.5 |  | 10 | 1961 | NG |  | N | Y | N | Electric Utility |  |  |  |  | N | [57 empty] | GAS | [39 empty] | 0.37104 | 0.0008847 | 13.1637
3702 | Clarksdale Public Utilities | 2059 | L L Wilkins | MS | Coahoma | 8 | CT | OP | 16.2 | 13.2 | 15 |  | 10 | 1965 | NG | DFO | Y | Y | N | Electric Utility |  |  |  |  | N | [57 empty] | GAS | [39 empty] | 0.19875 | 0.0012961 | 17.4639
3702 | Clarksdale Public Utilities | 2059 | L L Wilkins | MS | Coahoma | 9 | CS | OP | 25.5 | 22 | 23 |  | 10 | 1971 | NG | DFO | Y | Y | N | Electric Utility | [62 empty] | GAS | [39 empty] | 0.1804 | 0.0006141 | 11.4355
3710 | City of Clay Center | 1270 | Clay Center | KS | Clay | 5 | ST | OP | 3 | 3 | 3 |  | 1 | 1948 | NG | DFO | Y | Y | N | Electric Utility |  |  |  |  | N | [57 empty] | GAS | [39 empty] | 0.40431 | 0.0005218 | 15.126
3710 | City of Clay Center | 1270 | Clay Center | KS | Clay | 6 | ST | OP | 5 | 5 | 5 |  | 1 | 1961 | NG | DFO | Y | Y | N | Electric Utility |  |  |  |  | N | [57 empty] | GAS | [39 empty] | 0.35072 | 0.0005937 | 13.4401
3710 | City of Clay Center | 1270 | Clay Center | KS | Clay | IC1 | IC | OP | 0.9 | 0.9 | 0.9 |  | 1 | 1958 | NG | DFO | Y | Y | N | Electric Utility |  |  |  |  | N | [57 empty] | GAS | [39 empty] | 1.1659 | 0.0016829 | 10.4
3710 | City of Clay Center | 1270 | Clay Center | KS | Clay | IC2 | IC | OP | 2.1 | 2 | 2 |  | 1 | 1966 | NG | DFO | Y | Y | N | Electric Utility |  |  |  |  | N | [57 empty] | GAS | [39 empty] | 1.1659 | 0.0016829 | 10.4
3710 | City of Clay Center | 1270 | Clay Center | KS | Clay | IC3 | IC | OP | 5.1 | 5 | 5 |  | 1 | 1972 | NG | DFO | Y | Y | N | Electric Utility |  |  |  |  | N | [57 empty] | GAS | [39 empty] | 1.1659 | 0.0016829 | 10.4
3710 | City of Clay Center | 1270 | Clay Center | KS | Clay | IC4 | IC | OP | 3.5 | 3.5 | 3.5 |  | 4 | 1996 | NG | DFO | Y | Y | N | Electric Utility |  |  |  |  | N | [57 empty] | GAS | [39 empty] | 1.1659 | 0.0016829 | 10.4
3710 | City of Clay Center | 1270 | Clay Center | KS | Clay | IC5 | IC | OP | 3.5 | 3.5 | 3.5 |  | 6 | 1996 | NG | DFO | Y | Y | N | Electric Utility |  |  |  |  | N | [57 empty] | GAS | [39 empty] | 1.1659 | 0.0016829 | 10.4
3710 | City of Clay Center | 1270 | Clay Center | KS | Clay | IC6 | IC | OP | 6.8 | 6.8 | 6.8 |  | 3 | 2005 | NG | DFO | Y | Y | N | Electric Utility |  |  |  |  | N | [57 empty] | GAS | [39 empty] | 1.1659 | 0.0016829 | 10.4
3719 | Clement Dam Hydroelectric LLC | 10276 | Clement Dam Hydro LLC | NH | Belknap | 49 | HY | OP | 2.4 | 1.3 | 1.5 |  | 12 | 1984 | WAT |  | N | Y | N | IPP Non-CHP |  |  |  |  | N | [57 empty] | N/A | [39 empty] | 0 | 0 | 10.4
3737 | Cleco Evangeline LLC | 1396 | Coughlin Power Station | LA | Evangeline | 6 | CA | OP | 113.6 | 96 | 99 |  | 4 | 1961 | NG |  | N | Y | N | IPP Non-CHP |  |  |  |  | N | [6 empty] | 41426 | 2000 | 554000 | [48 empty] | GAS | [39 empty] | 0 | 0 | 10.4
3737 | Cleco Evangeline LLC | 1396 | Coughlin Power Station | LA | Evangeline | 7 | CA | OP | 243.1 | 174 | 185 |  | 2 | 1966 | NG |  | N | Y | N | IPP Non-CHP | [11 empty] | 7-1¦¦7-2 | 2000 | 554000 | [48 empty] | GAS | [39 empty] | 0 | 0 | 10.4
3737 | Cleco Evangeline LLC | 1396 | Coughlin Power Station | LA | Evangeline | U6CT | CT | OP | 188.7 | 163 | 175 |  | 6 | 2000 | NG |  | N | Y | N | IPP Non-CHP | [62 empty] | GAS | LA | Coughlin Power Station | 1396 | 40726 | 2010 |  | ARP, CAIRNOX, CAIROS, CAIRSO2 | 1722.4 | 12 | 335168.66 |  | 0.782 | 0.0266 | 33.73 | 154815.198 | 2605058.229 | 6 | Southwest Power Pool | Evangeline | Electric Utility | 4911 | Electric Services | 30.8442 | -92.2606 | Cleco Generation Services, LLC (Operator) Cleco Evangeline, LLC (Owner) | Phase 2 |  | Operating | Combined cycle | Pipeline Natural Gas |  |  | Dry Low NOx Burners Selective Catalytic Reduction |  | 1978 | 10.4 | GAS | 254.4909 | -227.1169 | 0.0266 | 0.0006 | 7.7724
3737 | Cleco Evangeline LLC | 1396 | Coughlin Power Station | LA | Evangeline | U72 | CT | OP | 188.7 | 149 | 175 |  | 6 | 2000 | NG |  | N | Y | N | IPP Non-CHP | [62 empty] | GAS | LA | Coughlin Power Station | 1396 | 40726 | 2010 |  | ARP, CAIRNOX, CAIROS, CAIRSO2 | 1722.4 | 12 | 335168.66 |  | 0.782 | 0.0266 | 33.73 | 154815.198 | 2605058.229 | 6 | Southwest Power Pool | Evangeline | Electric Utility | 4911 | Electric Services | 30.8442 | -92.2606 | Cleco Generation Services, LLC (Operator) Cleco Evangeline, LLC (Owner) | Phase 2 |  | Operating | Combined cycle | Pipeline Natural Gas |  |  | Dry Low NOx Burners Selective Catalytic Reduction |  | 1978 | 10.4 | GAS | 254.4909 | -227.1169 | 0.0266 | 0.0006 | 7.7724
3737 | Cleco Evangeline LLC | 1396 | Coughlin Power Station | LA | Evangeline | U7CT | CT | OP | 188.7 | 150 | 175 |  | 6 | 2000 | NG |  | N | Y | N | IPP Non-CHP | [62 empty] | GAS | LA | Coughlin Power Station | 1396 | 40726 | 2010 |  | ARP, CAIRNOX, CAIROS, CAIRSO2 | 1722.4 | 12 | 335168.66 |  | 0.782 | 0.0266 | 33.73 | 154815.198 | 2605058.229 | 6 | Southwest Power Pool | Evangeline | Electric Utility | 4911 | Electric Services | 30.8442 | -92.2606 | Cleco Generation Services, LLC (Operator) Cleco Evangeline, LLC (Owner) | Phase 2 |  | Operating | Combined cycle | Pipeline Natural Gas |  |  | Dry Low NOx Burners Selective Catalytic Reduction |  | 1978 | 10.4 | GAS | 254.4909 | -227.1169 | 0.0266 | 0.0006 | 7.7724
3762 | City of Cleveland - (OH) | 2909 | West 41st Street | OH | Cuyahoga | 1 | GT | OP | 16 | 16 | 18 |  | 3 | 1970 | NG | DFO | Y | N | N | Electric Utility | [62 empty] | GAS | [39 empty] | 0.30312 | 0.0047203 | 11.7502
3762 | City of Cleveland - (OH) | 2909 | West 41st Street | OH | Cuyahoga | 2 | GT | OP | 16 | 16 | 18 |  | 3 | 1970 | NG | DFO | Y | N | N | Electric Utility | [62 empty] | GAS | [39 empty] | 0.30312 | 0.0047203 | 11.7502
3762 | City of Cleveland - (OH) | 2906 | Collinwood | OH | Cuyahoga | 3 | GT | OP | 16 | 16 | 18 |  | 2 | 1971 | NG | DFO | Y | N | N | Electric Utility | [62 empty] | GAS | [39 empty] | 0.29966 | 0.0046666 | 11.7218
3770 | Co-Generation Co | 50921 | Co-Gen LLC | OR | Grant | GEN1 | ST | OP | 7.5 | 7.5 | 7.5 |  | 5 | 1986 | WDS |  | N | Y | Y | IPP CHP | [62 empty] | OTHER SOLID | [39 empty] | 0.5034 | 0.031991 | 14.315
3775 | Clear Lake Cogeneration LP | 10741 | Clear Lake Cogeneration Ltd | TX | Harris | G102 | CT | OP | 129 | 100 | 115 |  | 1 | 1985 | NG |  | N | Y | Y | IPP CHP |  |  |  |  | N | [57 empty] | GAS | TX | Clear Lake Cogeneration | 10741 | G102 | 2010 |  | ARP, CAIRNOX, CAIRSO2 | 2062.49 | 12 | 186236.87 |  | 0.678 | 0.1039 | 110.897 | 134316.167 | 2260129.662 | 6 |  | Harris | Cogeneration |  |  | 29.6255 | -95.067 | Clear Lake Cogeneration, L.P. (Owner) Calpine Corporation (Operator) | Phase 2 |  | Operating | Combined cycle | Pipeline Natural Gas | Other Gas |  | Dry Low NOx Burners |  | 1331 | 11.9754 | GAS | 115 | 2000 | 0.1039 | 0.0006 | 11.9754
3775 | Clear Lake Cogeneration LP | 10741 | Clear Lake Cogeneration Ltd | TX | Harris | G103 | CT | OP | 129 | 100 | 115 |  | 1 | 1985 | NG |  | N | Y | Y | IPP CHP |  |  |  |  | N | [57 empty] | GAS | TX | Clear Lake Cogeneration | 10741 | G103 | 2010 |  | ARP, CAIRNOX, CAIRSO2 | 1501.99 | 12 | 122590.36 |  | 0.456 | 0.1143 | 80.53 | 90299.559 | 1519467.069 | 6 |  | Harris | Cogeneration |  |  | 29.6255 | -95.067 | Clear Lake Cogeneration, L.P. (Owner) Calpine Corporation (Operator) | Phase 2 |  | Operating | Combined cycle | Pipeline Natural Gas | Other Gas |  | Dry Low NOx Burners |  | 1331 | 11.9461 | GAS | 125 | 1956.5217 | 0.1143 | 0.0006 | 11.9461
3775 | Clear Lake Cogeneration LP | 10741 | Clear Lake Cogeneration Ltd | TX | Harris | G104 | CT | OP | 129 | 100 | 115 |  | 1 | 1985 | NG |  | N | Y | Y | IPP CHP |  |  |  |  | N | [57 empty] | GAS | TX | Clear Lake Cogeneration | 10741 | G104 | 2010 |  | ARP, CAIRNOX, CAIRSO2 | 2058.81 | 12 | 175467.27 |  | 0.639 | 0.1088 | 107.029 | 126490.779 | 2128493.736 | 6 |  | Harris | Cogeneration |  |  | 29.6255 | -95.067 | Clear Lake Cogeneration, L.P. (Owner) Calpine Corporation (Operator) | Phase 2 |  | Operating | Combined cycle | Pipeline Natural Gas | Other Gas |  | Dry Low NOx Burners |  | 1331 | 11.9341 | GAS | 116 | 1995.6522 | 0.1088 | 0.0006 | 11.9341
3775 | Clear Lake Cogeneration LP | 10741 | Clear Lake Cogeneration Ltd | TX | Harris | S101 | CA | OP | 59 | 52 | 52 |  | 1 | 1985 | NG |  | N | Y | N | IPP CHP |  |  |  |  | N | [57 empty] | GAS | [39 empty] | 0 | 0 | 10.4
3775 | Clear Lake Cogeneration LP | 10741 | Clear Lake Cogeneration Ltd | TX | Harris | S102 | CA | OP | 19.2 | 14 | 14 |  | 1 | 1985 | NG |  | N | Y | N | IPP CHP |  |  |  |  | N | [57 empty] | GAS | [39 empty] | 0 | 0 | 10.4
3807 | Cleveland Cliffs Inc | 10849 | Silver Bay Power | MN | Lake | GEN1 | ST | OP | 50 | 36 | 36 |  | 10 | 1955 | SUB | NG | Y | Y | Y | Industrial CHP |  |  |  |  | N | Y |  | Y |  |  |  | STK1 | 1955 | [32 empty] | OP | BR |  |  | 5.5 |  | 0.3 |  | 0.5 |  | 99 | 24 | 230000 |  |  |  |  | COAL | [39 empty] | 0.32357 | 0.70903 | 12.1683
3807 | Cleveland Cliffs Inc | 10849 | Silver Bay Power | MN | Lake | GEN2 | ST | OP | 81.6 | 69 | 69 |  | 1 | 1962 | SUB | NG | Y | Y | Y | Industrial CHP |  |  |  |  | N | Y |  | Y |  |  |  | STK2 | 1963 | [32 empty] | OP | BR |  |  | 5.5 |  | 0.3 |  |  |  | 99 | 35 | 300000 |  |  |  |  | COAL | [39 empty] | 0.2763 | 0.6385 | 11.7026
3813 | Village of Clinton - (MI) | 1818 | Clinton | MI | LENAWEE | 6 | IC | OP | 2 | 2 | 2 |  | 5 | 1980 | NG | DFO | Y | Y | N | Electric Utility |  |  |  |  | N | [57 empty] | GAS | [39 empty] | 1.1659 | 0.0016829 | 10.4
3828 | Cloverland Electric Co-op | 1750 | Manistique | MI | Schoolcraft | 1 | IC | OP | 2 | 2 | 2 |  | 7 | 1960 | DFO |  | N | Y | N | Electric Utility |  |  |  |  | N | [57 empty] | LIQUID | [39 empty] | 0.7385 | 0.025484 | 12.5895
3828 | Cloverland Electric Co-op | 1750 | Manistique | MI | Schoolcraft | 2 | IC | OP | 2.8 | 2.8 | 2.8 |  | 88 | 1972 | DFO |  | N | Y | N | Electric Utility |  |  |  |  | N | [57 empty] | LIQUID | [39 empty] | 0.7385 | 0.025484 | 12.5895
3828 | Cloverland Electric Co-op | 1868 | Dafter | MI | Chippewa | 1 | IC | OP | 1 | 0.9 | 0.9 |  | 11 | 1955 | DFO |  | N | Y | N | Electric Utility |  |  |  |  | N | [57 empty] | LIQUID | [39 empty] | 0.7385 | 0.025484 | 12.5895
3828 | Cloverland Electric Co-op | 1868 | Dafter | MI | Chippewa | 4 | IC | OP | 3 | 2.5 | 2.5 |  | 6 | 1960 | DFO |  | N | Y | N | Electric Utility |  |  |  |  | N | [57 empty] | LIQUID | [39 empty] | 0.7385 | 0.025484 | 12.5895
3828 | Cloverland Electric Co-op | 1751 | Edison Sault | MI | Chippewa | 10 | HY | OP | 0.6 | 0.4 | 0.3 |  | 7 | 1963 | WAT |  | N | Y | N | Electric Utility | [62 empty] | N/A | [39 empty] | 0 | 0 | 10.4
3828 | Cloverland Electric Co-op | 1751 | Edison Sault | MI | Chippewa | 11 | HY | OP | 0.6 | 0.4 | 0.3 |  | 7 | 1963 | WAT |  | N | Y | N | Electric Utility | [62 empty] | N/A | [39 empty] | 0 | 0 | 10.4
3828 | Cloverland Electric Co-op | 1751 | Edison Sault | MI | Chippewa | 12 | HY | OP | 0.6 | 0.4 | 0.3 |  | 7 | 1963 | WAT |  | N | Y | N | Electric Utility | [62 empty] | N/A | [39 empty] | 0 | 0 | 10.4
3828 | Cloverland Electric Co-op | 1751 | Edison Sault | MI | Chippewa | 13 | HY | OP | 0.6 | 0.4 | 0.3 |  | 7 | 1963 | WAT |  | N | Y | N | Electric Utility | [62 empty] | N/A | [39 empty] | 0 | 0 | 10.4
3828 | Cloverland Electric Co-op | 1751 | Edison Sault | MI | Chippewa | 14 | HY | OP | 0.6 | 0.4 | 0.3 |  | 7 | 1963 | WAT |  | N | Y | N | Electric Utility | [62 empty] | N/A | [39 empty] | 0 | 0 | 10.4
3828 | Cloverland Electric Co-op | 1751 | Edison Sault | MI | Chippewa | 15 | HY | OP | 0.6 | 0.4 | 0.3 |  | 7 | 1963 | WAT |  | N | Y | N | Electric Utility | [62 empty] | N/A | [39 empty] | 0 | 0 | 10.4
3828 | Cloverland Electric Co-op | 1751 | Edison Sault | MI | Chippewa | 16 | HY | OP | 0.6 | 0.4 | 0.3 |  | 7 | 1963 | WAT |  | N | Y | N | Electric Utility | [62 empty] | N/A | [39 empty] | 0 | 0 | 10.4
3828 | Cloverland Electric Co-op | 1751 | Edison Sault | MI | Chippewa | 17 | HY | OP | 0.6 | 0.4 | 0.3 |  | 7 | 1963 | WAT |  | N | Y | N | Electric Utility | [62 empty] | N/A | [39 empty] | 0 | 0 | 10.4
3828 | Cloverland Electric Co-op | 1751 | Edison Sault | MI | Chippewa | 18 | HY | OP | 0.6 | 0.4 | 0.3 |  | 7 | 1963 | WAT |  | N | Y | N | Electric Utility | [62 empty] | N/A | [39 empty] | 0 | 0 | 10.4
3828 | Cloverland Electric Co-op | 1751 | Edison Sault | MI | Chippewa | 19 | HY | OP | 0.6 | 0.4 | 0.3 |  | 7 | 1963 | WAT |  | N | Y | N | Electric Utility | [62 empty] | N/A | [39 empty] | 0 | 0 | 10.4
3828 | Cloverland Electric Co-op | 1751 | Edison Sault | MI | Chippewa | 20 | HY | OP | 0.6 | 0.4 | 0.3 |  | 7 | 1963 | WAT |  | N | Y | N | Electric Utility | [62 empty] | N/A | [39 empty] | 0 | 0 | 10.4
3828 | Cloverland Electric Co-op | 1751 | Edison Sault | MI | Chippewa | 21 | HY | OP | 0.6 | 0.4 | 0.3 |  | 7 | 1963 | WAT |  | N | Y | N | Electric Utility | [62 empty] | N/A | [39 empty] | 0 | 0 | 10.4
3828 | Cloverland Electric Co-op | 1751 | Edison Sault | MI | Chippewa | 22 | HY | OP | 0.6 | 0.4 | 0.3 |  | 7 | 1963 | WAT |  | N | Y | N | Electric Utility | [62 empty] | N/A | [39 empty] | 0 | 0 | 10.4
3828 | Cloverland Electric Co-op | 1751 | Edison Sault | MI | Chippewa | 23 | HY | OP | 0.6 | 0.4 | 0.3 |  | 7 | 1963 | WAT |  | N | Y | N | Electric Utility | [62 empty] | N/A | [39 empty] | 0 | 0 | 10.4
3828 | Cloverland Electric Co-op | 1751 | Edison Sault | MI | Chippewa | 24 | HY | OP | 0.6 | 0.4 | 0.3 |  | 7 | 1963 | WAT |  | N | Y | N | Electric Utility | [62 empty] | N/A | [39 empty] | 0 | 0 | 10.4
3828 | Cloverland Electric Co-op | 1751 | Edison Sault | MI | Chippewa | 25 | HY | OP | 0.6 | 0.4 | 0.3 |  | 7 | 1963 | WAT |  | N | Y | N | Electric Utility | [62 empty] | N/A | [39 empty] | 0 | 0 | 10.4
3828 | Cloverland Electric Co-op | 1751 | Edison Sault | MI | Chippewa | 26 | HY | OP | 0.6 | 0.4 | 0.3 |  | 7 | 1963 | WAT |  | N | Y | N | Electric Utility | [62 empty] | N/A | [39 empty] | 0 | 0 | 10.4
3828 | Cloverland Electric Co-op | 1751 | Edison Sault | MI | Chippewa | 27 | HY | OP | 0.6 | 0.4 | 0.3 |  | 7 | 1963 | WAT |  | N | Y | N | Electric Utility | [62 empty] | N/A | [39 empty] | 0 | 0 | 10.4
3828 | Cloverland Electric Co-op | 1751 | Edison Sault | MI | Chippewa | 28 | HY | OP | 0.6 | 0.4 | 0.3 |  | 7 | 1963 | WAT |  | N | Y | N | Electric Utility | [62 empty] | N/A | [39 empty] | 0 | 0 | 10.4
3828 | Cloverland Electric Co-op | 1751 | Edison Sault | MI | Chippewa | 29 | HY | OP | 0.6 | 0.4 | 0.3 |  | 7 | 1963 | WAT |  | N | Y | N | Electric Utility | [62 empty] | N/A | [39 empty] | 0 | 0 | 10.4
3828 | Cloverland Electric Co-op | 1751 | Edison Sault | MI | Chippewa | 30 | HY | OP | 0.6 | 0.4 | 0.3 |  | 7 | 1963 | WAT |  | N | Y | N | Electric Utility | [62 empty] | N/A | [39 empty] | 0 | 0 | 10.4
3828 | Cloverland Electric Co-op | 1751 | Edison Sault | MI | Chippewa | 31 | HY | OP | 0.6 | 0.4 | 0.3 |  | 7 | 1963 | WAT |  | N | Y | N | Electric Utility | [62 empty] | N/A | [39 empty] | 0 | 0 | 10.4
3828 | Cloverland Electric Co-op | 1751 | Edison Sault | MI | Chippewa | 32 | HY | OP | 0.6 | 0.4 | 0.3 |  | 7 | 1963 | WAT |  | N | Y | N | Electric Utility | [62 empty] | N/A | [39 empty] | 0 | 0 | 10.4
3828 | Cloverland Electric Co-op | 1751 | Edison Sault | MI | Chippewa | 33 | HY | OP | 0.6 | 0.4 | 0.3 |  | 7 | 1963 | WAT |  | N | Y | N | Electric Utility | [62 empty] | N/A | [39 empty] | 0 | 0 | 10.4
3828 | Cloverland Electric Co-op | 1751 | Edison Sault | MI | Chippewa | 34 | HY | OP | 0.6 | 0.4 | 0.3 |  | 7 | 1963 | WAT |  | N | Y | N | Electric Utility | [62 empty] | N/A | [39 empty] | 0 | 0 | 10.4
3828 | Cloverland Electric Co-op | 1751 | Edison Sault | MI | Chippewa | 35 | HY | OP | 0.6 | 0.4 | 0.3 |  | 88 | 1963 | WAT |  | N | Y | N | Electric Utility | [62 empty] | N/A | [39 empty] | 0 | 0 | 10.4
3828 | Cloverland Electric Co-op | 1751 | Edison Sault | MI | Chippewa | 36 | HY | OP | 0.6 | 0.4 | 0.3 |  | 88 | 1963 | WAT |  | N | Y | N | Electric Utility | [62 empty] | N/A | [39 empty] | 0 | 0 | 10.4
3828 | Cloverland Electric Co-op | 1751 | Edison Sault | MI | Chippewa | 37 | HY | OP | 0.6 | 0.4 | 0.3 |  | 88 | 1963 | WAT |  | N | Y | N | Electric Utility | [62 empty] | N/A | [39 empty] | 0 | 0 | 10.4
3828 | Cloverland Electric Co-op | 1751 | Edison Sault | MI | Chippewa | 38 | HY | OP | 0.6 | 0.4 | 0.3 |  | 88 | 1963 | WAT |  | N | Y | N | Electric Utility | [62 empty] | N/A | [39 empty] | 0 | 0 | 10.4
3828 | Cloverland Electric Co-op | 1751 | Edison Sault | MI | Chippewa | 39 | HY | OP | 0.6 | 0.4 | 0.3 |  | 88 | 1963 | WAT |  | N | Y | N | Electric Utility | [62 empty] | N/A | [39 empty] | 0 | 0 | 10.4
3828 | Cloverland Electric Co-op | 1751 | Edison Sault | MI | Chippewa | 40 | HY | OP | 0.6 | 0.4 | 0.3 |  | 88 | 1963 | WAT |  | N | Y | N | Electric Utility | [62 empty] | N/A | [39 empty] | 0 | 0 | 10.4
3828 | Cloverland Electric Co-op | 1751 | Edison Sault | MI | Chippewa | 41 | HY | OP | 0.6 | 0.4 | 0.3 |  | 88 | 1901 | WAT |  | N | Y | N | Electric Utility | [62 empty] | N/A | [39 empty] | 0 | 0 | 10.4
3828 | Cloverland Electric Co-op | 1751 | Edison Sault | MI | Chippewa | 42 | HY | OP | 0.5 | 0.4 | 0.3 |  | 88 | 1901 | WAT |  | N | Y | N | Electric Utility | [62 empty] | N/A | [39 empty] | 0 | 0 | 10.4
3828 | Cloverland Electric Co-op | 1751 | Edison Sault | MI | Chippewa | 45 | HY | OP | 0.6 | 0.4 | 0.3 |  | 88 | 1916 | WAT |  | N | Y | N | Electric Utility | [62 empty] | N/A | [39 empty] | 0 | 0 | 10.4
3828 | Cloverland Electric Co-op | 1751 | Edison Sault | MI | Chippewa | 46 | HY | OP | 0.6 | 0.4 | 0.4 |  | 88 | 1963 | WAT |  | N | Y | N | Electric Utility | [62 empty] | N/A | [39 empty] | 0 | 0 | 10.4
3828 | Cloverland Electric Co-op | 1751 | Edison Sault | MI | Chippewa | 47 | HY | OP | 0.6 | 0.4 | 0.4 |  | 88 | 1963 | WAT |  | N | Y | N | Electric Utility | [62 empty] | N/A | [39 empty] | 0 | 0 | 10.4
3828 | Cloverland Electric Co-op | 1751 | Edison Sault | MI | Chippewa | 48 | HY | OP | 0.6 | 0.4 | 0.4 |  | 88 | 1963 | WAT |  | N | Y | N | Electric Utility | [62 empty] | N/A | [39 empty] | 0 | 0 | 10.4
3828 | Cloverland Electric Co-op | 1751 | Edison Sault | MI | Chippewa | 49 | HY | OP | 0.6 | 0.4 | 0.4 |  | 88 | 1963 | WAT |  | N | Y | N | Electric Utility | [62 empty] | N/A | [39 empty] | 0 | 0 | 10.4
3828 | Cloverland Electric Co-op | 1751 | Edison Sault | MI | Chippewa | 50 | HY | OP | 0.6 | 0.4 | 0.4 |  | 88 | 1963 | WAT |  | N | Y | N | Electric Utility | [62 empty] | N/A | [39 empty] | 0 | 0 | 10.4
3828 | Cloverland Electric Co-op | 1751 | Edison Sault | MI | Chippewa | 51 | HY | OP | 0.6 | 0.4 | 0.4 |  | 88 | 1963 | WAT |  | N | Y | N | Electric Utility | [62 empty] | N/A | [39 empty] | 0 | 0 | 10.4
3828 | Cloverland Electric Co-op | 1751 | Edison Sault | MI | Chippewa | 52 | HY | OP | 0.6 | 0.4 | 0.3 |  | 88 | 1963 | WAT |  | N | Y | N | Electric Utility | [62 empty] | N/A | [39 empty] | 0 | 0 | 10.4
3828 | Cloverland Electric Co-op | 1751 | Edison Sault | MI | Chippewa | 53 | HY | OP | 0.6 | 0.4 | 0.3 |  | 88 | 1963 | WAT |  | N | Y | N | Electric Utility | [62 empty] | N/A | [39 empty] | 0 | 0 | 10.4
3828 | Cloverland Electric Co-op | 1751 | Edison Sault | MI | Chippewa | 54 | HY | OP | 0.6 | 0.4 | 0.3 |  | 88 | 1963 | WAT |  | N | Y | N | Electric Utility | [62 empty] | N/A | [39 empty] | 0 | 0 | 10.4
3828 | Cloverland Electric Co-op | 1751 | Edison Sault | MI | Chippewa | 55 | HY | OP | 0.6 | 0.4 | 0.3 |  | 88 | 1963 | WAT |  | N | Y | N | Electric Utility | [62 empty] | N/A | [39 empty] | 0 | 0 | 10.4
3828 | Cloverland Electric Co-op | 1751 | Edison Sault | MI | Chippewa | 56 | HY | OP | 0.6 | 0.4 | 0.3 |  | 88 | 1963 | WAT |  | N | Y | N | Electric Utility | [62 empty] | N/A | [39 empty] | 0 | 0 | 10.4
3828 | Cloverland Electric Co-op | 1751 | Edison Sault | MI | Chippewa | 57 | HY | OP | 0.6 | 0.4 | 0.3 |  | 88 | 1963 | WAT |  | N | Y | N | Electric Utility | [62 empty] | N/A | [39 empty] | 0 | 0 | 10.4
3828 | Cloverland Electric Co-op | 1751 | Edison Sault | MI | Chippewa | 58 | HY | OP | 0.6 | 0.4 | 0.3 |  | 88 | 1963 | WAT |  | N | Y | N | Electric Utility | [62 empty] | N/A | [39 empty] | 0 | 0 | 10.4
3828 | Cloverland Electric Co-op | 1751 | Edison Sault | MI | Chippewa | 59 | HY | OP | 0.6 | 0.4 | 0.3 |  | 88 | 1963 | WAT |  | N | Y | N | Electric Utility | [62 empty] | N/A | [39 empty] | 0 | 0 | 10.4
3828 | Cloverland Electric Co-op | 1751 | Edison Sault | MI | Chippewa | 6 | HY | OP | 0.6 | 0.4 | 0.3 |  | 88 | 1963 | WAT |  | N | Y | N | Electric Utility | [62 empty] | N/A | [39 empty] | 0 | 0 | 10.4
3828 | Cloverland Electric Co-op | 1751 | Edison Sault | MI | Chippewa | 60 | HY | OP | 0.6 | 0.4 | 0.3 |  | 88 | 1963 | WAT |  | N | Y | N | Electric Utility | [62 empty] | N/A | [39 empty] | 0 | 0 | 10.4
3828 | Cloverland Electric Co-op | 1751 | Edison Sault | MI | Chippewa | 61 | HY | OP | 0.6 | 0.4 | 0.3 |  | 88 | 1963 | WAT |  | N | Y | N | Electric Utility | [62 empty] | N/A | [39 empty] | 0 | 0 | 10.4
3828 | Cloverland Electric Co-op | 1751 | Edison Sault | MI | Chippewa | 62 | HY | OP | 0.5 | 0.4 | 0.3 |  | 88 | 1916 | WAT |  | N | Y | N | Electric Utility | [62 empty] | N/A | [39 empty] | 0 | 0 | 10.4
3828 | Cloverland Electric Co-op | 1751 | Edison Sault | MI | Chippewa | 63 | HY | OP | 0.5 | 0.4 | 0.3 |  | 88 | 1916 | WAT |  | N | Y | N | Electric Utility | [62 empty] | N/A | [39 empty] | 0 | 0 | 10.4
3828 | Cloverland Electric Co-op | 1751 | Edison Sault | MI | Chippewa | 64 | HY | OP | 0.5 | 0.4 | 0.3 |  | 88 | 1916 | WAT |  | N | Y | N | Electric Utility | [62 empty] | N/A | [39 empty] | 0 | 0 | 10.4
3828 | Cloverland Electric Co-op | 1751 | Edison Sault | MI | Chippewa | 65 | HY | OP | 0.5 | 0.4 | 0.3 |  | 88 | 1916 | WAT |  | N | Y | N | Electric Utility | [62 empty] | N/A | [39 empty] | 0 | 0 | 10.4
3828 | Cloverland Electric Co-op | 1751 | Edison Sault | MI | Chippewa | 66 | HY | OP | 0.5 | 0.4 | 0.3 |  | 88 | 1916 | WAT |  | N | Y | N | Electric Utility | [62 empty] | N/A | [39 empty] | 0 | 0 | 10.4
3828 | Cloverland Electric Co-op | 1751 | Edison Sault | MI | Chippewa | 67 | HY | OP | 0.5 | 0.4 | 0.3 |  | 88 | 1916 | WAT |  | N | Y | N | Electric Utility | [62 empty] | N/A | [39 empty] | 0 | 0 | 10.4
3828 | Cloverland Electric Co-op | 1751 | Edison Sault | MI | Chippewa | 68 | HY | OP | 0.5 | 0.4 | 0.3 |  | 88 | 1916 | WAT |  | N | Y | N | Electric Utility | [62 empty] | N/A | [39 empty] | 0 | 0 | 10.4
3828 | Cloverland Electric Co-op | 1751 | Edison Sault | MI | Chippewa | 69 | HY | OP | 0.5 | 0.4 | 0.3 |  | 88 | 1916 | WAT |  | N | Y | N | Electric Utility | [62 empty] | N/A | [39 empty] | 0 | 0 | 10.4
3828 | Cloverland Electric Co-op | 1751 | Edison Sault | MI | Chippewa | 7 | HY | OP | 0.6 | 0.4 | 0.3 |  | 88 | 1963 | WAT |  | N | Y | N | Electric Utility | [62 empty] | N/A | [39 empty] | 0 | 0 | 10.4
3828 | Cloverland Electric Co-op | 1751 | Edison Sault | MI | Chippewa | 70 | HY | OP | 0.5 | 0.4 | 0.3 |  | 88 | 1916 | WAT |  | N | Y | N | Electric Utility | [62 empty] | N/A | [39 empty] | 0 | 0 | 10.4
3828 | Cloverland Electric Co-op | 1751 | Edison Sault | MI | Chippewa | 71 | HY | OP | 0.5 | 0.4 | 0.3 |  | 88 | 1916 | WAT |  | N | Y | N | Electric Utility | [62 empty] | N/A | [39 empty] | 0 | 0 | 10.4
3828 | Cloverland Electric Co-op | 1751 | Edison Sault | MI | Chippewa | 72 | HY | OP | 0.5 | 0.4 | 0.3 |  | 88 | 1916 | WAT |  | N | Y | N | Electric Utility | [62 empty] | N/A | [39 empty] | 0 | 0 | 10.4
3828 | Cloverland Electric Co-op | 1751 | Edison Sault | MI | Chippewa | 73 | HY | OP | 0.5 | 0.4 | 0.3 |  | 88 | 1916 | WAT |  | N | Y | N | Electric Utility | [62 empty] | N/A | [39 empty] | 0 | 0 | 10.4
3828 | Cloverland Electric Co-op | 1751 | Edison Sault | MI | Chippewa | 74 | HY | OP | 0.5 | 0.4 | 0.3 |  | 88 | 1916 | WAT |  | N | Y | N | Electric Utility | [62 empty] | N/A | [39 empty] | 0 | 0 | 10.4
3828 | Cloverland Electric Co-op | 1751 | Edison Sault | MI | Chippewa | 75 | HY | OP | 0.5 | 0.4 | 0.3 |  | 88 | 1916 | WAT |  | N | Y | N | Electric Utility | [62 empty] | N/A | [39 empty] | 0 | 0 | 10.4
3828 | Cloverland Electric Co-op | 1751 | Edison Sault | MI | Chippewa | 76 | HY | OP | 0.5 | 0.4 | 0.3 |  | 88 | 1916 | WAT |  | N | Y | N | Electric Utility | [62 empty] | N/A | [39 empty] | 0 | 0 | 10.4
3828 | Cloverland Electric Co-op | 1751 | Edison Sault | MI | Chippewa | 77 | HY | OP | 0.5 | 0.4 | 0.3 |  | 88 | 1916 | WAT |  | N | Y | N | Electric Utility | [62 empty] | N/A | [39 empty] | 0 | 0 | 10.4
3828 | Cloverland Electric Co-op | 1751 | Edison Sault | MI | Chippewa | 78 | HY | OP | 0.5 | 0.4 | 0.3 |  | 88 | 1916 | WAT |  | N | Y | N | Electric Utility | [62 empty] | N/A | [39 empty] | 0 | 0 | 10.4
3828 | Cloverland Electric Co-op | 1751 | Edison Sault | MI | Chippewa | 79 | HY | OP | 0.5 | 0.4 | 0.3 |  | 88 | 1916 | WAT |  | N | Y | N | Electric Utility | [62 empty] | N/A | [39 empty] | 0 | 0 | 10.4
3828 | Cloverland Electric Co-op | 1751 | Edison Sault | MI | Chippewa | 8 | HY | OP | 0.6 | 0.4 | 0.3 |  | 88 | 1963 | WAT |  | N | Y | N | Electric Utility | [62 empty] | N/A | [39 empty] | 0 | 0 | 10.4
3828 | Cloverland Electric Co-op | 1751 | Edison Sault | MI | Chippewa | 80 | HY | OP | 0.5 | 0.4 | 0.3 |  | 88 | 1916 | WAT |  | N | Y | N | Electric Utility | [62 empty] | N/A | [39 empty] | 0 | 0 | 10.4
3828 | Cloverland Electric Co-op | 1751 | Edison Sault | MI | Chippewa | 9 | HY | OP | 0.6 | 0.4 | 0.3 |  | 88 | 1963 | WAT |  | N | Y | N | Electric Utility | [62 empty] | N/A | [39 empty] | 0 | 0 | 10.4
3828 | Cloverland Electric Co-op | 1868 | Dafter | MI | Chippewa | 3 | IC | OP | 1 | 0.9 | 0.9 |  | 11 | 1955 | DFO |  | N | Y | N | Electric Utility |  |  |  |  | N | [57 empty] | LIQUID | [39 empty] | 0.7385 | 0.025484 | 12.5895
3828 | Cloverland Electric Co-op | 1868 | Dafter | MI | Chippewa | 5 | IC | OP | 3 | 2.5 | 2.5 |  | 6 | 1960 | DFO |  | N | Y | N | Electric Utility |  |  |  |  | N | [57 empty] | LIQUID | [39 empty] | 0.7385 | 0.025484 | 12.5895
3828 | Cloverland Electric Co-op | 6369 | Detour | MI | Chippewa | 6 | IC | OP | 3 | 2.5 | 2.5 |  | 10 | 1973 | DFO |  | N | Y | N | Electric Utility | [62 empty] | LIQUID | [39 empty] | 0.7385 | 0.025484 | 12.5895
3828 | Cloverland Electric Co-op | 6369 | Detour | MI | Chippewa | 7 | IC | OP | 3 | 2.5 | 2.5 |  | 8 | 1976 | DFO |  | N | Y | N | Electric Utility | [62 empty] | LIQUID | [39 empty] | 0.7385 | 0.025484 | 12.5895
3836 | CMS Generation Operating LLC | 10822 | Grayling Generating Station | MI | Crawford | GEN1 | ST | OP | 38 | 38 | 38 |  | 5 | 1992 | WDS | TDF | Y | Y | N | IPP Non-CHP |  |  |  |  | N | [40 empty] | OP | MC¦¦EK | [8 empty] | 99.7 | 16 | 240000 |  |  |  |  | OTHER SOLID | MI | Grayling Generating Station | 10822 | 1 | 2010 |  | CAIRNOX, CAIROS, CAIRSO2 | 7854.28 | 12 |  | 1864636.97 | 21.424 | 0.1432 | 233.389 |  | 3273731.032 | 5 |  | Crawford | Electric Utility |  |  | 44.6062 | -84.6901 | CMS Enterprises Co. (Owner/Operator) Decker Energy (Owner) Fortistar (Owner) |  |  | Operating | Stoker | Wood | Natural Gas, Tire Derived Fuel |  | Selective Non-catalytic Reduction | Cyclone Electrostatic Precipitator | 523 | 10.4 | OTHER SOLID | 50.517 | 335.3028 | 0.1432 | 0.013088 | 13.3453
3836 | CMS Generation Operating LLC | 54751 | Genesee Power Station LP | MI | Genesee | GEN1 | ST | OP | 39.5 | 35 | 35 |  | 12 | 1995 | WDS | TDF | N | Y | N | IPP Non-CHP |  |  |  |  | N | [40 empty] | OP | EK | [8 empty] | 99.1¦¦ 71 | 3¦¦ 365 | 245302¦¦ 260000 |  |  |  |  | OTHER SOLID | MI | Genesee Power Station | 54751 | 1 | 2010 |  | CAIRNOX, CAIROS, CAIRSO2 | 8226.35 | 12 | 129783.09 |  | 192.552 | 0.1476 | 185.224 |  | 2265301.661 | 5 |  | Genesee | Cogeneration |  |  | 43.0841 | -83.6743 | CMS Enterprises Co. (Owner) Primary Power International Ltd. (Owner) Genesee Power Station LP (Operator) |  |  | Operating | Stoker | Wood |  |  | Selective Non-catalytic Reduction | Cyclone Electrostatic Precipitator | 591 | 10.4 | OTHER SOLID | 56.8269 | 188.1868 | 0.1476 | 0.17 | 13.2743
3837 | CMS Generation Operating Co II | 10525 | Craven County Wood Energy LP | NC | Craven | 1UNI | ST | OP | 50 | 48 | 48 |  | 11 | 1990 | WDS | OBS | Y | Y | N | IPP Non-CHP |  |  |  |  | N | [40 empty] | OP | MC | EK | [7 empty] | 99.7 |  | 251994 |  |  |  |  | OTHER SOLID | NC | Craven County Wood Energy | 10525 | ES5A | 2010 |  | ARP, CAIRNOX, CAIROS, CAIRSO2 | 7082.68 | 12 | 350914.5 |  | 70.259 | 0.5034 | 1274.016 | 494265.164 | 4753606.067 | 4 | Southeastern Electric Reliability Council | Craven | Electric Utility |  |  | 35.1285 | -77.17 | CMS Enterprises Co. (Operator) Craven County Wood Energy, LP (Owner) | Phase 2 |  | Operating | Other boiler | Wood | Other Solid Fuel |  |  | Electrostatic Precipitator | 666 | 13.4143 | OTHER SOLID | 52 | -41.6667 | 0.5034 | 0.02956 | 13.4143
3838 | CMS Generation MI Power LLC | 55101 | Kalamazoo River Generating Station | MI | Kalamazoo | 1 | GT | OP | 73.1 | 65 | 70 |  | 6 | 1999 | NG |  | N | Y | N | IPP Non-CHP |  |  |  |  | N | [57 empty] | GAS | MI | Kalamazoo River Generating Station | 55101 | 1 | 2010 |  | ARP, CAIRNOX, CAIROS, CAIRSO2 | 126.11 | 12 | 0 |  | 0.028 | 0.044 | 2.089 | 5636.285 | 94831.872 | 5 |  | Kalamazoo | Small Power Producer | 4911 | Electric Services | 42.2797 | -85.4922 | CMS Enterprises Co. (Owner) CMS Enterprises Co. (Owner/Operator) | Phase 2 |  | Operating | Combustion turbine | Pipeline Natural Gas |  |  | Other |  | 879 | 10.4 | GAS | 84.5192 | 1896.2912 | 0.044 | 0.000591 | 11.8
3838 | CMS Generation MI Power LLC | 55102 | Livingston Generating Station | MI | Otsego | 1 | GT | OP | 42.9 | 33 | 40 |  | 6 | 1999 | NG |  | N | Y | N | IPP Non-CHP |  |  |  |  | N | [57 empty] | GAS | MI | Livingston Generating Station | 55102 | 1 | 2010 |  | ARP, CAIRNOX, CAIROS, CAIRSO2 | 142.14 | 12 | 4637.21 |  | 0.022 | 0.2901 | 10.904 | 4285.976 | 72114.021 | 5 |  | Otsego | Small Power Producer | 4911 | Electric Services | 45.0291 | -84.7332 | CMS Enterprises Co. (Owner) CMS Enterprises Co. (Owner/Operator) | Phase 2 |  | Operating | Combustion turbine | Pipeline Natural Gas |  |  | Water Injection |  | 550 | 13.9872 | GAS | 34 | 1911.7647 | 0.2901 | 0.00061 | 13.9872
3838 | CMS Generation MI Power LLC | 55102 | Livingston Generating Station | MI | Otsego | 2 | GT | OP | 42.4 | 33 | 40 |  | 6 | 1999 | NG |  | N | Y | N | IPP Non-CHP |  |  |  |  | N | [57 empty] | GAS | MI | Livingston Generating Station | 55102 | 2 | 2010 |  | ARP, CAIRNOX, CAIROS, CAIRSO2 | 30.71 | 12 | 909.36 |  | 0.004 | 0.1657 | 1.192 | 811.184 | 13649.264 | 5 |  | Otsego | Small Power Producer | 4911 | Electric Services | 45.0291 | -84.7332 | CMS Enterprises Co. (Owner) CMS Enterprises Co. (Owner/Operator) | Phase 2 |  | Operating | Combustion turbine | Pipeline Natural Gas |  |  | Water Injection |  | 550 | 11.2212 | GAS | 34 | 1911.7647 | 0.1657 | 0.000586 | 11.2212
3838 | CMS Generation MI Power LLC | 55102 | Livingston Generating Station | MI | Otsego | 3 | GT | OP | 42.4 | 33 | 40 |  | 6 | 1999 | NG |  | N | Y | N | IPP Non-CHP |  |  |  |  | N | [57 empty] | GAS | MI | Livingston Generating Station | 55102 | 3 | 2010 |  | ARP, CAIRNOX, CAIROS, CAIRSO2 | 339.65 | 12 | 10067.39 |  | 0.048 | 0.2379 | 19.561 | 9597.655 | 161516.479 | 5 |  | Otsego | Small Power Producer | 4911 | Electric Services | 45.0291 | -84.7332 | CMS Enterprises Co. (Owner) CMS Enterprises Co. (Owner/Operator) | Phase 2 |  | Operating | Combustion turbine | Pipeline Natural Gas |  |  | Water Injection |  | 550 | 14.3535 | GAS | 34 | 1911.7647 | 0.2379 | 0.000594 | 14.3535
3838 | CMS Generation MI Power LLC | 55102 | Livingston Generating Station | MI | Otsego | 4 | GT | OP | 42.4 | 33 | 40 |  | 6 | 1999 | NG |  | N | Y | N | IPP Non-CHP |  |  |  |  | N | [57 empty] | GAS | MI | Livingston Generating Station | 55102 | 4 | 2010 |  | ARP, CAIRNOX, CAIROS, CAIRSO2 | 135.34 | 12 | 4237.54 |  | 0.018 | 0.1917 | 5.844 | 3612.905 | 60789.724 | 5 |  | Otsego | Small Power Producer | 4911 | Electric Services | 45.0291 | -84.7332 | CMS Enterprises Co. (Owner) CMS Enterprises Co. (Owner/Operator) | Phase 2 |  | Operating | Combustion turbine | Pipeline Natural Gas |  |  | Water Injection |  | 550 | 12.8942 | GAS | 33 | 1893.9394 | 0.1917 | 0.000592 | 12.8942
3852 | Coalinga Cogeneration Co | 50131 | Coalinga Cogeneration | CA | Fresno | K100 | GT | OP | 38.4 | 36 | 38 |  | 10 | 1991 | NG |  | N | Y | Y | IPP CHP | [62 empty] | GAS | CA | Coalinga Cogeneration Company | 50131 | 1 | 2010 |  | ARP | 8708.06 | 12 | 343833.83 |  | 1.23 | 0.0138 | 28.285 | 243608.869 | 4099187.508 | 9 |  | Fresno | Cogeneration |  |  | 36.1807 | -120.3885 | Coalinga Cogeneration Company (Owner/Operator) | Phase 2 |  | Operating | Combined cycle | Pipeline Natural Gas |  |  | Selective Catalytic Reduction |  | 509 | 11.9164 | GAS | 42 | -52.6316 | 0.0138 | 0.0006 | 11.9164
3890 | Cogen Technologies Linden Vent | 50006 | Linden Cogen Plant | NJ | Union | GTG1 | CT | OP | 102.8 | 94.3 | 100 |  | 3 | 1992 | NG | WO | Y | Y | Y | IPP CHP |  |  |  |  | N | [57 empty] | GAS | NJ | Linden Cogeneration Facility | 50006 | 5001 | 2010 |  | CAIRNOX, CAIROS, CAIRSO2, RGGI | 6039.9 | 12 | 799567.2 |  | 1.666 | 0.0247 | 65.655 | 330062.572 | 5553868.121 | 2 |  | Union | Cogeneration | 4911 | Electric Services | 40.6322 | -74.2156 | Cogen Technologies Linden Venture (Owner/Operator) |  |  | Operating | Combined cycle | Pipeline Natural Gas | Other Gas |  | Selective Catalytic Reduction Steam Injection |  | 1416 | 10.4 | GAS | 202.2857 | -511.4286 | 0.0247 | 0.0006 | 10.4099
3890 | Cogen Technologies Linden Vent | 50006 | Linden Cogen Plant | NJ | Union | GTG2 | CT | OP | 102.8 | 94.3 | 100 |  | 3 | 1992 | NG | WO | Y | Y | Y | IPP CHP |  |  |  |  | N | [57 empty] | GAS | NJ | Linden Cogeneration Facility | 50006 | 5001 | 2010 |  | CAIRNOX, CAIROS, CAIRSO2, RGGI | 6039.9 | 12 | 799567.2 |  | 1.666 | 0.0247 | 65.655 | 330062.572 | 5553868.121 | 2 |  | Union | Cogeneration | 4911 | Electric Services | 40.6322 | -74.2156 | Cogen Technologies Linden Venture (Owner/Operator) |  |  | Operating | Combined cycle | Pipeline Natural Gas | Other Gas |  | Selective Catalytic Reduction Steam Injection |  | 1416 | 10.4 | GAS | 202.2857 | -511.4286 | 0.0247 | 0.0006 | 10.4099
3890 | Cogen Technologies Linden Vent | 50006 | Linden Cogen Plant | NJ | Union | GTG3 | CT | OP | 102.8 | 94.3 | 100 |  | 4 | 1992 | NG | WO | Y | Y | Y | IPP CHP |  |  |  |  | N | [57 empty] | GAS | NJ | Linden Cogeneration Facility | 50006 | 5001 | 2010 |  | CAIRNOX, CAIROS, CAIRSO2, RGGI | 6039.9 | 12 | 799567.2 |  | 1.666 | 0.0247 | 65.655 | 330062.572 | 5553868.121 | 2 |  | Union | Cogeneration | 4911 | Electric Services | 40.6322 | -74.2156 | Cogen Technologies Linden Venture (Owner/Operator) |  |  | Operating | Combined cycle | Pipeline Natural Gas | Other Gas |  | Selective Catalytic Reduction Steam Injection |  | 1416 | 10.4 | GAS | 202.2857 | -511.4286 | 0.0247 | 0.0006 | 10.4099
3890 | Cogen Technologies Linden Vent | 50006 | Linden Cogen Plant | NJ | Union | GTG4 | CT | OP | 102.8 | 94.3 | 100 |  | 3 | 1992 | NG | WO | Y | Y | Y | IPP CHP |  |  |  |  | N | [57 empty] | GAS | NJ | Linden Cogeneration Facility | 50006 | 5001 | 2010 |  | CAIRNOX, CAIROS, CAIRSO2, RGGI | 6039.9 | 12 | 799567.2 |  | 1.666 | 0.0247 | 65.655 | 330062.572 | 5553868.121 | 2 |  | Union | Cogeneration | 4911 | Electric Services | 40.6322 | -74.2156 | Cogen Technologies Linden Venture (Owner/Operator) |  |  | Operating | Combined cycle | Pipeline Natural Gas | Other Gas |  | Selective Catalytic Reduction Steam Injection |  | 1416 | 10.4 | GAS | 202.2857 | -511.4286 | 0.0247 | 0.0006 | 10.4099
3890 | Cogen Technologies Linden Vent | 50006 | Linden Cogen Plant | NJ | Union | GTG5 | CT | OP | 102.8 | 94.3 | 100 |  | 4 | 1992 | NG | WO | Y | Y | Y | IPP CHP |  |  |  |  | N | [57 empty] | GAS | NJ | Linden Cogeneration Facility | 50006 | 5001 | 2010 |  | CAIRNOX, CAIROS, CAIRSO2, RGGI | 6039.9 | 12 | 799567.2 |  | 1.666 | 0.0247 | 65.655 | 330062.572 | 5553868.121 | 2 |  | Union | Cogeneration | 4911 | Electric Services | 40.6322 | -74.2156 | Cogen Technologies Linden Venture (Owner/Operator) |  |  | Operating | Combined cycle | Pipeline Natural Gas | Other Gas |  | Selective Catalytic Reduction Steam Injection |  | 1416 | 10.4 | GAS | 202.2857 | -511.4286 | 0.0247 | 0.0006 | 10.4099
3890 | Cogen Technologies Linden Vent | 50006 | Linden Cogen Plant | NJ | Union | GTG6 | CT | OP | 212.5 | 158.8 | 178.4 |  | 1 | 2002 | NG | DFO | Y | Y | Y | IPP CHP |  |  |  |  | N | [57 empty] | GAS | NJ | Linden Cogeneration Facility | 50006 | 5001 | 2010 |  | CAIRNOX, CAIROS, CAIRSO2, RGGI | 6039.9 | 12 | 799567.2 |  | 1.666 | 0.0247 | 65.655 | 330062.572 | 5553868.121 | 2 |  | Union | Cogeneration | 4911 | Electric Services | 40.6322 | -74.2156 | Cogen Technologies Linden Venture (Owner/Operator) |  |  | Operating | Combined cycle | Pipeline Natural Gas | Other Gas |  | Selective Catalytic Reduction Steam Injection |  | 1416 | 10.4 | GAS | 202.2857 | -66.9443 | 0.0247 | 0.0006 | 9.2941
3890 | Cogen Technologies Linden Vent | 50006 | Linden Cogen Plant | NJ | Union | STG1 | CA | OP | 102.8 | 89 | 103 |  | 3 | 1992 | NG | WO | N | Y | Y | IPP CHP |  |  |  |  | N | [6 empty] | STACK1¦¦STACK2¦¦STACK3¦¦STACK4¦¦STACK5 | 1992 | 690860¦¦ 676788¦¦ 680417¦¦ 682125¦¦ 684456 | [48 empty] | GAS | [39 empty] | 0 | 0 | 10.4
3890 | Cogen Technologies Linden Vent | 50006 | Linden Cogen Plant | NJ | Union | STG2 | CA | OP | 102.8 | 89 | 103 |  | 3 | 1992 | NG | WO | N | Y | Y | IPP CHP |  |  |  |  | N | [6 empty] | STACK1¦¦STACK2¦¦STACK3¦¦STACK4¦¦STACK5 | 1992 | 690860¦¦ 676788¦¦ 680417¦¦ 682125¦¦ 684456 | [48 empty] | GAS | [39 empty] | 0 | 0 | 10.4
3890 | Cogen Technologies Linden Vent | 50006 | Linden Cogen Plant | NJ | Union | STG3 | CA | OP | 102.8 | 89 | 103 |  | 4 | 1992 | NG | WO | N | Y | Y | IPP CHP |  |  |  |  | N | [6 empty] | STACK1¦¦STACK2¦¦STACK3¦¦STACK4¦¦STACK5 | 1992 | 690860¦¦ 676788¦¦ 680417¦¦ 682125¦¦ 684456 | [48 empty] | GAS | [39 empty] | 0 | 0 | 10.4
3892 | City of Coffeyville | 1271 | Coffeyville | KS | Montgomery | 1 | IC | OP | 2 | 2 | 2 |  | 4 | 2007 | DFO |  | N | Y | N | Electric Utility |  |  |  |  | N | [57 empty] | LIQUID | [39 empty] | 0.7385 | 0.025484 | 12.5895
3892 | City of Coffeyville | 1271 | Coffeyville | KS | Montgomery | 2 | IC | OP | 2 | 2 | 2 |  | 4 | 2007 | DFO |  | N | Y | N | Electric Utility |  |  |  |  | N | [57 empty] | LIQUID | [39 empty] | 0.7385 | 0.025484 | 12.5895
3892 | City of Coffeyville | 1271 | Coffeyville | KS | Montgomery | 6 | ST | OP | 18.7 | 16 | 18.5 |  | 8 | 1956 | NG |  | N | Y | N | Electric Utility |  |  |  |  | N | [57 empty] | GAS | [39 empty] | 0.21194 | 0.0007527 | 12.8514
3892 | City of Coffeyville | 1271 | Coffeyville | KS | Montgomery | 7 | ST | OP | 40 | 37 | 38.2 |  | 6 | 1973 | NG |  | N | Y | N | Electric Utility |  |  |  |  | N | [57 empty] | GAS | KS | Coffeyville | 1271 | 4 | 2010 |  | ARP | 55.08 | 12 | 1038.38 |  | 0.004 | 0.1 | 0.689 | 731.848 | 12300.42 | 7 | Southwest Power Pool | Montgomery | Small Power Producer | 4911 | Electric Services | 37.0456 | -95.6076 | Coffeyville Municipal Light & Power (Owner/Operator) | Phase 2 |  | Operating | Dry bottom wall-fired boiler | Pipeline Natural Gas |  |  |  |  | 510 | 11.8866 | GAS | 39 | 489.5288 | 0.1 | 0.00065 | 11.8458
3900 | City of Coggon | 1132 | Coggon | IA | Linn | 4 | IC | OP | 0.6 | 0.6 | 0.6 |  | 10 | 1987 | DFO |  | N | Y | N | Electric Utility | [62 empty] | LIQUID | [39 empty] | 0.7385 | 0.025484 | 12.5895
3900 | City of Coggon | 1132 | Coggon | IA | Linn | IC1 | IC | OP | 0.6 | 0.6 | 0.6 |  | 10 | 1957 | DFO |  | N | Y | N | Electric Utility | [62 empty] | LIQUID | [39 empty] | 0.7385 | 0.025484 | 12.5895
3900 | City of Coggon | 1132 | Coggon | IA | Linn | IC5 | IC | OP | 2 | 2 | 2 |  | 6 | 2003 | DFO |  | N | Y | N | Electric Utility | [62 empty] | LIQUID | [39 empty] | 0.7385 | 0.025484 | 12.5895
3913 | City of Colby- (KS) | 1272 | Colby City of | KS | THOMAS | 3 | IC | OP | 2.5 | 1.8 | 1.8 |  | 7 | 1963 | DFO | NG | Y | Y | N | Electric Utility |  |  |  |  | N | [57 empty] | LIQUID | [39 empty] | 0.7385 | 0.025484 | 12.5895
3913 | City of Colby- (KS) | 1272 | Colby City of | KS | THOMAS | 4 | IC | OP | 1.7 | 1.2 | 1.2 |  | 8 | 1958 | DFO | NG | Y | Y | N | Electric Utility |  |  |  |  | N | [57 empty] | LIQUID | [39 empty] | 0.7385 | 0.025484 | 12.5895
3913 | City of Colby- (KS) | 1272 | Colby City of | KS | THOMAS | 5 | IC | OP | 1.3 | 1 | 1 |  | 5 | 1958 | DFO | NG | Y | Y | N | Electric Utility |  |  |  |  | N | [57 empty] | LIQUID | [39 empty] | 0.7385 | 0.025484 | 12.5895
3913 | City of Colby- (KS) | 1272 | Colby City of | KS | THOMAS | 6 | IC | OP | 4.5 | 3.5 | 3.5 |  | 10 | 1971 | DFO | NG | Y | Y | N | Electric Utility |  |  |  |  | N | [57 empty] | LIQUID | [39 empty] | 0.7385 | 0.025484 | 12.5895
3913 | City of Colby- (KS) | 1272 | Colby City of | KS | THOMAS | 7 | IC | OP | 4.5 | 3.5 | 3.5 |  | 6 | 1971 | DFO | NG | Y | Y | N | Electric Utility |  |  |  |  | N | [57 empty] | LIQUID | [39 empty] | 0.7385 | 0.025484 | 12.5895
3913 | City of Colby- (KS) | 1272 | Colby City of | KS | THOMAS | 8 | IC | OP | 2.7 | 2.5 | 2.5 |  | 3 | 1965 | DFO | NG | Y | Y | N | Electric Utility |  |  |  |  | N | [57 empty] | LIQUID | [39 empty] | 0.7385 | 0.025484 | 12.5895
3915 | Coldwater Board of Public Util | 1819 | Coldwater | MI | Branch | 3 | IC | OP | 3.5 | 3.5 | 3.5 |  | 9 | 1969 | NG | DFO | Y | Y | N | Electric Utility | [62 empty] | GAS | [39 empty] | 1.1659 | 0.0016829 | 10.4
3915 | Coldwater Board of Public Util | 1819 | Coldwater | MI | Branch | IC4 | IC | OP | 2.5 | 2.5 | 2.5 |  | 2 | 1974 | DFO |  | N | Y | N | Electric Utility | [62 empty] | LIQUID | [39 empty] | 0.7385 | 0.025484 | 12.5895
3915 | Coldwater Board of Public Util | 1819 | Coldwater | MI | Branch | IC5 | IC | OP | 6 | 6 | 6 |  | 5 | 1978 | NG | DFO | Y | Y | N | Electric Utility | [62 empty] | GAS | [39 empty] | 1.1659 | 0.0016829 | 10.4
3930 | Co-Gen II | 50993 | Co-Gen II LLC | OR | Douglas | GEN1 | ST | OP | 7.5 | 7.8 | 7.3 |  | 10 | 1987 | WDS | NG | N | Y | Y | IPP CHP | [62 empty] | OTHER SOLID | [39 empty] | 0.5034 | 0.031297 | 14.2982
3953 | Collins Pine Co | 10661 | Collins Pine Project | CA | PLUMAS | GEN4 | ST | OP | 12 | 12 | 12 |  | 12 | 1985 | WDS |  | N | Y | Y | Industrial CHP |  |  |  |  | N | [40 empty] | OP | EK | MC | [7 empty] | 85 | 4 | 60000 | OP | LN | OV |  | OTHER SOLID | [39 empty] | 0.5034 | 0.03267 | 14.08
3989 | City of Colorado Springs - (CO) | 492 | Martin Drake | CO | El Paso | 5 | ST | OP | 50 | 46 | 46 |  | 11 | 1962 | SUB | BIT | Y | Y | N | Electric Utility |  |  |  |  | N | Y |  | Y |  |  |  | 5 | 1962 | 175879 | [31 empty] | OP | BR |  |  | 5 |  | 0.4 | 0.6 |  |  | 99.9 | 12 | 280000 |  |  |  |  | COAL | CO | Martin Drake | 492 | 5 | 2010 |  | ARP | 8455.53 | 12 | 380986.77 |  | 1043.597 | 0.3183 | 688.127 | 448995.717 | 4295750.307 | 8 |  | El Paso | Electric Utility | 4911 | Electric Services | 38.8244 | -104.8331 | Colorado Springs Utilities (Owner/Operator) | Phase 2 | Phase II Group 1 | Operating | Dry bottom wall-fired boiler | Coal | Pipeline Natural Gas |  | Low NOx Burner Technology (Dry Bottom only) | Baghouse | 625 | 11.2083 | COAL | 53 | 1923.913 | 0.3183 | 0.48587 | 11.2083
3989 | City of Colorado Springs - (CO) | 492 | Martin Drake | CO | El Paso | 6 | ST | OP | 75 | 77 | 77 |  | 10 | 1968 | SUB | BIT | Y | Y | N | Electric Utility |  |  |  |  | N | Y |  | Y |  |  |  | 6 | 1968 | 220259 | [31 empty] | OP | BR |  |  | 15.6 |  | 0.6 |  |  |  | 99.9 | 33 | 400000 |  |  |  |  | COAL | CO | Martin Drake | 492 | 6 | 2010 |  | ARP | 7666.43 | 12 | 512065.11 |  | 2042.52 | 0.3537 | 1109.489 | 632814.43 | 6126901.695 | 8 |  | El Paso | Electric Utility | 4911 | Electric Services | 38.8244 | -104.8331 | Colorado Springs Utilities (Owner/Operator) | Phase 2 | Phase II Group 1 | Operating | Dry bottom wall-fired boiler | Coal | Pipeline Natural Gas |  | Low NOx Burner Technology (Dry Bottom only) | Baghouse | 1075 | 11.8473 | COAL | 84 | 1954.5455 | 0.3537 | 0.66674 | 11.8473
3989 | City of Colorado Springs - (CO) | 492 | Martin Drake | CO | El Paso | 7 | ST | OP | 132 | 131 | 131 |  | 7 | 1974 | SUB | BIT | Y | Y | N | Electric Utility |  |  |  |  | N | Y |  | Y |  |  |  | 7 | 1974 | 408647 | [31 empty] | OP | BR |  |  | 5.4 |  | 0.4 |  |  |  | 99.9 | 2 | 612000 |  |  |  |  | COAL | CO | Martin Drake | 492 | 7 | 2010 |  | ARP | 7619.93 | 12 | 856984.33 |  | 2947.585 | 0.3703 | 1617.702 | 885044.449 | 8582296.159 | 8 |  | El Paso | Electric Utility | 4911 | Electric Services | 38.8244 | -104.8331 | Colorado Springs Utilities (Owner/Operator) | Phase 2 | Phase II Group 1 | Operating | Dry bottom wall-fired boiler | Coal | Pipeline Natural Gas |  | Low NOx Burner Technology (Dry Bottom only) | Baghouse | 1600 | 10.0536 | COAL | 142 | 1958.0153 | 0.3703 | 0.6869 | 10.0145
3989 | City of Colorado Springs - (CO) | 493 | George Birdsall | CO | El Paso | 1 | ST | OP | 17.3 | 16 | 16 |  | 8 | 1953 | NG | DFO | Y | Y | N | Electric Utility |  |  |  |  | N |  |  | N | [54 empty] | GAS | [39 empty] | 0.16169 | 0.0004682 | 13.1066
3989 | City of Colorado Springs - (CO) | 493 | George Birdsall | CO | El Paso | 2 | ST | OP | 18.8 | 16 | 16 |  | 3 | 1954 | NG | DFO | Y | Y | N | Electric Utility |  |  |  |  | N |  | N | N | [6 empty] | 0.1338 |  |  | PB | DP |  | 1979 | 1983 |  | MS | TU | SS | [36 empty] | GAS | [39 empty] | 0.15713 | 0.0004705 | 12.9723
3989 | City of Colorado Springs - (CO) | 493 | George Birdsall | CO | El Paso | 3 | ST | OP | 23.5 | 23 | 23 |  | 3 | 1957 | NG | DFO | Y | Y | N | Electric Utility |  |  |  |  | N |  |  | N | [6 empty] | 0.1338 |  |  | PB | DP |  | 1979 | 1983 |  | MS | SS | [37 empty] | GAS | [39 empty] | 0.14582 | 0.000492 | 12.6115
3989 | City of Colorado Springs - (CO) | 7233 | Tesla | CO | El Paso | 1 | HY | OP | 27.6 | 28 | 28 |  | 4 | 1997 | WAT |  | N | Y | N | Electric Utility |  |  |  |  | N | [57 empty] | N/A | [39 empty] | 0 | 0 | 10.4
3989 | City of Colorado Springs - (CO) | 8219 | Ray D Nixon | CO | El Paso | 1 | ST | OP | 207 | 208 | 208 |  | 4 | 1980 | SUB | BIT | N | Y | N | Electric Utility |  |  |  |  | N | Y |  | Y |  |  |  | 1 | 1980 | 385000 | [31 empty] | OP | BR |  |  | 14.4 |  | 0.6 |  |  |  | 99.9 | 68 | 1071600 |  |  |  |  | COAL | CO | Ray D Nixon | 8219 | 1 | 2010 |  | ARP | 8282.02 | 12 | 1804452.63 |  | 4077.544 | 0.2205 | 1998.505 | 1895682.879 | 18077768.68 | 8 | Western Electricity Coordinating Council | El Paso | Electric Utility | 4911 | Electric Services | 38.6306 | -104.7056 | Colorado Springs Utilities (Owner/Operator) | Phase 2 | Early Election | Operating | Dry bottom wall-fired boiler | Coal | Diesel Oil |  | Low NOx Burner Technology (Dry Bottom only) | Baghouse | 2550 | 10.0113 | COAL | 226 | 1956.7308 | 0.2205 | 0.45111 | 10.0113
3989 | City of Colorado Springs - (CO) | 55283 | Front Range Power Plant | CO | El Paso | 1 | CT | OP | 154 | 132.4 | 144.7 |  | 4 | 2003 | NG |  | N | Y | N | Electric Utility |  |  |  |  | N | [57 empty] | GAS | CO | Front Range Power Plant | 55283 | 1 | 2010 |  | ARP | 4445.55 | 12 | 626966.69 |  | 1.529 | 0.0399 | 89.072 | 302881.626 | 5096719.888 | 8 |  | El Paso | Electric Utility | 4911 | Electric Services | 38.6281 | -104.7069 | Colorado Springs Utilities (Owner/Operator) Front Range Power Company, LLC (Owner) Colorado Springs Utilities (Operator) | Phase 2 |  | Operating | Combined cycle | Pipeline Natural Gas |  |  | Dry Low NOx Burners |  | 1845 | 7.3146 | GAS | 267 | 1577.4015 | 0.0399 | 0.0006 | 7.3146
3989 | City of Colorado Springs - (CO) | 55283 | Front Range Power Plant | CO | El Paso | 2 | CT | OP | 154 | 132.7 | 145.5 |  | 4 | 2003 | NG |  | N | Y | N | Electric Utility |  |  |  |  | N | [57 empty] | GAS | CO | Front Range Power Plant | 55283 | 2 | 2010 |  | ARP | 5975.61 | 12 | 851572.95 |  | 2.064 | 0.0328 | 104.107 | 408800.427 | 6878925.928 | 8 |  | El Paso | Electric Utility | 4911 | Electric Services | 38.6281 | -104.7069 | Colorado Springs Utilities (Owner/Operator) Front Range Power Company, LLC (Owner) Colorado Springs Utilities (Operator) | Phase 2 |  | Operating | Combined cycle | Pipeline Natural Gas |  |  | Dry Low NOx Burners |  | 1845 | 7.428 | GAS | 250 | 1640.8935 | 0.0328 | 0.0006 | 7.428
3989 | City of Colorado Springs - (CO) | 55283 | Front Range Power Plant | CO | El Paso | 3 | CA | OP | 233 | 196.4 | 207 |  | 4 | 2003 | NG |  | N | Y | N | Electric Utility |  |  |  |  | N | [6 empty] | 1¦¦2 | 2003 | 440362 | [48 empty] | GAS | [39 empty] | 0 | 0 | 10.4
3989 | City of Colorado Springs - (CO) | 494 | Manitou Springs | CO | El Paso | 1 | HY | OP | 2.5 | 2.5 | 2.5 |  | 5 | 1939 | WAT |  | N | Y | N | Electric Utility |  |  |  |  | N | [57 empty] | N/A | [39 empty] | 0 | 0 | 10.4
3989 | City of Colorado Springs - (CO) | 494 | Manitou Springs | CO | El Paso | 2 | HY | OP | 2.5 | 2.6 | 2.6 |  | 5 | 1927 | WAT |  | N | Y | N | Electric Utility |  |  |  |  | N | [57 empty] | N/A | [39 empty] | 0 | 0 | 10.4
3989 | City of Colorado Springs - (CO) | 494 | Manitou Springs | CO | El Paso | 3 | HY | OP | 1 | 0.5 | 0.5 |  | 3 | 2006 | WAT |  | N | Y | N | Electric Utility |  |  |  |  | N | [57 empty] | N/A | [39 empty] | 0 | 0 | 10.4
3989 | City of Colorado Springs - (CO) | 495 | Ruxton Park | CO | El Paso | 1 | HY | OP | 1.2 | 1 | 1 |  | 5 | 1925 | WAT |  | N | Y | N | Electric Utility |  |  |  |  | N | [57 empty] | N/A | [39 empty] | 0 | 0 | 10.4
3989 | City of Colorado Springs - (CO) | 8219 | Ray D Nixon | CO | El Paso | GT1 | GT | OP | 35.8 | 29.3 | 32 |  | 7 | 1999 | NG |  | N | Y | N | Electric Utility |  |  |  |  | N | [57 empty] | GAS | CO | Ray D Nixon | 8219 | 2 | 2010 |  | ARP | 69.51 | 12 | 1490.03 |  | 0.006 | 0.0435 | 0.319 | 1122.238 | 18883.353 | 8 | Western Electricity Coordinating Council | El Paso | Electric Utility | 4911 | Electric Services | 38.6306 | -104.7056 | Colorado Springs Utilities (Owner/Operator) | Phase 2 |  | Operating | Combustion turbine | Pipeline Natural Gas |  |  | Dry Low NOx Burners |  | 400 | 10.673 | GAS | 34 | -31.25 | 0.0435 | 0.000635 | 10.673
3989 | City of Colorado Springs - (CO) | 8219 | Ray D Nixon | CO | El Paso | GT2 | GT | OP | 35.8 | 30 | 32 |  | 7 | 1999 | NG |  | N | Y | N | Electric Utility |  |  |  |  | N | [57 empty] | GAS | CO | Ray D Nixon | 8219 | 2 | 2010 |  | ARP | 69.51 | 12 | 1490.03 |  | 0.006 | 0.0435 | 0.319 | 1122.238 | 18883.353 | 8 | Western Electricity Coordinating Council | El Paso | Electric Utility | 4911 | Electric Services | 38.6306 | -104.7056 | Colorado Springs Utilities (Owner/Operator) | Phase 2 |  | Operating | Combustion turbine | Pipeline Natural Gas |  |  | Dry Low NOx Burners |  | 400 | 10.673 | GAS | 34 | 468.75 | 0.0435 | 0.000635 | 10.673
3990 | Colorado River Indian Irr Proj | 7179 | Headgate Rock | AZ | La Paz | 1 | HY | OP | 6.5 | 6.5 | 6.5 |  | 3 | 1993 | WAT |  | N | Y | N | Electric Utility |  |  |  |  | N | [57 empty] | N/A | [39 empty] | 0 | 0 | 10.4
3990 | Colorado River Indian Irr Proj | 7179 | Headgate Rock | AZ | La Paz | 2 | HY | OP | 6.5 | 6.5 | 6.5 |  | 8 | 1993 | WAT |  | N | Y | N | Electric Utility |  |  |  |  | N | [57 empty] | N/A | [39 empty] | 0 | 0 | 10.4
3990 | Colorado River Indian Irr Proj | 7179 | Headgate Rock | AZ | La Paz | 3 | HY | OP | 6.5 | 6.5 | 6.5 |  | 7 | 1993 | WAT |  | N | Y | N | Electric Utility |  |  |  |  | N | [57 empty] | N/A | [39 empty] | 0 | 0 | 10.4
3998 | Desert View Power Inc | 10300 | Desert View Power | CA | Riverside | GEN1 | ST | OP | 55.5 | 47 | 47 |  | 11 | 1991 | WDS | PC | Y | Y | N | IPP Non-CHP |  |  |  |  | N | [40 empty] | OP | BP | BR | [7 empty] | 100 | 7.5 | 120090 |  |  |  |  | OTHER SOLID | [39 empty] | 0.5034 | 0.028364 | 13.1592
4028 | Columbia Energy LLC | 55386 | Columbia Energy Center | SC | Calhoun | CT1 | CT | OP | 197 | 151.5 | 180.1 |  | 5 | 2004 | NG | DFO | Y | Y | Y | IPP CHP |  |  |  |  | N | [57 empty] | GAS | SC | Columbia Energy Center (SC) | 55386 | CT-1 | 2010 |  | ARP, CAIRNOX, CAIROS, CAIRSO2 | 607.09 | 12 | 130627.24 |  | 0.26 | 0.039 | 7.663 | 51478.29 | 866195.385 | 4 |  | Calhoun | Electric Utility |  |  | 33.8692 | -81.0183 | Columbia Energy, LLC (Owner) Calpine Operating Services Company, Inc. (Operator) | Phase 2 |  | Operating | Combined cycle | Pipeline Natural Gas | Diesel Oil |  | Dry Low NOx Burners Water Injection Selective Catalytic Reduction |  | 2484 | 6.4839 | GAS | 271 | 247.6402 | 0.039 | 0.0006 | 9.3621
4028 | Columbia Energy LLC | 55386 | Columbia Energy Center | SC | Calhoun | CT2 | CT | OP | 197 | 151.5 | 180.1 |  | 5 | 2004 | NG | DFO | Y | Y | Y | IPP CHP |  |  |  |  | N | [57 empty] | GAS | SC | Columbia Energy Center (SC) | 55386 | CT-2 | 2010 |  | ARP, CAIRNOX, CAIROS, CAIRSO2 | 448.02 | 12 | 98666.43 |  | 0.194 | 0.0452 | 7.912 | 38455.416 | 647078.765 | 4 |  | Calhoun | Electric Utility |  |  | 33.8692 | -81.0183 | Columbia Energy, LLC (Owner) Calpine Operating Services Company, Inc. (Operator) | Phase 2 |  | Operating | Combined cycle | Pipeline Natural Gas | Diesel Oil |  | Dry Low NOx Burners Water Injection Selective Catalytic Reduction |  | 2484 | 6.4031 | GAS | 276 | 233.759 | 0.0452 | 0.0006 | 9.3621
4028 | Columbia Energy LLC | 55386 | Columbia Energy Center | SC | Calhoun | ST1 | CA | OP | 274.5 | 105.7 | 115.1 |  | 5 | 2004 | NG |  | N | Y | Y | IPP CHP |  |  |  |  | N | [6 empty] | STK1¦¦STK2 | 2004 | 900262 | [48 empty] | GAS | [39 empty] | 0 | 0 | 10.4
4034 | Collins Hydroelectric Partners | 52166 | Collins Facility | MA | Hampden | 1 | HY | OP | 0.6 | 0.6 | 0.6 |  | 3 | 1985 | WAT |  | N | Y | N | IPP Non-CHP |  |  |  |  | N | [57 empty] | N/A | [39 empty] | 0 | 0 | 10.4
4034 | Collins Hydroelectric Partners | 52166 | Collins Facility | MA | Hampden | 2 | HY | OP | 0.6 | 0.6 | 0.6 |  | 3 | 1985 | WAT |  | N | Y | N | IPP Non-CHP |  |  |  |  | N | [57 empty] | N/A | [39 empty] | 0 | 0 | 10.4
4045 | City of Columbia | 2123 | Columbia | MO | Boone | 5 | ST | OP | 16.5 | 16.5 | 16.5 |  | 1 | 1957 | BIT |  | N | Y | N | Electric Utility |  |  |  |  | N | Y | [39 empty] | OP | BR |  |  | 6.1 |  | 1 |  |  |  | 99 | 0.3 | 264360 |  |  |  |  | COAL | MO | Columbia | 2123 | 6 | 2010 | CS5 | ARP, CAIRNOX, CAIROS, CAIRSO2 | 306.12 | 12 |  | 22951.76 | 22.818 | 0.4702 | 7.724 | 3381.272 | 32954.855 | 7 | Southeastern Electric Reliability Council | Boone | Electric Utility | 4911 | Electric Services | 38.9658 | -92.3175 | City of Columbia (Owner/Operator) | Phase 2 |  | Operating | Stoker | Coal |  |  |  | Baghouse | 260 | 10.4 | COAL | 23.3383 | 292.7801 | 0.4702 | 1.3848 | 12.7523
4045 | City of Columbia | 2123 | Columbia | MO | Boone | 6 | GT | OP | 12.5 | 12.5 | 12.5 |  | 8 | 1963 | NG | DFO | N | Y | N | Electric Utility | [62 empty] | GAS | [39 empty] | 0.32346 | 0.0043226 | 11.1382
4045 | City of Columbia | 2123 | Columbia | MO | Boone | 7 | ST | OP | 22 | 22 | 22 |  | 1 | 1965 | BIT |  | N | Y | N | Electric Utility |  |  |  |  | N | Y | [39 empty] | OP | BR |  |  | 6.1 |  | 1 |  |  |  | 99 | 0.3 | 264360 |  |  |  |  | COAL | MO | Columbia | 2123 | 7 | 2010 | CS5 | ARP, CAIRNOX, CAIROS, CAIRSO2 | 6729.49 | 12 |  | 689108.44 | 840.25 | 0.4526 | 233.584 | 106025.447 | 1033388.97 | 7 | Southeastern Electric Reliability Council | Boone | Electric Utility | 4911 | Electric Services | 38.9658 | -92.3175 | City of Columbia (Owner/Operator) | Phase 2 |  | Operating | Stoker | Coal |  |  |  | Baghouse | 345 | 10.4 | COAL | 29.8375 | 1821.8746 | 0.4526 | 1.6262 | 12.1961
4045 | City of Columbia | 2123 | Columbia | MO | Boone | 8 | ST | OP | 35 | 35 | 35 |  | 1 | 1970 | NG | DFO | N | Y | N | Electric Utility | [5 empty] | N | [39 empty] | OP | BR |  |  | 6.1 |  | 1 |  |  |  | 99 | 0.3 | 264360 |  |  |  |  | GAS | MO | Columbia | 2123 | 8 | 2010 |  | ARP, CAIRNOX, CAIROS, CAIRSO2 | 11.25 | 12 |  | 11.25 | 0.001 | 0.641 | 0.861 | 159.81 | 2687.642 | 7 | Southeastern Electric Reliability Council | Boone | Electric Utility | 4911 | Electric Services | 38.9658 | -92.3175 | City of Columbia (Owner/Operator) | Phase 2 |  | Operating | Dry bottom wall-fired boiler | Pipeline Natural Gas |  |  |  |  | 490 | 10.4 | GAS | 47.1154 | 1826.9231 | 0.641 | 0.000744 | 11.6632
4045 | City of Columbia | 2123 | Columbia | MO | Boone | DAN1 | IC | OP | 2 | 2 | 2 |  | 8 | 2004 | DFO |  | N | Y | N | Electric Utility | [62 empty] | LIQUID | [39 empty] | 0.7385 | 0.025484 | 12.5895
4045 | City of Columbia | 55447 | Columbia Energy Center | MO | Boone | CT01 | GT | OP | 40.7 | 35 | 40 |  | 7 | 2001 | NG |  | N | Y | N | Electric Utility |  |  |  |  | N | [57 empty] | GAS | MO | Columbia Energy Center (MO) | 55447 | CT01 | 2010 |  | ARP, CAIRNOX, CAIROS, CAIRSO2 | 34.01 | 12 | 1026.32 |  | 0.004 | 0.0383 | 0.254 | 884.405 | 14881.347 | 7 |  | Boone | Electric Utility | 4911 | Electric Services | 39.0183 | -92.2633 | Ameren Energy Generating Company (Owner/Operator) | Phase 2 |  | Operating | Combustion turbine | Pipeline Natural Gas |  |  | Dry Low NOx Burners |  | 545 | 13.8719 | GAS | 39 | 1987.1795 | 0.0383 | 0.000538 | 13.8719
4045 | City of Columbia | 55447 | Columbia Energy Center | MO | Boone | CT02 | GT | OP | 40.7 | 35 | 40 |  | 7 | 2001 | NG |  | N | Y | N | Electric Utility |  |  |  |  | N | [57 empty] | GAS | MO | Columbia Energy Center (MO) | 55447 | CT02 | 2010 |  | ARP, CAIRNOX, CAIROS, CAIRSO2 | 33.68 | 12 | 890.93 |  | 0.003 | 0.0447 | 0.183 | 553.716 | 9317.188 | 7 |  | Boone | Electric Utility | 4911 | Electric Services | 39.0183 | -92.2633 | Ameren Energy Generating Company (Owner/Operator) | Phase 2 |  | Operating | Combustion turbine | Pipeline Natural Gas |  |  | Dry Low NOx Burners |  | 545 | 9.8009 | GAS | 42 | 1975 | 0.0447 | 0.000644 | 9.8009
4045 | City of Columbia | 55447 | Columbia Energy Center | MO | Boone | CT03 | GT | OP | 40.7 | 35 | 40 |  | 6 | 2001 | NG |  | N | Y | N | Electric Utility |  |  |  |  | N | [57 empty] | GAS | MO | Columbia Energy Center (MO) | 55447 | CT03 | 2010 |  | ARP, CAIRNOX, CAIROS, CAIRSO2 | 36.11 | 12 | 1061.3 |  | 0.004 | 0.0493 | 0.263 | 755.653 | 12717.019 | 7 |  | Boone | Electric Utility | 4911 | Electric Services | 39.0183 | -92.2633 | Ameren Energy Generating Company (Owner/Operator) | Phase 2 |  | Operating | Combustion turbine | Pipeline Natural Gas |  |  | Dry Low NOx Burners |  | 545 | 11.1611 | GAS | 41 | 1987.5 | 0.0493 | 0.000629 | 11.1611
4045 | City of Columbia | 55447 | Columbia Energy Center | MO | Boone | CT04 | GT | OP | 40.7 | 35 | 40 |  | 7 | 2001 | NG |  | N | Y | N | Electric Utility |  |  |  |  | N | [57 empty] | GAS | MO | Columbia Energy Center (MO) | 55447 | CT04 | 2010 |  | ARP, CAIRNOX, CAIROS, CAIRSO2 | 26.89 | 12 | 817.64 |  | 0.003 | 0.0301 | 0.122 | 558.609 | 9401.721 | 7 |  | Boone | Electric Utility | 4911 | Electric Services | 39.0183 | -92.2633 | Ameren Energy Generating Company (Owner/Operator) | Phase 2 |  | Operating | Combustion turbine | Pipeline Natural Gas |  |  | Dry Low NOx Burners |  | 545 | 11.1343 | GAS | 38 | 1973.6842 | 0.0301 | 0.000638 | 11.1343
4045 | City of Columbia | 2123 | Columbia | MO | Boone | LF1 | IC | OP | 1 | 1 | 1 |  | 6 | 2008 | LFG |  | N | Y | N | Electric Utility | [62 empty] | GAS | [39 empty] | 1.1659 | 0.0016829 | 10.4
4045 | City of Columbia | 2123 | Columbia | MO | Boone | LF2 | IC | OP | 1 | 1 | 1 |  | 6 | 2008 | LFG |  | N | Y | N | Electric Utility | [62 empty] | GAS | [39 empty] | 1.1659 | 0.0016829 | 10.4
4045 | City of Columbia | 2123 | Columbia | MO | Boone | MBS1 | IC | OP | 1 | 1 | 1 |  | 11 | 2008 | DFO |  | N | Y | N | Electric Utility | [62 empty] | LIQUID | [39 empty] | 0.7385 | 0.025484 | 12.5895
4045 | City of Columbia | 2123 | Columbia | MO | Boone | MBS2 | IC | OP | 1 | 1 | 1 |  | 11 | 2008 | DFO |  | N | Y | N | Electric Utility | [62 empty] | LIQUID | [39 empty] | 0.7385 | 0.025484 | 12.5895
4045 | City of Columbia | 2123 | Columbia | MO | Boone | SF1 | IC | OP | 1 | 1 | 1 |  | 11 | 2008 | DFO |  | N | Y | N | Electric Utility | [62 empty] | LIQUID | [39 empty] | 0.7385 | 0.025484 | 12.5895
4045 | City of Columbia | 2123 | Columbia | MO | Boone | SF2 | IC | OP | 1 | 1 | 1 |  | 11 | 2008 | DFO |  | N | Y | N | Electric Utility | [62 empty] | LIQUID | [39 empty] | 0.7385 | 0.025484 | 12.5895
4045 | City of Columbia | 2123 | Columbia | MO | Boone | SH1 | IC | OP | 1.3 | 1.3 | 1.3 |  | 4 | 2002 | DFO |  | N | Y | N | Electric Utility | [62 empty] | LIQUID | [39 empty] | 0.7385 | 0.025484 | 12.5895
4045 | City of Columbia | 2123 | Columbia | MO | Boone | SH2 | IC | OP | 1.3 | 1.3 | 1.3 |  | 4 | 2002 | DFO |  | N | Y | N | Electric Utility | [62 empty] | LIQUID | [39 empty] | 0.7385 | 0.025484 | 12.5895
4045 | City of Columbia | 2123 | Columbia | MO | Boone | WTP1 | IC | OP | 2 | 2 | 2 |  | 8 | 2004 | DFO |  | N | Y | N | Electric Utility | [62 empty] | LIQUID | [39 empty] | 0.7385 | 0.025484 | 12.5895
4045 | City of Columbia | 2123 | Columbia | MO | Boone | WTP2 | IC | OP | 2 | 2 | 2 |  | 8 | 2004 | DFO |  | N | Y | N | Electric Utility | [62 empty] | LIQUID | [39 empty] | 0.7385 | 0.025484 | 12.5895
4065 | City of Columbus | 7279 | O'Shaughnessy Hydro | OH | Delaware | 1 | HY | OP | 1.3 | 1.3 | 1.3 |  | 9 | 1988 | WAT |  | N | Y | N | Electric Utility |  |  |  |  | N | [57 empty] | N/A | [39 empty] | 0 | 0 | 10.4
4065 | City of Columbus | 7279 | O'Shaughnessy Hydro | OH | Delaware | 2 | HY | OP | 3.9 | 3.9 | 3.9 |  | 9 | 1988 | WAT |  | N | Y | N | Electric Utility |  |  |  |  | N | [57 empty] | N/A | [39 empty] | 0 | 0 | 10.4
4065 | City of Columbus | 56420 | Renick Run Pumping Station 03-04 | OH | FRANKLIN | 3 | IC | OP | 1.4 | 1.1 | 1.1 |  | 9 | 2006 | DFO |  | N | Y | N | Electric Utility |  |  |  |  | N | [57 empty] | LIQUID | [39 empty] | 0.7385 | 0.025484 | 12.5895
4065 | City of Columbus | 56420 | Renick Run Pumping Station 03-04 | OH | FRANKLIN | 4 | IC | OP | 1.4 | 1.1 | 1.1 |  | 9 | 2006 | DFO |  | N | Y | N | Electric Utility |  |  |  |  | N | [57 empty] | LIQUID | [39 empty] | 0.7385 | 0.025484 | 12.5895
4065 | City of Columbus | 56421 | PS ST-8 Engine No 1 | OH | FRANKLIN | 5 | IC | OP | 2 | 1.8 | 1.8 |  | 1 | 2008 | DFO |  | N | Y | N | Electric Utility |  |  |  |  | N | [57 empty] | LIQUID | [39 empty] | 0.7385 | 0.025484 | 12.5895
4065 | City of Columbus | 56422 | ST-1/1A Engine No 1 | OH | FRANKLIN | 6 | IC | OP | 1.3 | 1.1 | 1.1 |  | 1 | 2008 | DFO |  | N | Y | N | Electric Utility |  |  |  |  | N | [57 empty] | LIQUID | [39 empty] | 0.7385 | 0.025484 | 12.5895
4065 | City of Columbus | 56423 | Dodge Park Engine No 1 | OH | FRANKLIN | 7 | IC | OP | 2 | 1.8 | 1.8 |  | 1 | 2008 | DFO |  | N | Y | N | Electric Utility |  |  |  |  | N | [57 empty] | LIQUID | [39 empty] | 0.7385 | 0.025484 | 12.5895
4129 | Colmac Clarion Inc | 54144 | Piney Creek Project | PA | CLARION | GEN1 | ST | OP | 36.2 | 32.5 | 32.5 |  | 11 | 1992 | WC | WDS | Y | Y | N | IPP Non-CHP |  |  |  |  | N |  | Y | [23 empty] | OP | CD |  |  |  | LS |  |  |  | N | 4.5 | 90.5 | 403 | 165000 | 100 | OP | BP |  |  | 35 | 0 | 2.5 | 3.8 | 0.1 | 0.2 | 99.9 | 22 | 165000 |  |  |  |  | COAL | PA | Piney Creek Power Plant | 54144 | 31 | 2010 |  | CAIRNOX, CAIROS, CAIRSO2 | 7964.95 | 12 | 289912.51 |  | 1436.043 | 0.1252 | 211.364 |  | 3378894.714 | 3 | Mid-Atlantic Area Council | Clarion | Small Power Producer | 4911 | Electric Services | 41.1776 | -79.4418 | Colmac Clarion Inc. (Owner) Piney Creek Limited Partnership (Operator) |  |  | Operating | Circulating fluidized bed boiler | Coal |  | Fluidized Bed Limestone Injection | Selective Non-catalytic Reduction Overfire Air | Baghouse | 450 | 10.4 | COAL | 43.2692 | -165.6805 | 0.1252 | 0.85001 | 11.6667
4161 | Constellation Power Source Gen | 602 | Brandon Shores | MD | Anne Arundel | 1 | ST | OP | 685 | 635 | 635 |  | 5 | 1984 | BIT |  | N | Y | N | IPP Non-CHP |  |  |  |  | N | Y |  | Y |  |  |  | 1 | 2009 | 1530000 | [16 empty] | OP | SP | TR |  |  | LS |  |  |  | N | 1 | 98 | 400 | 2740000 | 100 | OP | EW |  |  | 5 | 0 | 0.2 | 0.8 | 0.1 | 0.3 | 99.4 | 410 | 2819000 |  |  |  |  | COAL | MD | Brandon Shores | 602 | 1 | 2010 |  | ARP, CAIRNOX, CAIROS, CAIRSO2, RGGI | 7666.72 | 12 | 3670214.69 |  | 540.101 | 0.1254 | 1852.794 | 3359275.558 | 32741504.78 | 3 | Mid-Atlantic Area Council | Anne Arundel | Electric Utility | 4911 | Electric Services | 39.1792 | -76.5383 | Constellation Power Source Generation Inc. (Owner/Operator) | Phase 2 | Phase II Group 1 | Operating | Dry bottom wall-fired boiler | Coal |  | Wet Lime FGD | Low NOx Burner Technology w/ Overfire Air Selective Catalytic Reduction | Cyclone Baghouse | 8000 | 8.3905 | COAL | 719 | 1933.8583 | 0.1254 | 0.032992 | 8.3905
4161 | Constellation Power Source Gen | 602 | Brandon Shores | MD | Anne Arundel | 2 | ST | OP | 685 | 638 | 638 |  | 5 | 1991 | BIT |  | N | Y | N | IPP Non-CHP |  |  |  |  | N | Y |  | Y |  |  |  | 2 | 2010 | 1300000 | [16 empty] | OP | SP | TR |  |  | LS |  |  |  | N | 1 | 98 | 400 | 2470000 | 100 | OP | EW |  |  | 5 | 0 | 0.2 | 0.8 | 0.1 | 0.3 | 99.4 | 474 | 3331000 |  |  |  |  | COAL | MD | Brandon Shores | 602 | 2 | 2010 |  | ARP, CAIRNOX, CAIROS, CAIRSO2, RGGI | 6537.91 | 12 | 3037315.02 |  | 719.902 | 0.1448 | 1913.041 | 2970452.223 | 28951815.94 | 3 | Mid-Atlantic Area Council | Anne Arundel | Electric Utility | 4911 | Electric Services | 39.1792 | -76.5383 | Constellation Power Source Generation Inc. (Owner/Operator) | Phase 2 | Phase II Group 1 | Operating | Dry bottom wall-fired boiler | Coal |  | Wet Limestone | Low NOx Burner Technology w/ Overfire Air Selective Catalytic Reduction | Cyclone Baghouse | 8000 | 9.2079 | COAL | 712 | 1942.0063 | 0.1448 | 0.049731 | 9.2079
4161 | Constellation Power Source Gen | 1552 | C P Crane | MD | Baltimore | 1 | ST | OP | 190.4 | 190 | 190 |  | 7 | 1961 | BIT |  | N | Y | N | IPP Non-CHP |  |  |  |  | N | Y |  | Y |  |  |  | 1 | 1961 | 343000 | [31 empty] | OP | BR |  |  | 8 | 0 | 0.2 | 2.6 |  |  | 99 | 117 | 835000 | OP | LN | OV | SN | COAL | MD | C P Crane | 1552 | 1 | 2010 |  | ARP, CAIRNOX, CAIROS, CAIRSO2, RGGI | 2983.75 | 12 | 357584.11 |  | 1315.028 | 0.5048 | 986.407 | 382085.458 | 3657410.261 | 3 | Mid-Atlantic Area Council | Baltimore | Electric Utility | 4911 | Electric Services | 39.3269 | -76.365 | Constellation Power Source Generation Inc. (Owner/Operator) | Table 1 | Group 2 | Operating | Cyclone boiler | Coal |  |  | Overfire Air Combustion Modification/Fuel Reburning | Baghouse | 2500 | 9.543 | COAL | 206 | 1957.8947 | 0.5048 | 0.7191 | 9.543
4161 | Constellation Power Source Gen | 1552 | C P Crane | MD | Baltimore | 2 | ST | OP | 209.4 | 195 | 195 |  | 2 | 1963 | BIT |  | N | Y | N | IPP Non-CHP |  |  |  |  | N | Y |  | Y |  |  |  | 2 | 1963 | 337000 | [31 empty] | OP | BR |  |  | 8 |  | 0.2 | 2.6 |  |  | 99 | 117 | 835000 | OP | LN | OV | SN | COAL | MD | C P Crane | 1552 | 2 | 2010 |  | ARP, CAIRNOX, CAIROS, CAIRSO2, RGGI | 4880.52 | 12 | 584485.69 |  | 4274.428 | 0.4433 | 1463.161 | 665808.855 | 6418144.003 | 3 | Mid-Atlantic Area Council | Baltimore | Electric Utility | 4911 | Electric Services | 39.3269 | -76.365 | Constellation Power Source Generation Inc. (Owner/Operator) | Table 1 | Group 2 | Operating | Cyclone boiler | Coal |  |  | Overfire Air Combustion Modification/Fuel Reburning | Baghouse | 2500 | 10.6579 | COAL | 207 | 1969.2308 | 0.4433 | 1.332 | 10.6579
4161 | Constellation Power Source Gen | 1552 | C P Crane | MD | Baltimore | GT1 | GT | OP | 16 | 14 | 14 |  | 8 | 1967 | DFO |  | N | Y | N | IPP Non-CHP |  |  |  |  | N | [57 empty] | LIQUID | [39 empty] | 0.75275 | 0.32345 | 12.7964
4161 | Constellation Power Source Gen | 1553 | Gould Street | MD | Baltimore City | 3 | ST | OP | 103.5 | 97 | 97 |  | 12 | 1952 | NG |  | N | Y | N | IPP Non-CHP | [11 empty] | 3 | 1952 | 169000 | [48 empty] | GAS | MD | Gould Street | 1553 | 3 | 2010 |  | ARP, CAIRNOX, CAIROS, CAIRSO2, RGGI | 578.16 | 12 | 25581.8 |  | 0.092 | 0.0865 | 17.313 | 18141.758 | 305288.561 | 3 | Mid-Atlantic Area Council | Baltimore (City) | Electric Utility | 4911 | Electric Services | 39.2661 | -76.6042 | Constellation Power Source Generation Inc. (Owner/Operator) | Phase 2 |  | Operating | Dry bottom wall-fired boiler | Pipeline Natural Gas |  |  |  |  | 1085 | 10.9324 | GAS | 103 | 1969.0722 | 0.0865 | 0.000603 | 10.9324
4161 | Constellation Power Source Gen | 1554 | Herbert A Wagner | MD | Anne Arundel | 1 | ST | OP | 132.8 | 126 | 126 |  | 2 | 1956 | NG | RFO | Y | Y | N | IPP Non-CHP |  |  |  |  | N | [6 empty] | 1 | 1956 | 192000 | [31 empty] | OP | MC | EK |  |  | 0 |  |  | 0.1 | 1 | 95 | 16 | 365000 |  |  |  |  | GAS | MD | Herbert A Wagner | 1554 | 1 | 2010 |  | ARP, CAIRNOX, CAIROS, CAIRSO2, RGGI | 1445.3 | 12 | 19765.24 |  | 8.215 | 0.0502 | 22.514 | 20569.649 | 337046.545 | 3 | Mid-Atlantic Area Council | Anne Arundel | Electric Utility | 4911 | Electric Services | 39.1781 | -76.5268 | Constellation Power Source Generation Inc. (Owner/Operator) | Phase 2 |  | Operating | Dry bottom wall-fired boiler | Other Oil | Pipeline Natural Gas |  |  | Electrostatic Precipitator | 1504 | 11.2499 | LIQUID | 134 | 1618.254 | 0.0502 | 0.048747 | 11.2499
4161 | Constellation Power Source Gen | 1554 | Herbert A Wagner | MD | Anne Arundel | 2 | ST | OP | 136 | 135 | 135 |  | 1 | 1959 | BIT |  | N | Y | N | IPP Non-CHP |  |  |  |  | N | Y |  | Y |  |  |  | 2 | 1959 | 192000 | [31 empty] | OP | EC |  |  | 5 |  | 0.2 | 1 |  |  | 99 | 426 | 900000 |  |  |  |  | COAL | MD | Herbert A Wagner | 1554 | 2 | 2010 |  | ARP, CAIRNOX, CAIROS, CAIRSO2, RGGI | 6470.3 | 12 | 461508.83 |  | 3175.504 | 0.35 | 1042.938 | 554082.905 | 5400409.021 | 3 | Mid-Atlantic Area Council | Anne Arundel | Electric Utility | 4911 | Electric Services | 39.1781 | -76.5268 | Constellation Power Source Generation Inc. (Owner/Operator) | Phase 2 | Phase II Group 1 | Operating | Dry bottom wall-fired boiler | Coal |  |  | Low NOx Burner Technology (Dry Bottom only) Selective Non-catalytic Reduction | Electrostatic Precipitator | 1789 | 11.081 | COAL | 144 | 1966.6667 | 0.35 | 1.176 | 11.081
4161 | Constellation Power Source Gen | 1554 | Herbert A Wagner | MD | Anne Arundel | 3 | ST | OP | 359 | 305 | 305 |  | 8 | 1966 | BIT |  | N | Y | N | IPP Non-CHP |  |  |  |  | N | Y |  | Y |  |  |  | 3 | 1966 | 483000 | [31 empty] | OP | EK |  |  | 5 |  | 0.2 | 1 |  |  | 99.9 | 30 | 1100000 |  |  |  |  | COAL | MD | Herbert A Wagner | 1554 | 3 | 2010 |  | ARP, CAIRNOX, CAIROS, CAIRSO2, RGGI | 5413.17 | 12 | 1249616 |  | 5852.1 | 0.065 | 355.044 | 1206393.253 | 11758234.12 | 3 | Mid-Atlantic Area Council | Anne Arundel | Electric Utility | 4911 | Electric Services | 39.1781 | -76.5268 | Constellation Power Source Generation Inc. (Owner/Operator) | Phase 2 | Phase 2 | Operating | Dry bottom wall-fired boiler | Coal |  |  | Low NOx Burner Technology w/ Overfire Air Selective Catalytic Reduction | Electrostatic Precipitator | 2740 | 8.8047 | COAL | 310 | 1991.8033 | 0.065 | 0.9954 | 8.8047
4161 | Constellation Power Source Gen | 1554 | Herbert A Wagner | MD | Anne Arundel | 4 | ST | OP | 414.7 | 397 | 397 |  | 8 | 1972 | RFO |  | N | Y | N | IPP Non-CHP |  |  |  |  | N | [6 empty] | 4 | 1972 | 985000 | [31 empty] | OP | MC |  |  |  | 0 |  |  | 0.1 | 0.5 | 90 | 224 | 1667000 | OP | LN | SR |  | LIQUID | MD | Herbert A Wagner | 1554 | 4 | 2010 |  | ARP, CAIRNOX, CAIROS, CAIRSO2, RGGI | 364.83 | 12 | 33356.52 |  | 145.829 | 0.199 | 59.84 | 37318.525 | 463642.475 | 3 | Mid-Atlantic Area Council | Anne Arundel | Electric Utility | 4911 | Electric Services | 39.1781 | -76.5268 | Constellation Power Source Generation Inc. (Owner/Operator) | Phase 2 |  | Operating | Dry bottom wall-fired boiler | Other Oil | Pipeline Natural Gas |  |  | Electrostatic Precipitator | 4200 | 9.228 | LIQUID | 413 | 1979.8489 | 0.199 | 0.62906 | 9.228
4161 | Constellation Power Source Gen | 1554 | Herbert A Wagner | MD | Anne Arundel | GT1 | GT | OP | 16 | 12.9 | 12.9 |  | 8 | 1967 | DFO |  | N | Y | N | IPP Non-CHP |  |  |  |  | N | [57 empty] | LIQUID | [39 empty] | 0.75644 | 0.32025 | 12.8153
4161 | Constellation Power Source Gen | 1555 | Notch Cliff | MD | Baltimore | GT1 | GT | OP | 18 | 14 | 14 |  | 6 | 1969 | NG |  | N | Y | N | IPP Non-CHP |  |  |  |  | N | [57 empty] | GAS | [39 empty] | 0.31207 | 0.0053097 | 12.0447
4161 | Constellation Power Source Gen | 1555 | Notch Cliff | MD | Baltimore | GT5 | GT | OP | 18 | 14.6 | 14.6 |  | 6 | 1969 | NG |  | N | Y | N | IPP Non-CHP |  |  |  |  | N | [57 empty] | GAS | [39 empty] | 0.31207 | 0.0053097 | 12.0447
4161 | Constellation Power Source Gen | 1556 | Perryman | MD | Harford | GT1 | GT | OP | 53.1 | 52 | 52 |  | 1 | 1972 | DFO |  | N | Y | N | IPP Non-CHP |  |  |  |  | N | [57 empty] | LIQUID | MD | Perryman | 1556 | CT1 | 2010 |  | CAIRNOX, CAIROS, CAIRSO2, RGGI | 189.07 | 12 | 6366.11 |  | 2.175 | 0.5556 | 26.193 | 6946.096 | 85613.095 | 3 |  | Harford | Electric Utility | 4911 | Electric Services | 39.4422 | -76.2208 | Constellation Power Source Generation Inc. (Owner/Operator) |  |  | Operating | Combustion turbine | Diesel Oil |  |  |  |  | 755 | 11.2964 | LIQUID | 61 | 413.4615 | 0.5556 | 0.05081 | 11.2964
4161 | Constellation Power Source Gen | 1556 | Perryman | MD | Harford | GT3 | GT | OP | 53.1 | 51 | 51 |  | 4 | 1972 | DFO |  | N | Y | N | IPP Non-CHP |  |  |  |  | N | [57 empty] | LIQUID | MD | Perryman | 1556 | CT3 | 2010 |  | CAIRNOX, CAIROS, CAIRSO2, RGGI | 211.02 | 12 | 7170.41 |  | 2.356 | 0.5373 | 27.659 | 7543.847 | 92977.664 | 3 |  | Harford | Electric Utility | 4911 | Electric Services | 39.4422 | -76.2208 | Constellation Power Source Generation Inc. (Owner/Operator) |  |  | Operating | Combustion turbine | Diesel Oil |  |  |  |  | 755 | 11.1115 | LIQUID | 62 | 392.1569 | 0.5373 | 0.050679 | 11.1115
4161 | Constellation Power Source Gen | 1556 | Perryman | MD | Harford | GT5 | GT | OP | 192 | 147.6 | 147.6 |  | 6 | 1995 | NG | DFO | Y | Y | N | IPP Non-CHP |  |  |  |  | N | [57 empty] | GAS | MD | Perryman | 1556 | **51 | 2010 |  | ARP, CAIRNOX, CAIROS, CAIRSO2, RGGI | 297.25 | 12 | 42444.33 |  | 12.831 | 0.1748 | 42.14 | 40333.89 | 497238.52 | 3 |  | Harford | Electric Utility | 4911 | Electric Services | 39.4422 | -76.2208 | Constellation Power Source Generation Inc. (Owner/Operator) | Phase 2 |  | Operating | Combustion turbine | Pipeline Natural Gas | Diesel Oil |  | Water Injection |  | 1900 | 11.4296 | GAS | 170 | -75.8808 | 0.1748 | 0.051609 | 11.4296
4161 | Constellation Power Source Gen | 1557 | Philadelphia | MD | Baltimore City | GT1 | GT | OP | 20.7 | 15.3 | 15.3 |  | 8 | 1970 | DFO |  | N | Y | N | IPP Non-CHP |  |  |  |  | N | [57 empty] | LIQUID | [39 empty] | 0.69063 | 0.27986 | 13.2739
4161 | Constellation Power Source Gen | 1557 | Philadelphia | MD | Baltimore City | GT3 | GT | OP | 20.7 | 14.8 | 14.8 |  | 9 | 1970 | DFO |  | N | Y | N | IPP Non-CHP |  |  |  |  | N | [57 empty] | LIQUID | [39 empty] | 0.69063 | 0.27986 | 13.2739
4161 | Constellation Power Source Gen | 1559 | Riverside | MD | Baltimore | 4 | ST | OP | 72.2 | 74 | 74 |  | 9 | 1951 | NG |  | N | Y | N | IPP Non-CHP |  |  |  |  | N | [57 empty] | GAS | MD | Riverside | 1559 | 4 | 2010 |  | ARP, CAIRNOX, CAIROS, CAIRSO2, RGGI | 253.7 | 12 | 7563.12 |  | 0.031 | 0.5214 | 26.363 | 6078.706 | 102287.334 | 3 |  | Baltimore | Electric Utility | 4911 | Electric Services | 39.2369 | -76.5133 | Constellation Power Source Generation Inc. (Owner/Operator) | Phase 2 |  | Operating | Dry bottom wall-fired boiler | Pipeline Natural Gas |  |  |  |  | 1080 | 11.3233 | GAS | 80 | 1959.4595 | 0.5214 | 0.000606 | 11.3233
4161 | Constellation Power Source Gen | 1559 | Riverside | MD | Baltimore | GT6 | GT | OP | 135 | 115 | 115 |  | 4 | 1970 | NG | KER | Y | Y | N | IPP Non-CHP |  |  |  |  | N | [57 empty] | GAS | MD | Riverside | 1559 | CT6 | 2010 |  | CAIRNOX, CAIROS, CAIRSO2, RGGI | 103.31 | 12 | 6063.33 |  | 1.935 | 0.2229 | 10.824 | 5803.03 | 96154.847 | 3 |  | Baltimore | Electric Utility | 4911 | Electric Services | 39.2369 | -76.5133 | Constellation Power Source Generation Inc. (Owner/Operator) |  |  | Operating | Combustion turbine | Pipeline Natural Gas | Diesel Oil |  |  |  | 1851 | 14.1245 | GAS | 109 | 472.4771 | 0.2229 | 0.040248 | 14.1245
4161 | Constellation Power Source Gen | 1559 | Riverside | MD | Baltimore | GT7 | GT | OP | 25 | 19 | 19 |  | 9 | 1970 | DFO |  | N | Y | N | IPP Non-CHP |  |  |  |  | N | [57 empty] | LIQUID | [39 empty] | 0.67278 | 0.26848 | 13.4698
4161 | Constellation Power Source Gen | 1560 | Westport | MD | Baltimore City | GT5 | GT | OP | 121.5 | 115.8 | 115.8 |  | 2 | 1969 | NG |  | N | Y | N | IPP Non-CHP |  |  |  |  | N | [57 empty] | GAS | MD | Westport | 1560 | CT5 | 2010 |  | CAIRNOX, CAIROS, CAIRSO2, RGGI | 100.2 | 12 | 6009.23 |  | 0.038 | 0.216 | 13.749 | 7566.076 | 127309.437 | 3 | Mid-Atlantic Area Council | Baltimore (City) | Electric Utility | 4931 | Elec & Other Services Combined | 39.27 | -76.6305 | Constellation Energy Commodities Group, Inc. (Owner/Operator) |  |  | Operating | Combustion turbine | Pipeline Natural Gas |  |  |  |  | 2600 | 18.1432 | GAS | 110 | 473.6364 | 0.216 | 0.000597 | 18.1432
4161 | Constellation Power Source Gen | 1555 | Notch Cliff | MD | Baltimore | GT2 | GT | OP | 18 | 14 | 14 |  | 6 | 1969 | NG |  | N | Y | N | IPP Non-CHP |  |  |  |  | N | [57 empty] | GAS | [39 empty] | 0.31207 | 0.0053097 | 12.0447
4161 | Constellation Power Source Gen | 1555 | Notch Cliff | MD | Baltimore | GT3 | GT | OP | 18 | 14 | 14 |  | 6 | 1969 | NG |  | N | Y | N | IPP Non-CHP |  |  |  |  | N | [57 empty] | GAS | [39 empty] | 0.31207 | 0.0053097 | 12.0447
4161 | Constellation Power Source Gen | 1555 | Notch Cliff | MD | Baltimore | GT4 | GT | OP | 18 | 14 | 14 |  | 6 | 1969 | NG |  | N | Y | N | IPP Non-CHP |  |  |  |  | N | [57 empty] | GAS | [39 empty] | 0.31207 | 0.0053097 | 12.0447
4161 | Constellation Power Source Gen | 1555 | Notch Cliff | MD | Baltimore | GT6 | GT | OP | 18 | 15.6 | 15.6 |  | 6 | 1969 | NG |  | N | Y | N | IPP Non-CHP |  |  |  |  | N | [57 empty] | GAS | [39 empty] | 0.31207 | 0.0053097 | 12.0447
4161 | Constellation Power Source Gen | 1555 | Notch Cliff | MD | Baltimore | GT7 | GT | OP | 18 | 14.5 | 14.5 |  | 6 | 1969 | NG |  | N | Y | N | IPP Non-CHP |  |  |  |  | N | [57 empty] | GAS | [39 empty] | 0.31207 | 0.0053097 | 12.0447
4161 | Constellation Power Source Gen | 1556 | Perryman | MD | Harford | GT2 | GT | OP | 53.1 | 51 | 51 |  | 4 | 1972 | DFO |  | N | Y | N | IPP Non-CHP |  |  |  |  | N | [57 empty] | LIQUID | MD | Perryman | 1556 | CT2 | 2010 |  | CAIRNOX, CAIROS, CAIRSO2, RGGI | 207.4 | 12 | 7297.48 |  | 2.286 | 0.4499 | 22.596 | 7369.969 | 90822.974 | 3 |  | Harford | Electric Utility | 4911 | Electric Services | 39.4422 | -76.2208 | Constellation Power Source Generation Inc. (Owner/Operator) |  |  | Operating | Combustion turbine | Diesel Oil |  |  |  |  | 755 | 11.0812 | LIQUID | 62 | 392.1569 | 0.4499 | 0.05034 | 11.0812
4161 | Constellation Power Source Gen | 1556 | Perryman | MD | Harford | GT4 | GT | OP | 53.1 | 52 | 52 |  | 4 | 1972 | DFO |  | N | Y | N | IPP Non-CHP |  |  |  |  | N | [57 empty] | LIQUID | MD | Perryman | 1556 | CT4 | 2010 |  | CAIRNOX, CAIROS, CAIRSO2, RGGI | 180.31 | 12 | 6049.88 |  | 1.944 | 1.2 | 46.676 | 6313.089 | 77793.71 | 3 |  | Harford | Electric Utility | 4911 | Electric Services | 39.4422 | -76.2208 | Constellation Power Source Generation Inc. (Owner/Operator) |  |  | Operating | Combustion turbine | Diesel Oil |  |  |  |  | 755 | 11.4891 | LIQUID | 61 | 413.4615 | 1.2 | 0.049978 | 11.4891
4161 | Constellation Power Source Gen | 1557 | Philadelphia | MD | Baltimore City | GT2 | GT | OP | 20.7 | 16 | 16 |  | 8 | 1970 | DFO |  | N | Y | N | IPP Non-CHP |  |  |  |  | N | [57 empty] | LIQUID | [39 empty] | 0.69063 | 0.27986 | 13.2739
4161 | Constellation Power Source Gen | 1557 | Philadelphia | MD | Baltimore City | GT4 | GT | OP | 20.7 | 14.8 | 14.8 |  | 9 | 1970 | DFO |  | N | Y | N | IPP Non-CHP |  |  |  |  | N | [57 empty] | LIQUID | [39 empty] | 0.69063 | 0.27986 | 13.2739
4161 | Constellation Power Source Gen | 1559 | Riverside | MD | Baltimore | GT8 | GT | OP | 25 | 20 | 20 |  | 9 | 1970 | DFO |  | N | Y | N | IPP Non-CHP |  |  |  |  | N | [57 empty] | LIQUID | [39 empty] | 0.67278 | 0.26848 | 13.4698
4172 | Constellation Operatg Serv Inc | 50560 | Pacific-Ultrapower Chinese Station | CA | Tuolumne | GEN1 | ST | OP | 25 | 19.8 | 19.8 |  | 6 | 1985 | WDS |  | N | Y | N | IPP Non-CHP |  |  |  |  | N | [40 empty] | OP | EK¦¦MC | [8 empty] | 96¦¦ 90 | 6¦¦ 150 | 220000 |  |  |  |  | OTHER SOLID | [39 empty] | 0.5034 | 0.03267 | 13.6869
4174 | Cokenergy Inc | 55066 | Heat Recovery Coke Facility | IN | Lake | TG18 | ST | OP | 94.6 | 88 | 88 |  | 4 | 1998 | WH |  | N | Y | N | Industrial Non-CHP |  |  |  |  | N | [57 empty] | N/A | [39 empty] | 0 | 0 | 10.4
4180 | Connecticut Mun Elec Engy Coop | 6635 | A L Pierce | CT | New Haven | 4 | GT | OP | 84 | 71.4 | 82.3 |  | 10 | 2007 | NG | DFO | Y | N | N | Electric Utility |  |  |  |  | N | [57 empty] | GAS | CT | Alfred L Pierce Generating Station | 6635 | AP-1 | 2010 |  | ARP, CAIROS, RGGI | 80.25 | 12 | 5227.75 |  | 0.107 | 0.1043 | 4.218 | 5443.175 | 85340.55 | 1 | Northeast Power Coordinating Council | New Haven | Electric Utility |  |  | 41.4485 | -72.834 | Connecticut Municipal Electric Energy Coop (Owner/Operator) | Phase 2 |  | Operating | Combustion turbine | Pipeline Natural Gas | Diesel Oil |  | Dry Low NOx Burners Water Injection |  | 1560 | 16.1722 | GAS | 95 | -77.1567 | 0.1043 | 0.0025076 | 16.1722
4180 | Connecticut Mun Elec Engy Coop | 56256 | John Street 1, 3, 4 & 5 | CT | New Haven | JS 1 | IC | OP | 1.8 | 2 | 2 |  | 1 | 2005 | DFO |  | N | N | N | Electric Utility |  |  |  |  | N | [57 empty] | LIQUID | [39 empty] | 0.7385 | 0.025484 | 12.5895
4180 | Connecticut Mun Elec Engy Coop | 57598 | Bridge Street 1 & 2 | CT | New London | BS1 | IC | OP | 2.5 | 2.5 | 2.5 |  | 8 | 2010 | DFO |  | N | Y | N | Electric Utility | [62 empty] | LIQUID | [39 empty] | 0.7385 | 0.025484 | 12.5895
4180 | Connecticut Mun Elec Engy Coop | 57598 | Bridge Street 1 & 2 | CT | New London | BS2 | IC | OP | 2.5 | 2.5 | 2.5 |  | 7 | 2010 | DFO |  | N | Y | N | Electric Utility | [62 empty] | LIQUID | [39 empty] | 0.7385 | 0.025484 | 12.5895
4180 | Connecticut Mun Elec Engy Coop | 57599 | Fort Hill 1, 2, 3 & 4 | CT | New London | FH1 | IC | OP | 2.5 | 2.5 | 2.5 |  | 8 | 2010 | DFO |  | N | Y | N | Electric Utility | [62 empty] | LIQUID | [39 empty] | 0.7385 | 0.025484 | 12.5895
4180 | Connecticut Mun Elec Engy Coop | 57599 | Fort Hill 1, 2, 3 & 4 | CT | New London | FH2 | IC | OP | 2.5 | 2.5 | 2.5 |  | 8 | 2010 | DFO |  | N | Y | N | Electric Utility | [62 empty] | LIQUID | [39 empty] | 0.7385 | 0.025484 | 12.5895
4180 | Connecticut Mun Elec Engy Coop | 57599 | Fort Hill 1, 2, 3 & 4 | CT | New London | FH3 | IC | OP | 2.5 | 2.5 | 2.5 |  | 8 | 2010 | DFO |  | N | Y | N | Electric Utility | [62 empty] | LIQUID | [39 empty] | 0.7385 | 0.025484 | 12.5895
4180 | Connecticut Mun Elec Engy Coop | 57599 | Fort Hill 1, 2, 3 & 4 | CT | New London | FH4 | IC | OP | 2.5 | 2.5 | 2.5 |  | 8 | 2010 | DFO |  | N | Y | N | Electric Utility | [62 empty] | LIQUID | [39 empty] | 0.7385 | 0.025484 | 12.5895
4180 | Connecticut Mun Elec Engy Coop | 57600 | Fishers Island 1 | NY | Suffolk | FI1 | IC | OP | 2.5 | 2.5 | 2.5 |  | 12 | 2010 | DFO |  | N | Y | N | Electric Utility | [62 empty] | LIQUID | [39 empty] | 0.7385 | 0.025484 | 12.5895
4180 | Connecticut Mun Elec Engy Coop | 57601 | Gary Court 1 & 2 | CT | New London | GC1 | IC | OP | 2.5 | 2.5 | 2.5 |  | 7 | 2010 | DFO |  | N | Y | N | Electric Utility | [62 empty] | LIQUID | [39 empty] | 0.7385 | 0.025484 | 12.5895
4180 | Connecticut Mun Elec Engy Coop | 57601 | Gary Court 1 & 2 | CT | New London | GC2 | IC | OP | 2.5 | 2.5 | 2.5 |  | 7 | 2010 | DFO |  | N | Y | N | Electric Utility | [62 empty] | LIQUID | [39 empty] | 0.7385 | 0.025484 | 12.5895
4180 | Connecticut Mun Elec Engy Coop | 57602 | Jewett City 1 | CT | New London | JC1 | IC | OP | 2.5 | 2.5 | 2.5 |  | 2 | 2010 | DFO |  | N | Y | N | Electric Utility | [62 empty] | LIQUID | [39 empty] | 0.7385 | 0.025484 | 12.5895
4180 | Connecticut Mun Elec Engy Coop | 57603 | LNG 1 & 2 | CT | New London | LNG1 | IC | OP | 2.5 | 2.5 | 2.5 |  | 4 | 2010 | DFO |  | N | Y | N | Electric Utility | [62 empty] | LIQUID | [39 empty] | 0.7385 | 0.025484 | 12.5895
4180 | Connecticut Mun Elec Engy Coop | 57603 | LNG 1 & 2 | CT | New London | LNG2 | IC | OP | 2.5 | 2.5 | 2.5 |  | 4 | 2010 | DFO |  | N | Y | N | Electric Utility | [62 empty] | LIQUID | [39 empty] | 0.7385 | 0.025484 | 12.5895
4180 | Connecticut Mun Elec Engy Coop | 57604 | Lebanon Pines 1 & 2 | CT | New London | LP1 | IC | OP | 2.5 | 2.5 | 2.5 |  | 4 | 2010 | DFO |  | N | Y | N | Electric Utility | [62 empty] | LIQUID | [39 empty] | 0.7385 | 0.025484 | 12.5895
4180 | Connecticut Mun Elec Engy Coop | 57604 | Lebanon Pines 1 & 2 | CT | New London | LP2 | IC | OP | 2.5 | 2.5 | 2.5 |  | 4 | 2010 | DFO |  | N | Y | N | Electric Utility | [62 empty] | LIQUID | [39 empty] | 0.7385 | 0.025484 | 12.5895
4180 | Connecticut Mun Elec Engy Coop | 57605 | Water Treatment 1 & 2 | CT | New London | WT1 | IC | OP | 2.5 | 2.5 | 2.5 |  | 10 | 2010 | DFO |  | N | Y | N | Electric Utility | [62 empty] | LIQUID | [39 empty] | 0.7385 | 0.025484 | 12.5895
4180 | Connecticut Mun Elec Engy Coop | 57605 | Water Treatment 1 & 2 | CT | New London | WT2 | IC | OP | 2.5 | 2.5 | 2.5 |  | 10 | 2010 | DFO |  | N | Y | N | Electric Utility | [62 empty] | LIQUID | [39 empty] | 0.7385 | 0.025484 | 12.5895
4207 | Consolidated Hydro NH Inc | 54384 | EHC West Hopkinton | NH | Merrimack | GEN1 | HY | OP | 1 | 1 | 0.9 |  | 7 | 1985 | WAT |  | N | Y | N | IPP Non-CHP | [62 empty] | N/A | [39 empty] | 0 | 0 | 10.4
4207 | Consolidated Hydro NH Inc | 54418 | Rollinsford | NH | Strafford | GEN1 | HY | OP | 0.7 | 0.7 | 0.6 |  | 10 | 1986 | WAT |  | N | Y | N | IPP Non-CHP | [62 empty] | N/A | [39 empty] | 0 | 0 | 10.4
4207 | Consolidated Hydro NH Inc | 54418 | Rollinsford | NH | Strafford | GEN2 | HY | OP | 0.7 | 0.7 | 0.6 |  | 1 | 1995 | WAT |  | N | Y | N | IPP Non-CHP | [62 empty] | N/A | [39 empty] | 0 | 0 | 10.4
4208 | Phillips 66 Company | 50119 | Phillips 66 Rodeo Refinery | CA | Contra Costa | GENA | GT | OP | 18.3 | 14.5 | 16.2 |  | 5 | 1987 | OG | NG | N | Y | Y | Industrial CHP |  |  |  |  | N | [57 empty] | GAS | [39 empty] | 0.0016829 | 0.0016829 | 10.4
4208 | Phillips 66 Company | 50119 | Phillips 66 Rodeo Refinery | CA | Contra Costa | GENB | GT | OP | 18.3 | 16.2 | 15.9 |  | 5 | 1987 | OG | NG | N | Y | Y | Industrial CHP |  |  |  |  | N | [57 empty] | GAS | [39 empty] | 0.0016829 | 0.0016829 | 10.4
4208 | Phillips 66 Company | 50119 | Phillips 66 Rodeo Refinery | CA | Contra Costa | GENC | GT | OP | 18.3 | 15.8 | 16.4 |  | 5 | 1987 | OG | NG | N | Y | Y | Industrial CHP |  |  |  |  | N | [57 empty] | GAS | [39 empty] | 0.0016829 | 0.0016829 | 10.4
4210 | Cordova Energy Co LLC | 55188 | Cordova Energy | IL | Rock Island | PT21 | CT | OP | 210 | 165 | 205 |  | 6 | 2001 | NG |  | N | Y | N | IPP Non-CHP |  |  |  |  | N | [57 empty] | GAS | IL | Cordova Energy Company | 55188 | 2 | 2010 |  | ARP, CAIRNOX, CAIROS, CAIRSO2 | 397.26 | 12 | 78576.45 |  | 0.178 | 0.0148 | 3.878 | 35255.171 | 593245.45 | 5 |  | Rock Island | Electric Utility | 4911 | Electric Services | 41.7146 | -90.2802 | Cordova Energy Company (Owner/Operator) | Phase 2 |  | Operating | Combined cycle | Pipeline Natural Gas |  |  | Dry Low NOx Burners Selective Catalytic Reduction |  | 2148.3 | 7.1665 | GAS | 260 | -134.1463 | 0.0148 | 0.0006 | 7.1665
4210 | Cordova Energy Co LLC | 55188 | Cordova Energy | IL | Rock Island | PT31 | CA | OP | 191.2 | 191.2 | 191.2 |  | 6 | 2001 | NG |  | N | Y | N | IPP Non-CHP |  |  |  |  | N | [57 empty] | GAS | [39 empty] | 0 | 0 | 10.4
4210 | Cordova Energy Co LLC | 55188 | Cordova Energy | IL | Rock Island | PT11 | CT | OP | 210 | 165 | 205 |  | 6 | 2001 | NG |  | N | Y | N | IPP Non-CHP |  |  |  |  | N | [57 empty] | GAS | IL | Cordova Energy Company | 55188 | 2 | 2010 |  | ARP, CAIRNOX, CAIROS, CAIRSO2 | 397.26 | 12 | 78576.45 |  | 0.178 | 0.0148 | 3.878 | 35255.171 | 593245.45 | 5 |  | Rock Island | Electric Utility | 4911 | Electric Services | 41.7146 | -90.2802 | Cordova Energy Company (Owner/Operator) | Phase 2 |  | Operating | Combined cycle | Pipeline Natural Gas |  |  | Dry Low NOx Burners Selective Catalytic Reduction |  | 2148.3 | 7.1665 | GAS | 260 | -134.1463 | 0.0148 | 0.0006 | 7.1665
4211 | Consolidated Hydro NH, Inc | 50702 | Salmon Falls | ME | York | GEN1 | HY | OP | 0.4 | 0.4 | 0.4 |  | 7 | 1986 | WAT |  | N | Y | N | IPP Non-CHP | [62 empty] | N/A | [39 empty] | 0 | 0 | 10.4
4211 | Consolidated Hydro NH, Inc | 50702 | Salmon Falls | ME | York | GEN2 | HY | OP | 0.4 | 0.4 | 0.4 |  | 7 | 1986 | WAT |  | N | Y | N | IPP Non-CHP | [62 empty] | N/A | [39 empty] | 0 | 0 | 10.4
4211 | Consolidated Hydro NH, Inc | 50702 | Salmon Falls | ME | York | GEN3 | HY | OP | 0.4 | 0.4 | 0.4 |  | 7 | 1986 | WAT |  | N | Y | N | IPP Non-CHP | [62 empty] | N/A | [39 empty] | 0 | 0 | 10.4
4217 | Colstrip Energy LP | 10784 | Colstrip Energy LP | MT | Rosebud | GEN1 | ST | OP | 46.1 | 35 | 40.5 |  | 2 | 1990 | WC |  | N | Y | N | IPP Non-CHP |  |  |  |  | N |  | Y | [38 empty] | OP | BP |  |  | 20 |  | 3 |  |  |  | 98 | 6 | 232744 |  |  |  |  | COAL | [39 empty] | 0.2905 | 0.33487 | 11.5707
4222 | Corn Products Intl Inc | 54556 | Corn Products Illinois | IL | Cook | TGO1 | ST | OP | 22.5 | 21.1 | 21.2 |  | 5 | 1991 | BIT | NG | N | Y | Y | Industrial CHP |  |  |  |  | N |  | Y | [38 empty] | ¦¦OP | ¦¦BP |  |  | ¦¦ 8.7 |  | ¦¦ 3.4 |  |  |  | ¦¦ 99.9 | ¦¦ 43 | ¦¦ 594000 |  |  |  |  | COAL | [39 empty] | 0.45498 | 0.56333 | 11.2555
4222 | Corn Products Intl Inc | 54556 | Corn Products Illinois | IL | Cook | TGO2 | ST | OP | 22.5 | 21.1 | 21.2 |  | 5 | 1991 | BIT | NG | N | Y | Y | Industrial CHP |  |  |  |  | N |  | Y | [38 empty] | ¦¦OP | ¦¦BP |  |  | ¦¦ 8.7 |  | ¦¦ 3.4 |  |  |  | ¦¦ 99.9 | ¦¦ 43 | ¦¦ 594000 |  |  |  |  | COAL | [39 empty] | 0.45498 | 0.56333 | 11.2555
4226 | Consolidated Edison Co-NY Inc | 2493 | East River | NY | New York | 1 | GT | OP | 180 | 147 | 178.1 |  | 4 | 2005 | NG | DFO | Y | Y | N | Electric Utility |  |  |  |  | N | [57 empty] | GAS | NY | East River | 2493 | 1 | 2010 |  | ARP, CAIRNOX, CAIROS, CAIRSO2, RGGI | 7910.25 | 12 | 1251228.5 |  | 4.051 | 0.0075 | 51.138 | 802558.95 | 13504646.5 | 2 |  | New York | Cogeneration | 4911 | Electric Services | 40.7281 | -73.9742 | Consolidated Edison of New York (Owner/Operator) | Phase 2 |  | Operating | Combined cycle | Pipeline Natural Gas |  |  | Ammonia Injection Selective Catalytic Reduction |  | 3165 | 10.358 | GAS | 277 | 1722.347 | 0.0075 | 0.0006 | 10.358
4226 | Consolidated Edison Co-NY Inc | 2493 | East River | NY | New York | 2 | GT | OP | 180 | 147.6 | 177.1 |  | 4 | 2005 | NG | DFO | Y | Y | N | Electric Utility |  |  |  |  | N | [57 empty] | GAS | NY | East River | 2493 | 2 | 2010 |  | ARP, CAIRNOX, CAIROS, CAIRSO2, RGGI | 7861.5 | 12 | 1245035.5 |  | 4.033 | 0.0078 | 52.604 | 798954.85 | 13443972.53 | 2 |  | New York | Cogeneration | 4911 | Electric Services | 40.7281 | -73.9742 | Consolidated Edison of New York (Owner/Operator) | Phase 2 |  | Operating | Combined cycle | Pipeline Natural Gas |  |  | Ammonia Injection Selective Catalytic Reduction |  | 3165 | 10.3134 | GAS | 289 | 1684.0768 | 0.0078 | 0.0006 | 10.3134
4226 | Consolidated Edison Co-NY Inc | 2493 | East River | NY | New York | 6 | ST | OP | 156.2 | 134.5 | 138 |  | 11 | 1951 | RFO | NG | Y | Y | Y | Electric Utility |  |  |  |  | N | [6 empty] | 3 | 1951 | 695991 | [48 empty] | LIQUID | NY | East River | 2493 | 60 | 2010 |  | ARP, CAIRNOX, CAIROS, CAIRSO2, RGGI | 6548.75 | 12 |  | 4582804 | 25.992 | 0.1299 | 424.258 | 380801.425 | 6349651.475 | 2 |  | New York | Cogeneration | 4911 | Electric Services | 40.7281 | -73.9742 | Consolidated Edison of New York (Owner/Operator) | Phase 2 |  | Operating | Dry bottom wall-fired boiler | Residual Oil | Pipeline Natural Gas |  |  |  | 1930 | 10.4 | LIQUID | 166.322 | 397.384 | 0.1299 | 0.0081869 | 11.0037
4226 | Consolidated Edison Co-NY Inc | 2493 | East River | NY | New York | 7 | ST | OP | 200 | 182.6 | 183.3 |  | 6 | 1955 | RFO | NG | Y | Y | N | Electric Utility |  |  |  |  | N | [6 empty] | 4 | 1955 | 350098 | [48 empty] | LIQUID | NY | East River | 2493 | 60 | 2010 |  | ARP, CAIRNOX, CAIROS, CAIRSO2, RGGI | 6548.75 | 12 |  | 4582804 | 25.992 | 0.1299 | 424.258 | 380801.425 | 6349651.475 | 2 |  | New York | Cogeneration | 4911 | Electric Services | 40.7281 | -73.9742 | Consolidated Edison of New York (Owner/Operator) | Phase 2 |  | Operating | Dry bottom wall-fired boiler | Residual Oil | Pipeline Natural Gas |  |  |  | 1930 | 10.4 | LIQUID | 166.322 | 448.9605 | 0.1299 | 0.0081869 | 10.7862
4226 | Consolidated Edison Co-NY Inc | 2496 | Hudson Avenue | NY | Kings | 4 | GT | OP | 16.3 | 13.2 | 17.6 |  | 7 | 1970 | DFO |  | N | Y | N | Electric Utility |  |  |  |  | N | [57 empty] | LIQUID | NY | Hudson Avenue | 2496 | CT0004 | 2010 |  | CAIROS | 21.4 | 6 | 299.6 |  |  | 0.5131 | 1.29 |  | 5029 | 2 | Northeast Power Coordinating Council | Kings | Electric Utility | 4911 | Electric Services | 40.7052 | -73.9807 | Consolidated Edison of New York (Owner/Operator) |  |  | Operating | Combustion turbine | Other Oil |  |  |  |  | 235 | 10.4 | LIQUID | 14 | 371.4286 | 0.5131 | 0.3478 | 12.8534
4226 | Consolidated Edison Co-NY Inc | 2496 | Hudson Avenue | NY | Kings | GT3 | GT | OP | 16.3 | 14.5 | 18.1 |  | 7 | 1970 | DFO |  | N | Y | N | Electric Utility |  |  |  |  | N | [57 empty] | LIQUID | NY | Hudson Avenue | 2496 | CT0003 | 2010 |  | CAIROS | 20 | 6 | 280 |  |  | 0.5131 | 1.206 |  | 4700 | 2 | Northeast Power Coordinating Council | Kings | Electric Utility | 4911 | Electric Services | 40.7052 | -73.9807 | Consolidated Edison of New York (Owner/Operator) |  |  | Operating | Combustion turbine | Other Oil |  |  |  |  | 235 | 10.4 | LIQUID | 14 | 353.5714 | 0.5131 | 0.3478 | 12.8534
4226 | Consolidated Edison Co-NY Inc | 2496 | Hudson Avenue | NY | Kings | GT5 | GT | OP | 16.3 | 14.6 | 17.9 |  | 7 | 1970 | DFO |  | N | Y | N | Electric Utility | [62 empty] | LIQUID | NY | Hudson Avenue | 2496 | CT0005 | 2010 |  | CAIROS | 20.9 | 6 | 292.6 |  |  | 0.482 | 1.184 |  | 4911.6 | 2 | Northeast Power Coordinating Council | Kings | Electric Utility | 4911 | Electric Services | 40.7052 | -73.9807 | Consolidated Edison of New York (Owner/Operator) |  |  | Operating | Combustion turbine | Other Oil |  |  |  |  | 235 | 10.4 | LIQUID | 14 | 360.7143 | 0.482 | 0.3478 | 12.8534
4226 | Consolidated Edison Co-NY Inc | 2504 | 74th Street | NY | New York | GT1 | GT | OP | 18.5 | 19.8 | 19.1 |  | 10 | 1968 | KER |  | N | Y | N | Electric Utility |  |  |  |  | N | [57 empty] | LIQUID | NY | 74th Street | 2504 | CT0001 | 2010 |  | CAIROS | 3.4 | 6 | 47.6 |  |  | 0.772 | 0.293 |  | 758.2 | 2 |  | New York | Electric Utility | 4911 | Electric Services | 40.768 | -73.9515 | Consolidated Edison of New York (Owner/Operator) |  |  | Operating | Combustion turbine | Other Oil |  |  |  |  | 223 | 10.4 | LIQUID | 14 | 317.8571 | 0.772 | 0.012081 | 11.2825
4226 | Consolidated Edison Co-NY Inc | 2504 | 74th Street | NY | New York | GT2 | GT | OP | 18.5 | 20.1 | 21 |  | 10 | 1968 | KER |  | N | Y | N | Electric Utility |  |  |  |  | N | [57 empty] | LIQUID | NY | 74th Street | 2504 | CT0002 | 2010 |  | CAIROS | 5.6 | 6 | 78.4 |  |  | 0.697 | 0.435 |  | 1248.8 | 2 |  | New York | Electric Utility | 4911 | Electric Services | 40.768 | -73.9515 | Consolidated Edison of New York (Owner/Operator) |  |  | Operating | Combustion turbine | Other Oil |  |  |  |  | 223 | 10.4 | LIQUID | 14 | 250 | 0.697 | 0.012081 | 11.2825
4226 | Consolidated Edison Co-NY Inc | 2503 | 59th Street | NY | New York | GT1 | GT | OP | 17.1 | 14.9 | 20.3 |  | 6 | 1969 | KER |  | N | Y | N | Electric Utility |  |  |  |  | N | [57 empty] | LIQUID | NY | 59th Street | 2503 | CT0001 | 2010 |  | CAIROS | 47.2 | 6 | 660.8 |  |  | 0.583 | 3.028 |  | 10384 | 2 |  | New York | Electric Utility | 4911 | Electric Services | 40.7711 | -73.9911 | Consolidated Edison of New York (Owner/Operator) |  |  | Operating | Combustion turbine | Other Oil |  |  |  |  | 220 | 10.4 | LIQUID | 14 | 275 | 0.583 | 0.011932 | 11.3079
4247 | Consolidated Water Power Co | 3971 | Biron | WI | Wood | 1 | HY | OP | 1.4 | 1.3 | 1.3 |  | 1 | 1921 | WAT |  | N | Y | N | Electric Utility |  |  |  |  | N | [57 empty] | N/A | [39 empty] | 0 | 0 | 10.4
4247 | Consolidated Water Power Co | 3972 | Du Bay | WI | Portage | 1 | HY | OP | 1.2 | 1.2 | 1.2 |  | 1 | 1942 | WAT |  | N | Y | N | Electric Utility |  |  |  |  | N | [57 empty] | N/A | [39 empty] | 0 | 0 | 10.4
4247 | Consolidated Water Power Co | 3973 | Stevens Point | WI | Portage | 1 | HY | OP | 0.8 | 0.8 | 0.8 |  | 1 | 1918 | WAT |  | N | Y | N | Electric Utility | [62 empty] | N/A | [39 empty] | 0 | 0 | 10.4
4247 | Consolidated Water Power Co | 3971 | Biron | WI | Wood | 2 | HY | OP | 1.4 | 1.3 | 1.3 |  | 1 | 1921 | WAT |  | N | Y | N | Electric Utility |  |  |  |  | N | [57 empty] | N/A | [39 empty] | 0 | 0 | 10.4
4247 | Consolidated Water Power Co | 3971 | Biron | WI | Wood | 4 | HY | OP | 0.4 | 0.4 | 0.4 |  | 1 | 1896 | WAT |  | N | Y | N | Electric Utility | [62 empty] | N/A | [39 empty] | 0 | 0 | 10.4
4247 | Consolidated Water Power Co | 3971 | Biron | WI | Wood | 5 | HY | OP | 0.4 | 0.4 | 0.4 |  | 1 | 1896 | WAT |  | N | Y | N | Electric Utility | [62 empty] | N/A | [39 empty] | 0 | 0 | 10.4
4247 | Consolidated Water Power Co | 3971 | Biron | WI | Wood | 7 | HY | OP | 0.4 | 0.4 | 0.4 |  | 1 | 1896 | WAT |  | N | Y | N | Electric Utility | [62 empty] | N/A | [39 empty] | 0 | 0 | 10.4
4247 | Consolidated Water Power Co | 3971 | Biron | WI | Wood | 9 | HY | OP | 0.8 | 0.8 | 0.8 |  | 1 | 1896 | WAT |  | N | Y | N | Electric Utility | [62 empty] | N/A | [39 empty] | 0 | 0 | 10.4
4247 | Consolidated Water Power Co | 3972 | Du Bay | WI | Portage | 2 | HY | OP | 2 | 2 | 2 |  | 1 | 1942 | WAT |  | N | Y | N | Electric Utility |  |  |  |  | N | [57 empty] | N/A | [39 empty] | 0 | 0 | 10.4
4247 | Consolidated Water Power Co | 3972 | Du Bay | WI | Portage | 3 | HY | OP | 2 | 2 | 2 |  | 1 | 1942 | WAT |  | N | Y | N | Electric Utility |  |  |  |  | N | [57 empty] | N/A | [39 empty] | 0 | 0 | 10.4
4247 | Consolidated Water Power Co | 3972 | Du Bay | WI | Portage | 4 | HY | OP | 2 | 2 | 2 |  | 1 | 1942 | WAT |  | N | Y | N | Electric Utility |  |  |  |  | N | [57 empty] | N/A | [39 empty] | 0 | 0 | 10.4
4247 | Consolidated Water Power Co | 3973 | Stevens Point | WI | Portage | 3 | HY | OP | 0.8 | 0.8 | 0.8 |  | 1 | 1918 | WAT |  | N | Y | N | Electric Utility | [62 empty] | N/A | [39 empty] | 0 | 0 | 10.4
4247 | Consolidated Water Power Co | 3973 | Stevens Point | WI | Portage | 4 | HY | OP | 0.8 | 0.8 | 0.8 |  | 1 | 1918 | WAT |  | N | Y | N | Electric Utility | [62 empty] | N/A | [39 empty] | 0 | 0 | 10.4
4247 | Consolidated Water Power Co | 3973 | Stevens Point | WI | Portage | 5 | HY | OP | 0.8 | 0.8 | 0.8 |  | 1 | 1918 | WAT |  | N | Y | N | Electric Utility | [62 empty] | N/A | [39 empty] | 0 | 0 | 10.4
4247 | Consolidated Water Power Co | 3973 | Stevens Point | WI | Portage | 6 | HY | OP | 0.8 | 0.8 | 0.8 |  | 1 | 1918 | WAT |  | N | Y | N | Electric Utility | [62 empty] | N/A | [39 empty] | 0 | 0 | 10.4
4247 | Consolidated Water Power Co | 3974 | Wisconsin Rapids | WI | Wood | 1 | HY | OP | 2.3 | 2.3 | 2.3 |  | 1 | 1920 | WAT |  | N | Y | N | Electric Utility | [62 empty] | N/A | [39 empty] | 0 | 0 | 10.4
4247 | Consolidated Water Power Co | 3974 | Wisconsin Rapids | WI | Wood | 10 | HY | OP | 0.6 | 0.6 | 0.6 |  | 1 | 1903 | WAT |  | N | Y | N | Electric Utility | [62 empty] | N/A | [39 empty] | 0 | 0 | 10.4
4247 | Consolidated Water Power Co | 3974 | Wisconsin Rapids | WI | Wood | 2 | HY | OP | 2.3 | 2.3 | 2.3 |  | 1 | 1920 | WAT |  | N | Y | N | Electric Utility | [62 empty] | N/A | [39 empty] | 0 | 0 | 10.4
4247 | Consolidated Water Power Co | 3974 | Wisconsin Rapids | WI | Wood | 3 | HY | OP | 0.6 | 0.6 | 0.6 |  | 1 | 1903 | WAT |  | N | Y | N | Electric Utility | [62 empty] | N/A | [39 empty] | 0 | 0 | 10.4
4247 | Consolidated Water Power Co | 3974 | Wisconsin Rapids | WI | Wood | 4 | HY | OP | 0.6 | 0.6 | 0.6 |  | 1 | 1903 | WAT |  | N | Y | N | Electric Utility | [62 empty] | N/A | [39 empty] | 0 | 0 | 10.4
4247 | Consolidated Water Power Co | 3974 | Wisconsin Rapids | WI | Wood | 5 | HY | OP | 0.6 | 0.6 | 0.6 |  | 1 | 1903 | WAT |  | N | Y | N | Electric Utility | [62 empty] | N/A | [39 empty] | 0 | 0 | 10.4
4247 | Consolidated Water Power Co | 3974 | Wisconsin Rapids | WI | Wood | 6 | HY | OP | 0.3 | 0.3 | 0.3 |  | 1 | 1903 | WAT |  | N | Y | N | Electric Utility | [62 empty] | N/A | [39 empty] | 0 | 0 | 10.4
4247 | Consolidated Water Power Co | 3974 | Wisconsin Rapids | WI | Wood | 7 | HY | OP | 0.6 | 0.6 | 0.6 |  | 1 | 1903 | WAT |  | N | Y | N | Electric Utility | [62 empty] | N/A | [39 empty] | 0 | 0 | 10.4
4247 | Consolidated Water Power Co | 3974 | Wisconsin Rapids | WI | Wood | 9 | HY | OP | 0.6 | 0.6 | 0.6 |  | 1 | 1903 | WAT |  | N | Y | N | Electric Utility | [62 empty] | N/A | [39 empty] | 0 | 0 | 10.4
4247 | Consolidated Water Power Co | 3975 | Whiting | WI | Portage | 1 | HY | OP | 1.2 | 1.2 | 1.2 |  | 7 | 1963 | WAT |  | N | Y | N | Electric Utility |  |  |  |  | N | [57 empty] | N/A | [39 empty] | 0 | 0 | 10.4
4247 | Consolidated Water Power Co | 3975 | Whiting | WI | Portage | 10 | HY | OP | 0.3 | 0.3 | 0.3 |  | 1 | 1891 | WAT |  | N | Y | N | Electric Utility |  |  |  |  | N | [57 empty] | N/A | [39 empty] | 0 | 0 | 10.4
4247 | Consolidated Water Power Co | 3975 | Whiting | WI | Portage | 2 | HY | OP | 0.5 | 0.5 | 0.5 |  | 1 | 1891 | WAT |  | N | Y | N | Electric Utility |  |  |  |  | N | [57 empty] | N/A | [39 empty] | 0 | 0 | 10.4
4247 | Consolidated Water Power Co | 3975 | Whiting | WI | Portage | 4 | HY | OP | 0.5 | 0.5 | 0.5 |  | 1 | 1891 | WAT |  | N | Y | N | Electric Utility | [62 empty] | N/A | [39 empty] | 0 | 0 | 10.4
4247 | Consolidated Water Power Co | 3975 | Whiting | WI | Portage | 5 | HY | OP | 0.5 | 0.5 | 0.5 |  | 1 | 1891 | WAT |  | N | Y | N | Electric Utility | [62 empty] | N/A | [39 empty] | 0 | 0 | 10.4
4247 | Consolidated Water Power Co | 3975 | Whiting | WI | Portage | 6 | HY | OP | 0.5 | 0.5 | 0.5 |  | 1 | 1891 | WAT |  | N | Y | N | Electric Utility | [62 empty] | N/A | [39 empty] | 0 | 0 | 10.4
4247 | Consolidated Water Power Co | 3975 | Whiting | WI | Portage | 7 | HY | OP | 0.5 | 0.5 | 0.5 |  | 1 | 1891 | WAT |  | N | Y | N | Electric Utility | [62 empty] | N/A | [39 empty] | 0 | 0 | 10.4
4247 | Consolidated Water Power Co | 3975 | Whiting | WI | Portage | 8 | HY | OP | 0.3 | 0.3 | 0.3 |  | 1 | 1891 | WAT |  | N | Y | N | Electric Utility | [62 empty] | N/A | [39 empty] | 0 | 0 | 10.4
4247 | Consolidated Water Power Co | 3975 | Whiting | WI | Portage | 9 | HY | OP | 0.3 | 0.3 | 0.3 |  | 1 | 1891 | WAT |  | N | Y | N | Electric Utility | [62 empty] | N/A | [39 empty] | 0 | 0 | 10.4
4254 | Consumers Energy Co | 1693 | Alcona | MI | Alcona | 1 | HY | OP | 4 | 1.4 | 1.4 |  | 1 | 1924 | WAT |  | N | Y | N | Electric Utility |  |  |  |  | N | [57 empty] | N/A | [39 empty] | 0 | 0 | 10.4
4254 | Consumers Energy Co | 1694 | Allegan Dam | MI | Allegan | 1 | HY | OP | 0.5 | 0.3 | 0.2 |  | 1 | 1935 | WAT |  | N | Y | N | Electric Utility |  |  |  |  | N | [57 empty] | N/A | [39 empty] | 0 | 0 | 10.4
4254 | Consumers Energy Co | 1695 | B C Cobb | MI | Muskegon | 4 | ST | OP | 156.3 | 156 | 160 |  | 9 | 1956 | SUB | BIT | N | Y | N | Electric Utility | [5 empty] | Y |  | Y |  |  |  | 1 | 1975 | 1410500 | [31 empty] | OP | EC |  |  | 12 |  | 3.5 |  |  |  | 99 | 550 | 540000 |  |  |  |  | COAL | MI | B C Cobb | 1695 | 4 | 2010 |  | ARP, CAIRNOX, CAIROS, CAIRSO2 | 8453.07 | 12 | 1142369.89 |  | 6182.819 | 0.3666 | 2012.293 | 1149383.869 | 10959008.91 | 5 | East Central Area Reliability Coordination Agreement | Muskegon | Electric Utility | 4911 | Electric Services | 43.2542 | -86.2417 | Consumers Energy Company (Owner/Operator) | Phase 2 | Early Election | Operating | Tangentially-fired | Coal | Pipeline Natural Gas |  |  | Electrostatic Precipitator | 1969 | 9.3531 | COAL | 173 | 1959.375 | 0.3666 | 1.1284 | 9.3531
4254 | Consumers Energy Co | 1695 | B C Cobb | MI | Muskegon | 5 | ST | OP | 156.3 | 156 | 160 |  | 3 | 1957 | SUB | BIT | N | Y | N | Electric Utility | [5 empty] | Y |  | Y |  |  |  | 1 | 1975 | 1410500 | [31 empty] | OP | EC |  |  | 12 |  | 3.5 |  |  |  | 99 | 550 | 540000 |  |  |  |  | COAL | MI | B C Cobb | 1695 | 5 | 2010 |  | ARP, CAIRNOX, CAIROS, CAIRSO2 | 7200.78 | 12 | 954566.7 |  | 5210.2 | 0.181 | 858.982 | 988941.555 | 9429273.391 | 5 | East Central Area Reliability Coordination Agreement | Muskegon | Electric Utility | 4911 | Electric Services | 43.2542 | -86.2417 | Consumers Energy Company (Owner/Operator) | Phase 2 | Early Election | Operating | Tangentially-fired | Coal | Pipeline Natural Gas |  | Low NOx Burner Technology w/ Closed-coupled/Separated OFA | Electrostatic Precipitator | 1915 | 9.5225 | COAL | 173 | 1959.375 | 0.181 | 1.1051 | 9.5225
4254 | Consumers Energy Co | 1696 | B E Morrow | MI | Kalamazoo | A | GT | OP | 18 | 12.8 | 16.4 |  | 12 | 1968 | NG |  | N | Y | N | Electric Utility | [62 empty] | GAS | [39 empty] | 0.28514 | 0.0043245 | 12.1559
4254 | Consumers Energy Co | 1696 | B E Morrow | MI | Kalamazoo | B | GT | OP | 18 | 10.6 | 14.2 |  | 7 | 1969 | NG |  | N | Y | N | Electric Utility | [62 empty] | GAS | [39 empty] | 0.28157 | 0.0042627 | 12.1171
4254 | Consumers Energy Co | 1700 | Cooke | MI | Iosco | 1 | HY | OP | 3 | 1.5 | 1.5 |  | 1 | 1911 | WAT |  | N | Y | N | Electric Utility | [62 empty] | N/A | [39 empty] | 0 | 0 | 10.4
4254 | Consumers Energy Co | 1701 | Croton | MI | Newaygo | 1 | HY | OP | 3 | 1.2 | 1.7 |  | 1 | 1907 | WAT |  | N | Y | N | Electric Utility | [62 empty] | N/A | [39 empty] | 0 | 0 | 10.4
4254 | Consumers Energy Co | 1702 | Dan E Karn | MI | Bay | 3 | ST | OP | 692.5 | 638 | 638 |  | 1 | 1975 | NG | RFO | Y | Y | N | Electric Utility | [11 empty] | 3 | 1974 | 2717000 | 0.17 | 1.2 | 0.3 | PB | DP | NP | 1979 | 2002 | 2005 | MS | SS | [37 empty] | GAS | MI | Dan E Karn | 1702 | 3 | 2010 | CS0009 | ARP, CAIRNOX, CAIROS, CAIRSO2 | 993.72 | 12 |  | 1077411.07 | 198.856 | 0.0981 | 118.004 | 99766.469 | 1543574.222 | 5 |  | Bay | Electric Utility | 4911 | Electric Services | 43.6425 | -83.8431 | Consumers Energy Company (Owner/Operator) | Phase 2 |  | Operating | Dry bottom wall-fired boiler | Residual Oil | Pipeline Natural Gas |  | Low NOx Burner Technology (Dry Bottom only) |  | 10856.4 | 10.4 | LIQUID | 659.9705 | 1632.7818 | 0.0981 | 0.25766 | 10.2796
4254 | Consumers Energy Co | 1702 | Dan E Karn | MI | Bay | 4 | ST | OP | 709.8 | 638 | 638 |  | 9 | 1977 | NG | RFO | Y | Y | N | Electric Utility | [11 empty] | 3 | 1974 | 2717000 | 0.027 | 0.1 | 0.07 | PB | DP | NP | 2007 | 2007 | 2007 | OT | IF | [37 empty] | GAS | MI | Dan E Karn | 1702 | 4 | 2010 | CS0009 | ARP, CAIRNOX, CAIROS, CAIRSO2 | 263.23 | 12 |  | 219638.5 | 62.669 | 0.1048 | 30.365 | 22206.652 | 329842.695 | 5 |  | Bay | Electric Utility | 4911 | Electric Services | 43.6425 | -83.8431 | Consumers Energy Company (Owner/Operator) | Phase 2 |  | Operating | Dry bottom wall-fired boiler | Residual Oil | Pipeline Natural Gas |  | Low NOx Burner Technology (Dry Bottom only) |  | 11475.5 | 10.4 | LIQUID | 661.8907 | 1631.2769 | 0.1048 | 0.37999 | 10.3026
4254 | Consumers Energy Co | 1704 | Five Channels | MI | Iosco | 1 | HY | OP | 3 | 3.2 | 3.2 |  | 1 | 1912 | WAT |  | N | Y | N | Electric Utility | [62 empty] | N/A | [39 empty] | 0 | 0 | 10.4
4254 | Consumers Energy Co | 1705 | Foote | MI | Iosco | 1 | HY | OP | 3 | 1 | 1.1 |  | 1 | 1918 | WAT |  | N | Y | N | Electric Utility | [62 empty] | N/A | [39 empty] | 0 | 0 | 10.4
4254 | Consumers Energy Co | 1706 | Gaylord | MI | Otsego | 1 | GT | OP | 16 | 11.5 | 14.6 |  | 8 | 1966 | NG |  | N | Y | N | Electric Utility | [62 empty] | GAS | [39 empty] | 0.3082 | 0.0046552 | 11.963
4254 | Consumers Energy Co | 1706 | Gaylord | MI | Otsego | 2 | GT | OP | 16 | 10.4 | 13.6 |  | 8 | 1966 | NG |  | N | Y | N | Electric Utility | [62 empty] | GAS | [39 empty] | 0.3082 | 0.0046552 | 11.963
4254 | Consumers Energy Co | 1706 | Gaylord | MI | Otsego | 3 | GT | OP | 16 | 11.6 | 14.8 |  | 8 | 1966 | NG |  | N | Y | N | Electric Utility | [62 empty] | GAS | [39 empty] | 0.3082 | 0.0046552 | 11.963
4254 | Consumers Energy Co | 1707 | Hardy | MI | Newaygo | 1 | HY | OP | 10 | 10.8 | 10.7 |  | 6 | 1931 | WAT |  | N | Y | N | Electric Utility | [62 empty] | N/A | [39 empty] | 0 | 0 | 10.4
4254 | Consumers Energy Co | 1710 | J H Campbell | MI | Ottawa | 1 | ST | OP | 265.2 | 260 | 260 |  | 10 | 1962 | SUB |  | N | Y | N | Electric Utility |  |  |  |  | N | Y |  | Y |  |  |  | 1 | 1962 | 1821400 | 0.8 |  |  | PB | DP | NP | 1968 | 1968 | 1996 | MS | SS | [20 empty] | OP | EC |  |  | 14 |  | 2.2¦¦ 1 | 4.6¦¦ 0 |  |  | 97¦¦ 99.2 | 12.48¦¦ 6.5 | 1177200 | OP | LN |  |  | COAL | MI | J H Campbell | 1710 | 1 | 2010 | CS0009 | ARP, CAIRNOX, CAIROS, CAIRSO2 | 8192 | 12 | 2030229.25 |  | 7818.145 | 0.1735 | 1665.309 | 2062338.32 | 19663795.63 | 5 |  | Ottawa | Electric Utility | 4911 | Electric Services | 42.9103 | -86.2036 | Consumers Energy Company (Owner/Operator) | Table 1 | Phase 1 Group 1 | Operating | Tangentially-fired | Coal |  |  | Low NOx Burner Technology w/ Closed-coupled/Separated OFA | Electrostatic Precipitator | 3237 | 9.6592 | COAL | 275 | 1971.1538 | 0.1735 | 0.79518 | 9.6592
4254 | Consumers Energy Co | 1710 | J H Campbell | MI | Ottawa | 2 | ST | OP | 403.9 | 355 | 360 |  | 7 | 1967 | SUB | BIT | N | Y | N | Electric Utility |  |  |  |  | N | Y |  |  | Y |  |  | 1 | 1962 | 1821400 | [31 empty] | OP | EC |  |  | 11 |  | 2.5 | 4.5 |  |  | 98 | 584.5 | 1491700 | OP | LN |  |  | COAL | MI | J H Campbell | 1710 | 2 | 2010 | CS0009 | ARP, CAIRNOX, CAIROS, CAIRSO2 | 8242.5 | 12 | 2233893.25 |  | 9016.774 | 0.3079 | 3364.71 | 2262962.48 | 21576699.65 | 5 |  | Ottawa | Electric Utility | 4911 | Electric Services | 42.9103 | -86.2036 | Consumers Energy Company (Owner/Operator) | Table 1 | Group 2 | Operating | Cell burner boiler | Coal |  |  | Low NOx Cell Burner | Electrostatic Precipitator | 4270 | 9.5402 | COAL | 377 | 1976.3889 | 0.3079 | 0.83579 | 9.5402
4254 | Consumers Energy Co | 1710 | J H Campbell | MI | Ottawa | 3 | ST | OP | 916.8 | 825 | 835 |  | 9 | 1980 | SUB |  | N | Y | N | Electric Utility |  |  |  |  | N | Y |  | Y |  |  |  | 2 | 1980 | 1879800 | [31 empty] | OP | EC |  |  | 4.9 |  | 0.7 |  |  |  | 99.6 | 436 | 3400000 |  |  |  |  | COAL | MI | J H Campbell | 1710 | 3 | 2010 | MS3A, MS3B | ARP, CAIRNOX, CAIROS, CAIRSO2 | 7844.2 | 12 | 6185992.6 |  | 16744 | 0.1419 | 4571.785 | 6394827.429 | 60972748.58 | 5 |  | Ottawa | Electric Utility | 4911 | Electric Services | 42.9103 | -86.2036 | Bay City Electric Light & Power (Owner) Charlevoix Municipal Utilities (Owner) Chelsea Electric & Water Department (Owner) Consumers Energy Company (Owner/Operator) Harbor Springs Electricity Dept. (Owner) Hart Board of Power and Light (Owner) Michigan Public Power Agency (Owner) Lowell Light & Power Board (Owner) Petoskey Electric Light Department (Owner) Portland Electric Light and Power (Owner) Traverse City Light & Power (Owner) Wolverine Power Supply Cooperative, Inc. (Owner) Holland Board of Public Works (Owner) | Phase 2 | Phase II Group 1 | Operating | Dry bottom wall-fired boiler | Coal |  |  | Low NOx Burner Technology w/ Overfire Air Selective Catalytic Reduction | Electrostatic Precipitator | 9909.7 | 9.8483 | COAL | 890 | 1967.0659 | 0.1419 | 0.54923 | 9.8483
4254 | Consumers Energy Co | 1710 | J H Campbell | MI | Ottawa | A | GT | OP | 18.6 | 11.2 | 15.8 |  | 12 | 1968 | DFO |  | N | Y | N | Electric Utility |  |  |  |  | N | [57 empty] | LIQUID | [39 empty] | 0.95864 | 0.17275 | 12.5815
4254 | Consumers Energy Co | 1712 | Loud | MI | Iosco | 1 | HY | OP | 2 | 2.2 | 2.2 |  | 1 | 1913 | WAT |  | N | Y | N | Electric Utility | [62 empty] | N/A | [39 empty] | 0 | 0 | 10.4
4254 | Consumers Energy Co | 1713 | Ludington | MI | Mason | 1 | PS | OP | 329.8 | 312 | 303.7 |  | 1 | 1973 | WAT |  | N | Y | N | Electric Utility | [62 empty] | N/A | [39 empty] | 0 | 0 | 10.4
4254 | Consumers Energy Co | 1713 | Ludington | MI | Mason | 2 | PS | OP | 329.8 | 312 | 303.5 |  | 3 | 1973 | WAT |  | N | Y | N | Electric Utility | [62 empty] | N/A | [39 empty] | 0 | 0 | 10.4
4254 | Consumers Energy Co | 1713 | Ludington | MI | Mason | 3 | PS | OP | 329.8 | 312 | 303 |  | 4 | 1973 | WAT |  | N | Y | N | Electric Utility | [62 empty] | N/A | [39 empty] | 0 | 0 | 10.4
4254 | Consumers Energy Co | 1713 | Ludington | MI | Mason | 4 | PS | OP | 329.8 | 312 | 311.4 |  | 6 | 1973 | WAT |  | N | Y | N | Electric Utility | [62 empty] | N/A | [39 empty] | 0 | 0 | 10.4
4254 | Consumers Energy Co | 1713 | Ludington | MI | Mason | 5 | PS | OP | 329.8 | 312 | 303 |  | 8 | 1973 | WAT |  | N | Y | N | Electric Utility | [62 empty] | N/A | [39 empty] | 0 | 0 | 10.4
4254 | Consumers Energy Co | 1713 | Ludington | MI | Mason | 6 | PS | OP | 329.8 | 312 | 306 |  | 10 | 1973 | WAT |  | N | Y | N | Electric Utility | [62 empty] | N/A | [39 empty] | 0 | 0 | 10.4
4254 | Consumers Energy Co | 1714 | Mio | MI | Oscoda | 1 | HY | OP | 2.5 | 0.7 | 0.8 |  | 1 | 1916 | WAT |  | N | Y | N | Electric Utility | [62 empty] | N/A | [39 empty] | 0 | 0 | 10.4
4254 | Consumers Energy Co | 1716 | Rogers | MI | Mecosta | 1 | HY | OP | 1.7 | 0.7 | 0.8 |  | 1 | 1922 | WAT |  | N | Y | N | Electric Utility | [62 empty] | N/A | [39 empty] | 0 | 0 | 10.4
4254 | Consumers Energy Co | 1718 | Straits | MI | Emmet | 1 | GT | OP | 20 | 13.4 | 18.2 |  | 10 | 1969 | NG |  | N | Y | N | Electric Utility | [62 empty] | GAS | [39 empty] | 0.27295 | 0.0042402 | 12.4876
4254 | Consumers Energy Co | 1719 | Thetford | MI | Genesee | 3 | GT | OP | 33.6 | 22.5 | 30.5 |  | 6 | 1970 | NG |  | N | Y | N | Electric Utility | [62 empty] | GAS | MI | Thetford | 1719 | 3 | 2010 |  | CAIRNOX, CAIROS, CAIRSO2 | 24 | 12 | 314 |  | 0.001 | 0.4669 | 1.237 |  | 5297.9 | 5 |  | Genesee | Electric Utility |  |  | 43.1568 | -83.6285 | Consumers Energy Company (Owner/Operator) |  |  | Operating | Combustion turbine | Pipeline Natural Gas |  |  |  |  | 555 | 15.5451 | GAS | 24 | 1864.5833 | 0.4669 | 0.000378 | 15.5451
4254 | Consumers Energy Co | 1719 | Thetford | MI | Genesee | 4 | GT | OP | 33.6 | 24.6 | 32.6 |  | 7 | 1970 | NG |  | N | Y | N | Electric Utility | [62 empty] | GAS | MI | Thetford | 1719 | 4 | 2010 |  | CAIRNOX, CAIROS, CAIRSO2 | 29 | 12 | 476 |  | 0.003 | 0.4671 | 2.123 |  | 9093.9 | 5 |  | Genesee | Electric Utility |  |  | 43.1568 | -83.6285 | Consumers Energy Company (Owner/Operator) |  |  | Operating | Combustion turbine | Pipeline Natural Gas |  |  |  |  | 555 | 24.2683 | GAS | 37 | 1932.5153 | 0.4671 | 0.00066 | 19.1048
4254 | Consumers Energy Co | 1719 | Thetford | MI | Genesee | 8 | GT | OP | 17.6 | 11.1 | 14.6 |  | 7 | 1971 | NG |  | N | Y | N | Electric Utility | [62 empty] | GAS | MI | Thetford | 1719 | 3 | 2010 |  | CAIRNOX, CAIROS, CAIRSO2 | 24 | 12 | 314 |  | 0.001 | 0.4669 | 1.237 |  | 5297.9 | 5 |  | Genesee | Electric Utility |  |  | 43.1568 | -83.6285 | Consumers Energy Company (Owner/Operator) |  |  | Operating | Combustion turbine | Pipeline Natural Gas |  |  |  |  | 555 | 15.5451 | GAS | 24 | 178.0822 | 0.4669 | 0.000378 | 15.5451
4254 | Consumers Energy Co | 1719 | Thetford | MI | Genesee | 9 | GT | OP | 17.6 | 10.6 | 14.1 |  | 7 | 1971 | NG |  | N | Y | N | Electric Utility | [62 empty] | GAS | MI | Thetford | 1719 | 3 | 2010 |  | CAIRNOX, CAIROS, CAIRSO2 | 24 | 12 | 314 |  | 0.001 | 0.4669 | 1.237 |  | 5297.9 | 5 |  | Genesee | Electric Utility |  |  | 43.1568 | -83.6285 | Consumers Energy Company (Owner/Operator) |  |  | Operating | Combustion turbine | Pipeline Natural Gas |  |  |  |  | 555 | 15.5451 | GAS | 24 | 148.9362 | 0.4669 | 0.000378 | 15.5451
4254 | Consumers Energy Co | 1720 | J C Weadock | MI | Bay | 7 | ST | OP | 156.3 | 155 | 155 |  | 5 | 1955 | SUB | BIT | N | Y | N | Electric Utility |  |  |  |  | N | Y |  | Y |  |  |  | 4 | 1975 | 780000 | [31 empty] | OP | EC |  |  | 15 |  | 3 |  |  |  | 99 | 550 | 545000 |  |  |  |  | COAL | MI | J C Weadock | 1720 | 7 | 2010 | CS0009 | ARP, CAIRNOX, CAIROS, CAIRSO2 | 7189.58 | 12 | 987828.38 |  | 4490.499 | 0.3091 | 1254.851 | 844720.7 | 8054183.767 | 5 | East Central Area Reliability Coordination Agreement | Bay | Electric Utility | 4911 | Electric Services | 43.6425 | -83.8431 | Consumers Energy Company (Owner/Operator) | Phase 2 | Early Election | Operating | Tangentially-fired | Coal | Diesel Oil |  | Low NOx Burner Technology w/ Closed-coupled OFA (Began May 10, 2010) | Electrostatic Precipitator | 2825 | 8.1264 | COAL | 166 | 1964.5161 | 0.3091 | 1.1151 | 8.1264
4254 | Consumers Energy Co | 1720 | J C Weadock | MI | Bay | 8 | ST | OP | 156.3 | 155 | 155 |  | 1 | 1958 | SUB | BIT | N | Y | N | Electric Utility |  |  |  |  | N | Y |  | Y |  |  |  | 4 | 1975 | 780000 | [31 empty] | OP | EC |  |  | 15 |  | 3 |  |  |  | 99 | 550 | 545000 |  |  |  |  | COAL | MI | J C Weadock | 1720 | 8 | 2010 | CS0009 | ARP, CAIRNOX, CAIROS, CAIRSO2 | 7177.02 | 12 | 892913.55 |  | 4378.142 | 0.3379 | 1357.272 | 847705.513 | 8082629.608 | 5 | East Central Area Reliability Coordination Agreement | Bay | Electric Utility | 4911 | Electric Services | 43.6425 | -83.8431 | Consumers Energy Company (Owner/Operator) | Phase 2 | Early Election | Operating | Tangentially-fired | Coal | Diesel Oil |  | Low NOx Burner Technology w/ Closed-coupled OFA (Began Feb 08, 2010) | Electrostatic Precipitator | 2825 | 9.0843 | COAL | 165 | 1967.7419 | 0.3379 | 1.0833 | 9.052
4254 | Consumers Energy Co | 1722 | Webber | MI | Ionia | 1 | HY | OP | 3.3 | 1.2 | 1.3 |  | 1 | 1907 | WAT |  | N | Y | N | Electric Utility | [62 empty] | N/A | [39 empty] | 0 | 0 | 10.4
4254 | Consumers Energy Co | 1722 | Webber | MI | Ionia | 2 | HY | OP | 1 | 0.4 | 0.4 |  | 1 | 1949 | WAT |  | N | Y | N | Electric Utility | [62 empty] | N/A | [39 empty] | 0 | 0 | 10.4
4254 | Consumers Energy Co | 1723 | J R Whiting | MI | Monroe | 1 | ST | OP | 106.3 | 97.1 | 99.1 |  | 7 | 1952 | SUB | BIT | N | Y | N | Electric Utility |  |  |  |  | N | Y |  | Y |  |  |  | 1 | 1952 | 190000 | [31 empty] | OP | EC |  |  | 13 |  | 0.7 |  |  |  | 99 | 110 | 400000 | OP | OV | SR |  | COAL | MI | J R Whiting | 1723 | 1 | 2010 |  | ARP, CAIRNOX, CAIROS, CAIRSO2 | 7353.43 | 12 | 611236.11 |  | 2203.915 | 0.2484 | 804.647 | 679347.584 | 6477430.893 | 5 | East Central Area Reliability Coordination Agreement | Monroe | Electric Utility | 4911 | Electric Services | 41.7917 | -83.4486 | Consumers Energy Company (Owner/Operator) | Phase 2 | Early Election | Operating | Dry bottom wall-fired boiler | Coal |  |  | Low NOx Burner Technology (Dry Bottom only) | Electrostatic Precipitator | 1408 | 10.5214 | COAL | 108 | 1955.0959 | 0.2484 | 0.68049 | 10.5214
4254 | Consumers Energy Co | 1723 | J R Whiting | MI | Monroe | 2 | ST | OP | 106.3 | 101.4 | 102 |  | 12 | 1952 | SUB | BIT | N | Y | N | Electric Utility |  |  |  |  | N | Y |  | Y |  |  |  | 2 | 1952 | 202000 | [31 empty] | OP | EC |  |  | 13 |  | 0.7 |  |  |  | 99 | 110 | 400000 | OP | LN |  |  | COAL | MI | J R Whiting | 1723 | 2 | 2010 |  | ARP, CAIRNOX, CAIROS, CAIRSO2 | 7977.47 | 12 | 660082.8 |  | 2393.951 | 0.2419 | 864.792 | 749668.428 | 7147848.786 | 5 | East Central Area Reliability Coordination Agreement | Monroe | Electric Utility | 4911 | Electric Services | 41.7917 | -83.4486 | Consumers Energy Company (Owner/Operator) | Phase 2 | Phase II Group 1 | Operating | Dry bottom wall-fired boiler | Coal |  |  | Low NOx Burner Technology (Dry Bottom only) | Electrostatic Precipitator | 1326 | 10.7961 | COAL | 110 | 1960.7843 | 0.2419 | 0.66984 | 10.7961
4254 | Consumers Energy Co | 1723 | J R Whiting | MI | Monroe | 3 | ST | OP | 132.8 | 124 | 124 |  | 11 | 1953 | SUB | BIT | N | Y | N | Electric Utility |  |  |  |  | N | Y |  | Y |  |  |  | 3 | 1953 | 241000 | [31 empty] | OP | EC |  |  | 13 |  | 0.7 |  |  |  | 99 | 138 | 475000 |  |  |  |  | COAL | MI | J R Whiting | 1723 | 3 | 2010 |  | ARP, CAIRNOX, CAIROS, CAIRSO2 | 7946.56 | 12 | 840996.82 |  | 3060.369 | 0.228 | 987.004 | 921677.785 | 8787946.659 | 5 | East Central Area Reliability Coordination Agreement | Monroe | Electric Utility | 4911 | Electric Services | 41.7917 | -83.4486 | Consumers Energy Company (Owner/Operator) | Phase 2 | Early Election | Operating | Dry bottom wall-fired boiler | Coal |  |  | Low NOx Burner Technology (Dry Bottom only) | Electrostatic Precipitator | 1563 | 10.3683 | COAL | 133 | 1963.7097 | 0.228 | 0.69649 | 10.3683
4254 | Consumers Energy Co | 55087 | Zeeland Generating Station | MI | Ottawa | 1A | GT | OP | 188.7 | 158 | 180 |  | 6 | 2001 | NG |  | N | Y | N | Electric Utility |  |  |  |  | N | [57 empty] | GAS | MI | Zeeland Generating Station | 55087 | CC1 | 2010 |  | ARP, CAIRNOX, CAIROS, CAIRSO2 | 982.62 | 12 | 119112.22 |  | 0.417 | 0.0433 | 23.762 | 82550.782 | 1389102.197 | 5 |  | Ottawa | Cogeneration | 4911 | Electric Services | 42.82 | -85.9988 | Consumers Energy Company (Owner/Operator) | Phase 2 |  | Operating | Combustion turbine | Pipeline Natural Gas |  |  | Dry Low NOx Burners |  | 2204.8 | 10.9639 | GAS | 182 | 494.4444 | 0.0433 | 0.0006 | 10.9639
4254 | Consumers Energy Co | 55087 | Zeeland Generating Station | MI | Ottawa | 1B | GT | OP | 188.7 | 157 | 180 |  | 6 | 2001 | NG |  | N | Y | N | Electric Utility |  |  |  |  | N | [57 empty] | GAS | MI | Zeeland Generating Station | 55087 | CC1 | 2010 |  | ARP, CAIRNOX, CAIROS, CAIRSO2 | 982.62 | 12 | 119112.22 |  | 0.417 | 0.0433 | 23.762 | 82550.782 | 1389102.197 | 5 |  | Ottawa | Cogeneration | 4911 | Electric Services | 42.82 | -85.9988 | Consumers Energy Company (Owner/Operator) | Phase 2 |  | Operating | Combustion turbine | Pipeline Natural Gas |  |  | Dry Low NOx Burners |  | 2204.8 | 10.9639 | GAS | 182 | 494.4444 | 0.0433 | 0.0006 | 10.9639
4254 | Consumers Energy Co | 55087 | Zeeland Generating Station | MI | Ottawa | 2A | CT | OP | 188.7 | 164 | 180 |  | 8 | 2002 | NG |  | N | Y | N | Electric Utility |  |  |  |  | N | [57 empty] | GAS | MI | Zeeland Generating Station | 55087 | CC2 | 2010 |  | ARP, CAIRNOX, CAIROS, CAIRSO2 | 1018.56 | 12 | 124260.98 |  | 0.429 | 0.0476 | 26.586 | 84919.954 | 1428866.118 | 5 |  | Ottawa | Cogeneration | 4911 | Electric Services | 42.82 | -85.9988 | Consumers Energy Company (Owner/Operator) | Phase 2 |  | Operating | Combustion turbine | Pipeline Natural Gas |  |  | Dry Low NOx Burners |  | 2204.8 | 10.6976 | GAS | 182 | 494.4444 | 0.0476 | 0.0006 | 10.6976
4254 | Consumers Energy Co | 55087 | Zeeland Generating Station | MI | Ottawa | 2B | CT | OP | 188.7 | 164 | 180 |  | 8 | 2002 | NG |  | N | Y | N | Electric Utility |  |  |  |  | N | [57 empty] | GAS | MI | Zeeland Generating Station | 55087 | CC2 | 2010 |  | ARP, CAIRNOX, CAIROS, CAIRSO2 | 1018.56 | 12 | 124260.98 |  | 0.429 | 0.0476 | 26.586 | 84919.954 | 1428866.118 | 5 |  | Ottawa | Cogeneration | 4911 | Electric Services | 42.82 | -85.9988 | Consumers Energy Company (Owner/Operator) | Phase 2 |  | Operating | Combustion turbine | Pipeline Natural Gas |  |  | Dry Low NOx Burners |  | 2204.8 | 10.6976 | GAS | 182 | 494.4444 | 0.0476 | 0.0006 | 10.6976
4254 | Consumers Energy Co | 55087 | Zeeland Generating Station | MI | Ottawa | 2C | CA | OP | 213.3 | 205.6 | 215 |  | 8 | 2002 | NG |  | N | Y | N | Electric Utility |  |  |  |  | N | [6 empty] | 2A¦¦2B | 2002 | 795526 | [48 empty] | GAS | [39 empty] | 0 | 0 | 10.4
4254 | Consumers Energy Co | 1693 | Alcona | MI | Alcona | 2 | HY | OP | 4 | 1.5 | 1.4 |  | 1 | 1924 | WAT |  | N | Y | N | Electric Utility |  |  |  |  | N | [57 empty] | N/A | [39 empty] | 0 | 0 | 10.4
4254 | Consumers Energy Co | 1694 | Allegan Dam | MI | Allegan | 2 | HY | OP | 0.9 | 0.6 | 0.5 |  | 1 | 1935 | WAT |  | N | Y | N | Electric Utility |  |  |  |  | N | [57 empty] | N/A | [39 empty] | 0 | 0 | 10.4
4254 | Consumers Energy Co | 1694 | Allegan Dam | MI | Allegan | 3 | HY | OP | 1.2 | 0.8 | 0.6 |  | 1 | 1945 | WAT |  | N | Y | N | Electric Utility |  |  |  |  | N | [57 empty] | N/A | [39 empty] | 0 | 0 | 10.4
4254 | Consumers Energy Co | 1698 | C W Tippy | MI | Manistee | 1 | HY | OP | 6.7 | 2 | 2.1 |  | 1 | 1918 | WAT |  | N | Y | N | Electric Utility | [62 empty] | N/A | [39 empty] | 0 | 0 | 10.4
4254 | Consumers Energy Co | 1698 | C W Tippy | MI | Manistee | 2 | HY | OP | 6.7 | 2 | 2.1 |  | 1 | 1918 | WAT |  | N | Y | N | Electric Utility | [62 empty] | N/A | [39 empty] | 0 | 0 | 10.4
4254 | Consumers Energy Co | 1698 | C W Tippy | MI | Manistee | 3 | HY | OP | 6.7 | 2 | 2.1 |  | 1 | 1918 | WAT |  | N | Y | N | Electric Utility | [62 empty] | N/A | [39 empty] | 0 | 0 | 10.4
4254 | Consumers Energy Co | 1700 | Cooke | MI | Iosco | 2 | HY | OP | 3 | 3 | 3 |  | 1 | 1911 | WAT |  | N | Y | N | Electric Utility | [62 empty] | N/A | [39 empty] | 0 | 0 | 10.4
4254 | Consumers Energy Co | 1700 | Cooke | MI | Iosco | 3 | HY | OP | 3 | 3 | 3 |  | 1 | 1911 | WAT |  | N | Y | N | Electric Utility | [62 empty] | N/A | [39 empty] | 0 | 0 | 10.4
4254 | Consumers Energy Co | 1701 | Croton | MI | Newaygo | 2 | HY | OP | 3 | 1.2 | 1.7 |  | 1 | 1907 | WAT |  | N | Y | N | Electric Utility | [62 empty] | N/A | [39 empty] | 0 | 0 | 10.4
4254 | Consumers Energy Co | 1701 | Croton | MI | Newaygo | 3 | HY | OP | 1.4 | 0.6 | 0.8 |  | 1 | 1915 | WAT |  | N | Y | N | Electric Utility | [62 empty] | N/A | [39 empty] | 0 | 0 | 10.4
4254 | Consumers Energy Co | 1701 | Croton | MI | Newaygo | 4 | HY | OP | 1.5 | 0.6 | 0.8 |  | 1 | 1912 | WAT |  | N | Y | N | Electric Utility | [62 empty] | N/A | [39 empty] | 0 | 0 | 10.4
4254 | Consumers Energy Co | 1702 | Dan E Karn | MI | Bay | 1A | ST | OP | 136 | 255 | 255 | G381 | 11 | 1959 | SUB | BIT | N | Y | N | Electric Utility |  |  |  |  | N | Y |  | Y |  |  |  | 1 | 1959 | 595000 | 0.5 | 1.2 | 2985 | PB | DP | OT | 1977 | 2002 | 2005 | MS | SS | [20 empty] | OP | EC |  |  | 14 |  | 3.4¦¦ 2.4 | ¦¦ 4.6 |  |  | 95¦¦ 97 | 550 | 805000¦¦ 1172000 |  |  |  |  | COAL | MI | Dan E Karn | 1702 | 1 | 2010 |  | ARP, CAIRNOX, CAIROS, CAIRSO2 | 6471.24 | 12 | 1488448.76 |  | 6144.864 | 0.0887 | 609.921 | 1500685.151 | 14308611.37 | 5 |  | Bay | Electric Utility | 4911 | Electric Services | 43.6425 | -83.8431 | Consumers Energy Company (Owner/Operator) | Phase 2 | Phase II Group 1 | Operating | Tangentially-fired | Coal | Diesel Oil |  | Selective Catalytic Reduction | Electrostatic Precipitator | 3400 | 9.6108 | COAL | 279 | 452.9412 | 0.0887 | 0.8589 | 9.6108
4254 | Consumers Energy Co | 1702 | Dan E Karn | MI | Bay | 1B | ST | OP | 136 |  |  | G381 | 11 | 1959 | SUB | BIT | N | Y | N | Electric Utility |  |  |  |  | N | Y |  | Y |  |  |  | 1 | 1959 | 595000 | 0.5 | 1.2 | 2985 | PB | DP | OT | 1977 | 2002 | 2005 | MS | SS | [20 empty] | OP | EC |  |  | 14 |  | 3.4¦¦ 2.4 | ¦¦ 4.6 |  |  | 95¦¦ 97 | 550 | 805000¦¦ 1172000 |  |  |  |  | COAL | MI | Dan E Karn | 1702 | 1 | 2010 |  | ARP, CAIRNOX, CAIROS, CAIRSO2 | 6471.24 | 12 | 1488448.76 |  | 6144.864 | 0.0887 | 609.921 | 1500685.151 | 14308611.37 | 5 |  | Bay | Electric Utility | 4911 | Electric Services | 43.6425 | -83.8431 | Consumers Energy Company (Owner/Operator) | Phase 2 | Phase II Group 1 | Operating | Tangentially-fired | Coal | Diesel Oil |  | Selective Catalytic Reduction | Electrostatic Precipitator | 3400 | 9.6108 | COAL | 279 | -25.7353 | 0.0887 | 0.8589 | 9.6108
4254 | Consumers Energy Co | 1702 | Dan E Karn | MI | Bay | 2A | ST | OP | 136 | 260 | 260 | G382 | 3 | 1961 | SUB | BIT | N | Y | N | Electric Utility |  |  |  |  | N | Y |  | Y |  |  |  | 2 | 1961 | 595000 | 0.3 | 1.2 | 3931 | PB | DP | OT | 1978 | 2002 | 2007 | MS | SS | [20 empty] | OP | EC |  |  | 14 |  | 3.4¦¦ 2.4 | ¦¦ 4.6 |  |  | 95¦¦ 97 | 550 | 820000¦¦ 1172000 |  |  |  |  | COAL | MI | Dan E Karn | 1702 | 2 | 2010 |  | ARP, CAIRNOX, CAIROS, CAIRSO2 | 6837.56 | 12 | 1596493.73 |  | 6941.374 | 0.0719 | 500.395 | 1551820.636 | 14796135.48 | 5 |  | Bay | Electric Utility | 4911 | Electric Services | 43.6425 | -83.8431 | Consumers Energy Company (Owner/Operator) | Phase 2 | Phase II Group 1 | Operating | Dry bottom wall-fired boiler | Coal | Diesel Oil |  | Low NOx Burner Technology w/ Overfire Air Selective Catalytic Reduction | Electrostatic Precipitator | 3100 | 9.2099 | COAL | 287 | 448.0769 | 0.0719 | 0.93827 | 9.2099
4254 | Consumers Energy Co | 1702 | Dan E Karn | MI | Bay | 2B | ST | OP | 136 |  |  | G382 | 3 | 1961 | SUB | BIT | N | Y | N | Electric Utility |  |  |  |  | N | Y |  | Y |  |  |  | 2 | 1961 | 595000 | 0.3 | 1.2 | 3931 | PB | DP | OT | 1978 | 2002 | 2007 | MS | SS | [20 empty] | OP | EC |  |  | 14 |  | 3.4¦¦ 2.4 | ¦¦ 4.6 |  |  | 95¦¦ 97 | 550 | 820000¦¦ 1172000 |  |  |  |  | COAL | MI | Dan E Karn | 1702 | 2 | 2010 |  | ARP, CAIRNOX, CAIROS, CAIRSO2 | 6837.56 | 12 | 1596493.73 |  | 6941.374 | 0.0719 | 500.395 | 1551820.636 | 14796135.48 | 5 |  | Bay | Electric Utility | 4911 | Electric Services | 43.6425 | -83.8431 | Consumers Energy Company (Owner/Operator) | Phase 2 | Phase II Group 1 | Operating | Dry bottom wall-fired boiler | Coal | Diesel Oil |  | Low NOx Burner Technology w/ Overfire Air Selective Catalytic Reduction | Electrostatic Precipitator | 3100 | 9.2099 | COAL | 287 | -55.1471 | 0.0719 | 0.93827 | 9.2099
4254 | Consumers Energy Co | 1704 | Five Channels | MI | Iosco | 2 | HY | OP | 3 | 2.7 | 2.7 |  | 1 | 1912 | WAT |  | N | Y | N | Electric Utility | [62 empty] | N/A | [39 empty] | 0 | 0 | 10.4
4254 | Consumers Energy Co | 1705 | Foote | MI | Iosco | 2 | HY | OP | 3 | 1 | 1.1 |  | 1 | 1918 | WAT |  | N | Y | N | Electric Utility | [62 empty] | N/A | [39 empty] | 0 | 0 | 10.4
4254 | Consumers Energy Co | 1705 | Foote | MI | Iosco | 3 | HY | OP | 3 | 1 | 1.1 |  | 1 | 1918 | WAT |  | N | Y | N | Electric Utility | [62 empty] | N/A | [39 empty] | 0 | 0 | 10.4
4254 | Consumers Energy Co | 1707 | Hardy | MI | Newaygo | 2 | HY | OP | 10 | 10.8 | 10.8 |  | 6 | 1931 | WAT |  | N | Y | N | Electric Utility | [62 empty] | N/A | [39 empty] | 0 | 0 | 10.4
4254 | Consumers Energy Co | 1707 | Hardy | MI | Newaygo | 3 | HY | OP | 11.5 | 11.5 | 11.5 |  | 6 | 1931 | WAT |  | N | Y | N | Electric Utility | [62 empty] | N/A | [39 empty] | 0 | 0 | 10.4
4254 | Consumers Energy Co | 1708 | Hodenpyl | MI | Wexford | 1 | HY | OP | 9.5 | 1.9 | 2.2 |  | 7 | 1925 | WAT |  | N | Y | N | Electric Utility | [62 empty] | N/A | [39 empty] | 0 | 0 | 10.4
4254 | Consumers Energy Co | 1708 | Hodenpyl | MI | Wexford | 2 | HY | OP | 9.5 | 1.9 | 2.2 |  | 8 | 1925 | WAT |  | N | Y | N | Electric Utility | [62 empty] | N/A | [39 empty] | 0 | 0 | 10.4
4254 | Consumers Energy Co | 1712 | Loud | MI | Iosco | 2 | HY | OP | 2 | 2.2 | 2.2 |  | 1 | 1913 | WAT |  | N | Y | N | Electric Utility | [62 empty] | N/A | [39 empty] | 0 | 0 | 10.4
4254 | Consumers Energy Co | 1714 | Mio | MI | Oscoda | 2 | HY | OP | 2.5 | 0.7 | 0.8 |  | 1 | 1916 | WAT |  | N | Y | N | Electric Utility | [62 empty] | N/A | [39 empty] | 0 | 0 | 10.4
4254 | Consumers Energy Co | 1716 | Rogers | MI | Mecosta | 2 | HY | OP | 1.7 | 0.7 | 0.8 |  | 1 | 1922 | WAT |  | N | Y | N | Electric Utility | [62 empty] | N/A | [39 empty] | 0 | 0 | 10.4
4254 | Consumers Energy Co | 1716 | Rogers | MI | Mecosta | 3 | HY | OP | 1.7 | 0.7 | 0.8 |  | 1 | 1922 | WAT |  | N | Y | N | Electric Utility | [62 empty] | N/A | [39 empty] | 0 | 0 | 10.4
4254 | Consumers Energy Co | 1716 | Rogers | MI | Mecosta | 4 | HY | OP | 1.7 | 0.7 | 0.8 |  | 1 | 1922 | WAT |  | N | Y | N | Electric Utility | [62 empty] | N/A | [39 empty] | 0 | 0 | 10.4
4277 | Converse Energy Inc | 52049 | Clifton Dam 3 Power Station | SC | Spartanburg | 1H | HY | OP | 0.7 | 0.7 | 0.7 |  | 4 | 1987 | WAT |  | N | Y | N | IPP Non-CHP | [62 empty] | N/A | [39 empty] | 0 | 0 | 10.4
4277 | Converse Energy Inc | 52049 | Clifton Dam 3 Power Station | SC | Spartanburg | 2V | HY | OP | 0.5 | 0.5 | 0.5 |  | 8 | 1985 | WAT |  | N | Y | N | IPP Non-CHP | [62 empty] | N/A | [39 empty] | 0 | 0 | 10.4
4329 | Copper Valley Elec Assn, Inc | 390 | Solomon Gulch | AK | Valdez-Cordova | 1 | HY | OP | 6 | 6 | 6 |  | 1 | 1982 | WAT |  | N | N | N | Electric Utility | [62 empty] | N/A | [39 empty] | 0 | 0 | 10.4
4329 | Copper Valley Elec Assn, Inc | 390 | Solomon Gulch | AK | Valdez-Cordova | 2 | HY | OP | 6 | 6 | 6 |  | 1 | 1982 | WAT |  | N | N | N | Electric Utility | [62 empty] | N/A | [39 empty] | 0 | 0 | 10.4
4329 | Copper Valley Elec Assn, Inc | 6305 | Glennallen | AK | Valdez-Cordova | 3 | IC | OP | 0.5 | 0.5 | 0.5 |  | 4 | 1963 | DFO |  | N | N | N | Electric Utility | [62 empty] | LIQUID | [39 empty] | 0.7385 | 0.025484 | 12.5895
4329 | Copper Valley Elec Assn, Inc | 6305 | Glennallen | AK | Valdez-Cordova | 4 | IC | OP | 0.5 | 0.5 | 0.5 |  | 4 | 1966 | DFO |  | N | N | N | Electric Utility | [62 empty] | LIQUID | [39 empty] | 0.7385 | 0.025484 | 12.5895
4329 | Copper Valley Elec Assn, Inc | 6305 | Glennallen | AK | Valdez-Cordova | 5 | IC | OP | 0.5 | 0.5 | 0.5 |  | 4 | 1966 | DFO |  | N | N | N | Electric Utility | [62 empty] | LIQUID | [39 empty] | 0.7385 | 0.025484 | 12.5895
4329 | Copper Valley Elec Assn, Inc | 6305 | Glennallen | AK | Valdez-Cordova | 6 | IC | OP | 2.6 | 2.5 | 2.5 |  | 5 | 1976 | DFO |  | N | N | N | Electric Utility | [62 empty] | LIQUID | [39 empty] | 0.7385 | 0.025484 | 12.5895
4329 | Copper Valley Elec Assn, Inc | 6305 | Glennallen | AK | Valdez-Cordova | 7 | IC | OP | 2.6 | 2.5 | 2.5 |  | 5 | 1976 | DFO |  | N | N | N | Electric Utility | [62 empty] | LIQUID | [39 empty] | 0.7385 | 0.025484 | 12.5895
4329 | Copper Valley Elec Assn, Inc | 6305 | Glennallen | AK | Valdez-Cordova | 8 | IC | OP | 1.2 | 1.2 | 1.2 |  | 2 | 1999 | DFO |  | N | N | N | Electric Utility | [62 empty] | LIQUID | [39 empty] | 0.7385 | 0.025484 | 12.5895
4329 | Copper Valley Elec Assn, Inc | 6305 | Glennallen | AK | Valdez-Cordova | 9 | IC | OP | 2.8 | 2.8 | 2.1 |  | 5 | 2010 | DFO |  | N | N | N | Electric Utility |  |  |  |  | N | [57 empty] | LIQUID | [39 empty] | 0.7385 | 0.025484 | 12.5895
4329 | Copper Valley Elec Assn, Inc | 6306 | Valdez | AK | Valdez-Cordova | 1 | IC | OP | 0.5 | 0.5 | 0.5 |  | 1 | 1967 | DFO |  | N | N | N | Electric Utility | [62 empty] | LIQUID | [39 empty] | 0.7385 | 0.025484 | 12.5895
4329 | Copper Valley Elec Assn, Inc | 6306 | Valdez | AK | Valdez-Cordova | 2 | IC | OP | 0.5 | 0.5 | 0.5 |  | 1 | 1967 | DFO |  | N | N | N | Electric Utility | [62 empty] | LIQUID | [39 empty] | 0.7385 | 0.025484 | 12.5895
4329 | Copper Valley Elec Assn, Inc | 6306 | Valdez | AK | Valdez-Cordova | 3 | IC | OP | 0.5 | 0.5 | 0.5 |  | 1 | 1967 | DFO |  | N | N | N | Electric Utility | [62 empty] | LIQUID | [39 empty] | 0.7385 | 0.025484 | 12.5895
4329 | Copper Valley Elec Assn, Inc | 6306 | Valdez | AK | Valdez-Cordova | 4 | IC | OP | 1.9 | 1.5 | 1.5 |  | 10 | 1972 | DFO |  | N | N | N | Electric Utility | [62 empty] | LIQUID | [39 empty] | 0.7385 | 0.025484 | 12.5895
4329 | Copper Valley Elec Assn, Inc | 6306 | Valdez | AK | Valdez-Cordova | 5 | IC | OP | 2.6 | 2 | 2 |  | 6 | 1975 | DFO |  | N | N | N | Electric Utility | [62 empty] | LIQUID | [39 empty] | 0.7385 | 0.025484 | 12.5895
4329 | Copper Valley Elec Assn, Inc | 6306 | Valdez | AK | Valdez-Cordova | 6 | IC | OP | 0.9 | 0.8 | 0.8 |  | 8 | 1974 | DFO |  | N | N | N | Electric Utility | [62 empty] | LIQUID | [39 empty] | 0.7385 | 0.025484 | 12.5895
4329 | Copper Valley Elec Assn, Inc | 6306 | Valdez | AK | Valdez-Cordova | 7 | GT | OP | 2.8 | 2.8 | 2.8 |  | 8 | 1976 | DFO |  | N | N | N | Electric Utility | [62 empty] | LIQUID | [39 empty] | 1.3507 | 0.01803 | 9.9229
4329 | Copper Valley Elec Assn, Inc | 7841 | Valdez Cogen | AK | Valdez-Cordova | 1 | GT | OP | 5.3 | 5.1 | 5.3 |  | 4 | 2000 | JF |  | N | N | Y | Electric Utility | [62 empty] | LIQUID | [39 empty] | 0.9 | 0.026988 | 10.4
4361 | Corn Products Intl-Stock | 52115 | Corn Products Stockton Plant | CA | SAN JOAQUIN | GEN1 | GT | OP | 2.8 | 2.8 | 2.8 |  | 3 | 1984 | NG |  | N | N | Y | Industrial CHP |  |  |  |  | N | [57 empty] | GAS | [39 empty] | 0.32505 | 0.0024919 | 8.3661
4363 | Corn Belt Power Coop | 1217 | Earl F Wisdom | IA | Clay | 1 | ST | OP | 33 | 37.5 | 38 |  | 4 | 1960 | BIT | SUB | N | Y | N | Electric Utility |  |  |  |  | N | Y |  | Y | [37 empty] | OP | EK | MC |  | 20 |  | 2 |  |  |  | 96 | 83 | 179000 |  |  |  |  | COAL | IA | Earl F Wisdom | 1217 | 1 | 2010 |  | ARP, CAIRNOX, CAIROS, CAIRSO2 | 1133.27 | 12 | 28527.25 |  | 329.039 | 0.5537 | 132.368 | 33852.879 | 329953.09 | 7 | Mid-Continent Area Power Pool | Clay | Electric Utility | 4911 | Electric Services | 43.1606 | -95.2569 | Corn Belt Power Cooperative (Owner/Operator) | Phase 2 | Phase II Group 1 | Operating | Dry bottom wall-fired boiler | Coal |  |  | Low NOx Burner Technology (Dry Bottom only) | Electrostatic Precipitator | 480 | 11.2359 | COAL | 40 | 1973.6842 | 0.5537 | 1.9945 | 11.2359
4363 | Corn Belt Power Coop | 1217 | Earl F Wisdom | IA | Clay | 2 | GT | OP | 110 | 76 | 80 |  | 4 | 2004 | NG | DFO | Y | Y | N | Electric Utility |  |  |  |  | N | [57 empty] | GAS | IA | Earl F Wisdom | 1217 | 2 | 2010 |  | ARP, CAIRNOX, CAIROS, CAIRSO2 | 28.15 | 12 | 2099.34 |  | 0.026 | 0.0439 | 0.39 | 1282.048 | 21086.034 | 7 | Mid-Continent Area Power Pool | Clay | Electric Utility | 4911 | Electric Services | 43.1606 | -95.2569 | Corn Belt Power Cooperative (Owner/Operator) Basin Electric Power Cooperative (Owner) | Phase 2 |  | Operating | Combustion turbine | Pipeline Natural Gas | Diesel Oil |  | Dry Low NOx Burners Water Injection |  | 1096.9 | 9.725 | GAS | 98 | 1887.5 | 0.0439 | 0.0024661 | 9.725
4375 | City of Corning | 1134 | Corning | IA | ADAMS | 5 | IC | OP | 2.8 | 2.8 | 2.8 |  | 6 | 1975 | DFO |  | N | Y | N | Electric Utility |  |  |  |  | N | [57 empty] | LIQUID | [39 empty] | 0.7385 | 0.025484 | 12.5895
4375 | City of Corning | 1134 | Corning | IA | ADAMS | 6 | IC | OP | 2 | 2 | 2 |  | 3 | 2006 | DFO |  | N | Y | N | Electric Utility |  |  |  |  | N | [57 empty] | LIQUID | [39 empty] | 0.7385 | 0.025484 | 12.5895
4375 | City of Corning | 1134 | Corning | IA | ADAMS | 7 | IC | OP | 2 | 2 | 2 |  | 3 | 2006 | DFO |  | N | Y | N | Electric Utility |  |  |  |  | N | [57 empty] | LIQUID | [39 empty] | 0.7385 | 0.025484 | 12.5895
4382 | Colton Power LP | 55934 | Century Generating Facility | CA | San Bernardino | C1 | GT | OP | 11.2 | 9.5 | 11 |  | 9 | 2001 | NG |  | N | Y | N | IPP Non-CHP |  |  |  |  | N | [57 empty] | GAS | [39 empty] | 0.11403 | 0.0010297 | 10.4427
4382 | Colton Power LP | 55934 | Century Generating Facility | CA | San Bernardino | C2 | GT | OP | 11.2 | 9.5 | 11 |  | 9 | 2001 | NG |  | N | Y | N | IPP Non-CHP |  |  |  |  | N | [57 empty] | GAS | [39 empty] | 0.11403 | 0.0010297 | 10.4427
4382 | Colton Power LP | 55934 | Century Generating Facility | CA | San Bernardino | C3 | GT | OP | 11.2 | 9.5 | 11 |  | 9 | 2001 | NG |  | N | Y | N | IPP Non-CHP |  |  |  |  | N | [57 empty] | GAS | [39 empty] | 0.11403 | 0.0010297 | 10.4427
4382 | Colton Power LP | 55934 | Century Generating Facility | CA | San Bernardino | C4 | GT | OP | 11.2 | 9.5 | 11 |  | 9 | 2001 | NG |  | N | Y | N | IPP Non-CHP |  |  |  |  | N | [57 empty] | GAS | [39 empty] | 0.11403 | 0.0010297 | 10.4427
4382 | Colton Power LP | 55935 | Drews Generating Facility | CA | San Bernardino | D1 | GT | OP | 11.2 | 9.5 | 11 |  | 8 | 2001 | NG |  | N | Y | N | IPP Non-CHP |  |  |  |  | N | [57 empty] | GAS | [39 empty] | 0.11403 | 0.0010297 | 10.4427
4382 | Colton Power LP | 55935 | Drews Generating Facility | CA | San Bernardino | D2 | GT | OP | 11.2 | 9.5 | 11 |  | 8 | 2001 | NG |  | N | Y | N | IPP Non-CHP |  |  |  |  | N | [57 empty] | GAS | [39 empty] | 0.11403 | 0.0010297 | 10.4427
4382 | Colton Power LP | 55935 | Drews Generating Facility | CA | San Bernardino | D3 | GT | OP | 11.2 | 9.5 | 11 |  | 8 | 2001 | NG |  | N | Y | N | IPP Non-CHP |  |  |  |  | N | [57 empty] | GAS | [39 empty] | 0.11403 | 0.0010297 | 10.4427
4382 | Colton Power LP | 55935 | Drews Generating Facility | CA | San Bernardino | D4 | GT | OP | 11.2 | 9.5 | 11 |  | 8 | 2001 | NG |  | N | Y | N | IPP Non-CHP |  |  |  |  | N | [57 empty] | GAS | [39 empty] | 0.11403 | 0.0010297 | 10.4427
4383 | Corpus Christi Cogeneration LLC | 55206 | Corpus Christi Energy Center | TX | Nueces | CT1 | CT | OP | 190 | 159 | 153 |  | 10 | 2002 | NG |  | N | Y | Y | IPP CHP |  |  |  |  | N | [57 empty] | GAS | TX | Corpus Christi Energy Center | 55206 | CU1 | 2010 |  | ARP, CAIRNOX, CAIRSO2 | 7086.72 | 12 | 1501247.87 |  | 3.82 | 0.0371 | 205.054 | 747091.659 | 12571185.97 | 6 |  | Nueces | Cogeneration | 4911 | Electric Services | 27.8139 | -97.4283 | Corpus Christi Cogeneration, LP (Owner) Calpine Operating Services Company, Inc. (Operator) | Phase 2 |  | Operating | Combined cycle | Pipeline Natural Gas | Other Gas |  | Dry Low NOx Burners |  | 2500 | 8.2285 | GAS | 284 | 71.8954 | 0.0371 | 0.000608 | 8.2285
4383 | Corpus Christi Cogeneration LLC | 55206 | Corpus Christi Energy Center | TX | Nueces | CT2 | CT | OP | 190 | 159 | 153 |  | 10 | 2002 | NG |  | N | Y | Y | IPP CHP |  |  |  |  | N | [57 empty] | GAS | TX | Corpus Christi Energy Center | 55206 | CU2 | 2010 |  | ARP, CAIRNOX, CAIRSO2 | 6379.94 | 12 | 1375449.25 |  | 3.442 | 0.0434 | 197.848 | 675966.519 | 11374439.85 | 6 |  | Nueces | Cogeneration | 4911 | Electric Services | 27.8139 | -97.4283 | Corpus Christi Cogeneration, LP (Owner) Calpine Operating Services Company, Inc. (Operator) | Phase 2 |  | Operating | Combined cycle | Pipeline Natural Gas | Other Gas |  | Dry Low NOx Burners |  | 2500 | 8.1626 | GAS | 290 | 52.2876 | 0.0434 | 0.000605 | 8.1626
4383 | Corpus Christi Cogeneration LLC | 55206 | Corpus Christi Energy Center | TX | Nueces | ST1 | CA | OP | 195.5 | 165 | 165 |  | 10 | 2002 | NG | NG | Y | Y | Y | IPP CHP |  |  |  |  | N | [6 empty] | STACK1¦¦STACK2 | 2002 | 719952 | [48 empty] | GAS | [39 empty] | 0 | 0 | 10.4
4386 | Cornell Hydro | 10286 | Cornell Hydro | NY | Tompkins | 1 | HY | OP | 0.8 | 0.5 | 0.7 |  | 12 | 1981 | WAT |  | N | N | N | Commercial Non-CHP |  |  |  |  | N | [57 empty] | N/A | [39 empty] | 0 | 0 | 10.4
4397 | Coso Operating Co LLC | 10873 | Coso Finance Partners | CA | Inyo | GEN1 | ST | OP | 32.2 | 27.5 | 27.5 |  | 7 | 1987 | GEO |  | N | Y | N | IPP Non-CHP |  |  |  |  | N | [57 empty] | N/A | [39 empty] | 0 | 0 | 10.4
4397 | Coso Operating Co LLC | 10873 | Coso Finance Partners | CA | Inyo | GEN2 | ST | OP | 30 | 27 | 27 |  | 11 | 1988 | GEO |  | N | Y | N | IPP Non-CHP |  |  |  |  | N | [57 empty] | N/A | [39 empty] | 0 | 0 | 10.4
4397 | Coso Operating Co LLC | 10873 | Coso Finance Partners | CA | Inyo | GEN3 | ST | OP | 30 | 26.7 | 27.2 |  | 11 | 1988 | GEO |  | N | Y | N | IPP Non-CHP |  |  |  |  | N | [57 empty] | N/A | [39 empty] | 0 | 0 | 10.4
4397 | Coso Operating Co LLC | 10874 | Coso Power Developers | CA | Inyo | GEN4 | ST | OP | 30 | 30 | 30 |  | 11 | 1989 | GEO |  | N | Y | N | IPP Non-CHP |  |  |  |  | N | [57 empty] | N/A | [39 empty] | 0 | 0 | 10.4
4397 | Coso Operating Co LLC | 10874 | Coso Power Developers | CA | Inyo | GEN5 | ST | OP | 30 | 23.4 | 27 |  | 12 | 1989 | GEO |  | N | Y | N | IPP Non-CHP |  |  |  |  | N | [57 empty] | N/A | [39 empty] | 0 | 0 | 10.4
4397 | Coso Operating Co LLC | 10874 | Coso Power Developers | CA | Inyo | GEN6 | ST | OP | 30 | 26.9 | 29 |  | 12 | 1989 | GEO |  | N | Y | N | IPP Non-CHP |  |  |  |  | N | [57 empty] | N/A | [39 empty] | 0 | 0 | 10.4
4397 | Coso Operating Co LLC | 10875 | Coso Energy Developers | CA | Inyo | GEN7 | ST | OP | 30 | 21.8 | 26.1 |  | 12 | 1988 | GEO |  | N | Y | N | IPP Non-CHP |  |  |  |  | N | [57 empty] | N/A | [39 empty] | 0 | 0 | 10.4
4397 | Coso Operating Co LLC | 10875 | Coso Energy Developers | CA | Inyo | GEN8 | ST | OP | 30 | 22.5 | 28.5 |  | 12 | 1988 | GEO |  | N | Y | N | IPP Non-CHP |  |  |  |  | N | [57 empty] | N/A | [39 empty] | 0 | 0 | 10.4
4397 | Coso Operating Co LLC | 10875 | Coso Energy Developers | CA | Inyo | GEN9 | ST | OP | 30 | 23.5 | 28.7 |  | 8 | 1989 | GEO |  | N | Y | N | IPP Non-CHP |  |  |  |  | N | [57 empty] | N/A | [39 empty] | 0 | 0 | 10.4
4405 | Cottonwood Energy Co LP | 55358 | Cottonwood Energy Project | TX | Newton | CT1 | CT | OP | 178 | 152.7 | 178.7 |  | 7 | 2003 | NG |  | N | Y | N | IPP Non-CHP |  |  |  |  | N | [57 empty] | GAS | TX | Cottonwood Energy Project | 55358 | CT1 | 2010 |  | ARP, CAIRNOX, CAIRSO2 | 3013.5 | 12 | 680977.25 |  | 1.579 | 0.0281 | 47.6 | 311184 | 5236228.375 | 6 | Southeastern Electric Reliability Council | Newton | Electric Utility | 3511 | Turbines and Turbine Generator | 30.2588 | -93.7353 | Cottonwood Energy Company, LP (Owner) North American Energy Services (Operator) | Phase 2 |  | Operating | Combined cycle | Pipeline Natural Gas |  |  | Dry Low NOx Burners Selective Catalytic Reduction |  | 2550 | 7.5452 | GAS | 331 | 1573.8668 | 0.0281 | 0.000603 | 7.5452
4405 | Cottonwood Energy Co LP | 55358 | Cottonwood Energy Project | TX | Newton | CT2 | CT | OP | 178 | 152.7 | 178.7 |  | 7 | 2003 | NG |  | N | Y | N | IPP Non-CHP |  |  |  |  | N | [57 empty] | GAS | TX | Cottonwood Energy Project | 55358 | CT2 | 2010 |  | ARP, CAIRNOX, CAIRSO2 | 3651.75 | 12 | 808322.5 |  | 1.874 | 0.0231 | 52.743 | 369697.4 | 6220849.05 | 6 | Southeastern Electric Reliability Council | Newton | Electric Utility | 3511 | Turbines and Turbine Generator | 30.2588 | -93.7353 | Cottonwood Energy Company, LP (Owner) North American Energy Services (Operator) | Phase 2 |  | Operating | Combined cycle | Pipeline Natural Gas |  |  | Dry Low NOx Burners Selective Catalytic Reduction |  | 2550 | 7.5339 | GAS | 323 | 1596.2507 | 0.0231 | 0.000602 | 7.5339
4405 | Cottonwood Energy Co LP | 55358 | Cottonwood Energy Project | TX | Newton | CT3 | CT | OP | 178 | 152.7 | 178.7 |  | 7 | 2003 | NG |  | N | Y | N | IPP Non-CHP |  |  |  |  | N | [57 empty] | GAS | TX | Cottonwood Energy Project | 55358 | CT3 | 2010 |  | ARP, CAIRNOX, CAIRSO2 | 5392.75 | 12 | 1137030 |  | 2.611 | 0.0202 | 64.386 | 516847.475 | 8696916.825 | 6 | Southeastern Electric Reliability Council | Newton | Electric Utility | 3511 | Turbines and Turbine Generator | 30.2588 | -93.7353 | Cottonwood Energy Company, LP (Owner) North American Energy Services (Operator) | Phase 2 |  | Operating | Combined cycle | Pipeline Natural Gas |  |  | Dry Low NOx Burners Selective Catalytic Reduction |  | 2550 | 7.5783 | GAS | 342 | 1543.089 | 0.0202 | 0.0006 | 7.5783
4405 | Cottonwood Energy Co LP | 55358 | Cottonwood Energy Project | TX | Newton | CT4 | CT | OP | 178 | 152.7 | 178.7 |  | 7 | 2003 | NG |  | N | Y | N | IPP Non-CHP |  |  |  |  | N | [57 empty] | GAS | TX | Cottonwood Energy Project | 55358 | CT4 | 2010 |  | ARP, CAIRNOX, CAIRSO2 | 2704.25 | 12 | 583333.75 |  | 1.347 | 0.0245 | 37.295 | 266517.475 | 4484668.025 | 6 | Southeastern Electric Reliability Council | Newton | Electric Utility | 3511 | Turbines and Turbine Generator | 30.2588 | -93.7353 | Cottonwood Energy Company, LP (Owner) North American Energy Services (Operator) | Phase 2 |  | Operating | Combined cycle | Pipeline Natural Gas |  |  | Dry Low NOx Burners Selective Catalytic Reduction |  | 2550 | 7.5351 | GAS | 339 | 1551.4829 | 0.0245 | 0.000601 | 7.5351
4405 | Cottonwood Energy Co LP | 55358 | Cottonwood Energy Project | TX | Newton | ST1 | CA | OP | 156 | 155.7 | 150.8 |  | 7 | 2003 | NG |  | N | Y | N | IPP Non-CHP |  |  |  |  | N | [6 empty] | 110STK | 2003 | 921171 | [48 empty] | GAS | [39 empty] | 0 | 0 | 10.4
4405 | Cottonwood Energy Co LP | 55358 | Cottonwood Energy Project | TX | Newton | ST2 | CA | OP | 156 | 155.7 | 150.8 |  | 7 | 2003 | NG |  | N | Y | N | IPP Non-CHP |  |  |  |  | N | [6 empty] | 120STK | 2003 | 921171 | [48 empty] | GAS | [39 empty] | 0 | 0 | 10.4
4405 | Cottonwood Energy Co LP | 55358 | Cottonwood Energy Project | TX | Newton | ST3 | CA | OP | 156 | 155.7 | 150.8 |  | 7 | 2003 | NG |  | N | Y | N | IPP Non-CHP |  |  |  |  | N | [6 empty] | 130STK | 2003 | 921171 | [48 empty] | GAS | [39 empty] | 0 | 0 | 10.4
4405 | Cottonwood Energy Co LP | 55358 | Cottonwood Energy Project | TX | Newton | ST4 | CA | OP | 156 | 155.7 | 150.8 |  | 7 | 2003 | NG |  | N | Y | N | IPP Non-CHP |  |  |  |  | N | [6 empty] | 140STK | 2003 | 921171 | [48 empty] | GAS | [39 empty] | 0 | 0 | 10.4
4413 | Cox Waste-to-Energy | 54850 | Cox Waste to Energy | KY | Taylor | 1 | ST | OP | 4 | 3 | 2.5 |  | 1 | 1995 | WDS |  | N | Y | Y | Industrial CHP |  |  |  |  | Y | [57 empty] | OTHER SOLID | [39 empty] | 0.20557 | 0.025112 | 14.5008
4413 | Cox Waste-to-Energy | 54850 | Cox Waste to Energy | KY | Taylor | 2 | ST | OP | 1 | 0.3 | 0.9 |  | 10 | 2002 | WDS |  | N | Y | Y | Industrial CHP |  |  |  |  | Y | [57 empty] | OTHER SOLID | [39 empty] | 0.14774 | 0.018166 | 15.126
4417 | Corn Products Intl Inc | 54618 | Corn Products Winston Salem | NC | Forsyth | 7500 | ST | OP | 7.5 | 6.6 | 6.6 |  | 12 | 1985 | WDS | BIT | Y | N | Y | Industrial CHP |  |  |  |  | Y | [57 empty] | OTHER SOLID | [39 empty] | 0.15876 | 0.03267 | 14.3317
4417 | Corn Products Intl Inc | 54618 | Corn Products Winston Salem | NC | Forsyth | 900 | ST | OP | 0.9 | 0.4 | 0.5 |  | 5 | 1993 | WDS | BIT | Y | N | Y | Industrial CHP |  |  |  |  | Y | [57 empty] | OTHER SOLID | [39 empty] | 0.12964 | 0.026784 | 15.3333
4425 | Covanta Fairfax Inc | 50658 | Covanta Fairfax Energy | VA | Fairfax | GEN1 | ST | OP | 62 | 49 | 49 |  | 3 | 1990 | MSW | NG | N | Y | N | IPP Non-CHP |  |  |  |  | N | [6 empty] | FL001¦¦FL002¦¦FL003¦¦FL004 | 1990 | 60875¦¦ 60815 | 0.14 | 3 |  | PB | DP |  | 1971 | 1971 |  | MS | NC | [5 empty] | OP | SP |  |  |  | LI |  |  |  | N |  | 80 | 44 | 180000 | 100 | OP | BP | [8 empty] | 99.5 | 8 | 180000 | OP | LN | OV | SR | OTHER SOLID | [39 empty] | 0 | 0 | 10.4
4425 | Covanta Fairfax Inc | 50658 | Covanta Fairfax Energy | VA | Fairfax | GEN2 | ST | OP | 62 | 49 | 49 |  | 3 | 1990 | MSW | NG | N | Y | N | IPP Non-CHP |  |  |  |  | N | [6 empty] | FL001¦¦FL002¦¦FL003¦¦FL004 | 1990 | 60875¦¦ 60815 | 0.14 | 3 |  | PB | DP |  | 1971 | 1971 |  | MS | NC | [5 empty] | OP | SP |  |  |  | LI |  |  |  | N |  | 80 | 44 | 180000 | 100 | OP | BP | [8 empty] | 99.5 | 8 | 180000 | OP | LN | OV | SR | OTHER SOLID | [39 empty] | 0 | 0 | 10.4
4426 | NAES Corp | 54945 | CT Resource Rec Authority Facility | CT | Hartford | NO 5 | ST | OP | 45 | 33.6 | 35.4 |  | 7 | 1988 | MSW |  | N | Y | N | IPP Non-CHP |  |  |  |  | N | [25 empty] | OP | SD |  |  |  | LI |  |  |  | N |  | 75 | 105 | 14400¦¦ 144000¦¦ 144000 | 100 | OP | BR | [8 empty] | 99.8 | 8 | 144000 |  |  |  |  | OTHER SOLID | [39 empty] | 0 | 0 | 10.4
4426 | NAES Corp | 54945 | CT Resource Rec Authority Facility | CT | Hartford | NO 6 | ST | OP | 45 | 34.9 | 27.9 |  | 7 | 1988 | MSW |  | N | Y | N | IPP Non-CHP |  |  |  |  | N | [25 empty] | OP | SD |  |  |  | LI |  |  |  | N |  | 75 | 105 | 14400¦¦ 144000¦¦ 144000 | 100 | OP | BR | [8 empty] | 99.8 | 8 | 144000 |  |  |  |  | OTHER SOLID | [39 empty] | 0 | 0 | 10.4
4427 | Covanta Projects LP | 50664 | Covanta Wallingford Energy | CT | New Haven | GEN1 | ST | OP | 11 | 8.4 | 8.4 |  | 10 | 1988 | MSW |  | N | Y | N | IPP Non-CHP |  |  |  |  | N | [25 empty] | OP | SD |  |  |  | LI |  |  |  | N |  | 70 | 17 | 39000 | 100 | OP | BP | [8 empty] | 99.9 | 2 | 37000 |  |  |  |  | OTHER SOLID | [39 empty] | 0 | 0 | 10.4
4434 | New Martinsville Hannibal Hydro | 50036 | New Martinsville Hannibal Hydro | WV | Wetzel | UNT1 | HY | OP | 18.7 | 6.8 | 13.7 |  | 8 | 1988 | WAT |  | N | Y | N | IPP Non-CHP |  |  |  |  | N | [57 empty] | N/A | [39 empty] | 0 | 0 | 10.4
4434 | New Martinsville Hannibal Hydro | 50036 | New Martinsville Hannibal Hydro | WV | Wetzel | UNT2 | HY | OP | 18.7 | 7.2 | 13.8 |  | 7 | 1988 | WAT |  | N | Y | N | IPP Non-CHP |  |  |  |  | N | [57 empty] | N/A | [39 empty] | 0 | 0 | 10.4
4435 | Covanta Energy Co | 10013 | Covanta Hennepin Energy | MN | Hennepin | GEN1 | ST | OP | 39.5 | 33.7 | 33.7 |  | 10 | 1989 | MSW |  | N | N | N | IPP Non-CHP |  |  |  |  | N | [25 empty] | OP | CD |  |  |  | LI |  |  |  | N |  | 95 | 1.5 | 100000 | 100 | OP | BR | [8 empty] | 99.9 | 3 | 153490 |  |  |  |  | OTHER SOLID | [39 empty] | 0 | 0 | 10.4
4436 | Convanta Hydro Ops West Inc | 54267 | Koma Kulshan Associates | WA | Whatcom | GEN1 | HY | OP | 12 | 12.4 | 12.4 |  | 10 | 1990 | WAT |  | N | Y | N | IPP Non-CHP | [62 empty] | N/A | [39 empty] | 0 | 0 | 10.4
4440 | Covanta Union Operations LLC | 50960 | Union County Resource Recovery | NJ | Union | GEN1 | ST | OP | 45 | 37.5 | 38.5 |  | 2 | 1994 | MSW |  | N | Y | N | Commercial Non-CHP | [30 empty] | OP | SD |  |  |  | LS |  |  |  | N |  | 85 | 3.59¦¦ 0¦¦ .754 | 143000 | 100 | OP | BP | [8 empty] | 99.6 | 1 | 143000 |  |  |  |  | OTHER SOLID | [39 empty] | 0 | 0 | 10.4
4447 | Covanta Lancaster Inc | 50859 | Lancaster County Resource Recovery | PA | Lancaster | GEN1 | ST | OP | 35.7 | 32.4 | 32.4 |  | 12 | 1990 | MSW | PG | N | Y | N | IPP Non-CHP |  |  |  |  | N | [25 empty] | OP | CD | SP |  |  | LI |  |  |  | N |  | 80 | 310 | 96570 | 100 | OP | BP | [8 empty] | 99 | 2571 | 96570 |  |  |  |  | OTHER SOLID | [39 empty] | 0 | 0 | 10.4
4458 | Covanta Warren Energy Resource Co LP | 10012 | Covanta Warren Energy | NJ | Warren | 1 | ST | OP | 13.5 | 10 | 10.5 |  | 9 | 1988 | MSW |  | N | Y | N | IPP Non-CHP |  |  |  |  | N | [9 empty] | 20 |  |  | OP | OT |  | 1982 | 2000 |  | MS | SS | [5 empty] | OP | SD |  |  |  | LI |  |  |  | N |  | 99.9 | 0.01 | 41705¦¦ 41382 | 100 | OP | BP | [8 empty] | 99.9 | 0.98 | 41382 | OP | OV¦¦LN | SR¦¦SN | ¦¦OV | OTHER SOLID | [39 empty] | 0 | 0 | 10.4
4464 | Crockett Cogeneration | 55084 | Crockett Cogen Project | CA | Contra Costa | GE1 | CS | OP | 247.4 | 247.4 | 247.4 |  | 12 | 1995 | NG |  | N | Y | Y | IPP CHP |  |  |  |  | N | [6 empty] | HRSG1 | 1996 | 1183000 | [48 empty] | GAS | [39 empty] | 0.013828 | 0.0005916 | 7.6184
4468 | Crestwood Corp | 54985 | Crestwood Dothan | AL | Houston | GEN1 | IC | OP | 1 | 1.2 | 1.2 |  | 1 | 1995 | DFO |  | N | Y | N | IPP Non-CHP |  |  |  |  | N | [57 empty] | LIQUID | [39 empty] | 0.7385 | 0.025484 | 12.5895
4468 | Crestwood Corp | 54985 | Crestwood Dothan | AL | Houston | GEN2 | IC | OP | 1 | 1.2 | 1.3 |  | 1 | 1995 | DFO |  | N | Y | N | IPP Non-CHP |  |  |  |  | N | [57 empty] | LIQUID | [39 empty] | 0.7385 | 0.025484 | 12.5895
4468 | Crestwood Corp | 54985 | Crestwood Dothan | AL | Houston | GEN3 | IC | OP | 2 | 1.5 | 1.7 |  | 12 | 2002 | DFO |  | N | Y | N | IPP Non-CHP |  |  |  |  | N | [57 empty] | LIQUID | [39 empty] | 0.7385 | 0.025484 | 12.5895
4468 | Crestwood Corp | 54985 | Crestwood Dothan | AL | Houston | GEN5 | IC | OP | 1 | 1.2 | 1.3 |  | 1 | 1996 | DFO |  | N | Y | N | IPP Non-CHP |  |  |  |  | N | [57 empty] | LIQUID | [39 empty] | 0.7385 | 0.025484 | 12.5895
4468 | Crestwood Corp | 54985 | Crestwood Dothan | AL | Houston | GEN9 | IC | OP | 2 | 2 | 2.3 |  | 2 | 2002 | DFO |  | N | Y | N | IPP Non-CHP |  |  |  |  | N | [57 empty] | LIQUID | [39 empty] | 0.7385 | 0.025484 | 12.5895
4474 | Covanta Bristol Inc | 50648 | Covanta Bristol Energy | CT | HARTFORD | GEN1 | ST | OP | 16.3 | 13.2 | 13.2 |  | 12 | 1987 | MSW | NG | N | Y | N | IPP Non-CHP | [30 empty] | OP | SD |  |  |  | LS |  |  |  | N |  | 85 | 39 | 67000 | 100 | OP | BP | [8 empty] | 99.9 | 0.5¦¦ .7 | 67000 |  |  |  |  | OTHER SOLID | [39 empty] | 0 | 0 | 10.4
4476 | Covanta Marion Inc | 50630 | Covanta Marion Inc | OR | MARION | GEN1 | ST | OP | 13.1 | 11.5 | 11.5 |  | 8 | 1986 | MSW | NG | N | Y | N | IPP Non-CHP |  |  |  |  | N | [25 empty] | OP | SD |  |  |  | LI |  |  |  | N |  | 80 | 115 | 35000 | 100 | OP | BR | [8 empty] | 90 | 3 | 62270¦¦ 64435 |  |  |  |  | OTHER SOLID | [39 empty] | 0 | 0 | 10.4
4482 | Covanta Lake Inc | 50629 | Covanta Lake County Energy | FL | Lake | GEN1 | ST | OP | 15.5 | 12.5 | 12.5 |  | 9 | 1990 | MSW |  | N | Y | N | IPP Non-CHP |  |  |  |  | N | [9 empty] | 40 | 5.15 | 0.5 | OP | DP | NP | 1974 | 1975 | 1996 | MS | SS | TU | IF |  |  |  | OP | SD |  |  |  | LI |  |  |  | N |  | 97 | 1 | 79627 | 100 | OP | BP | [8 empty] | 99 | 0 | 70836¦¦ 73529 |  |  |  |  | OTHER SOLID | [39 empty] | 0 | 0 | 10.4
4484 | Covanta Babylon Inc | 50649 | Covanta Babylon Inc | NY | Suffolk | GEN1 | ST | OP | 17 | 14.4 | 14.4 |  | 1 | 1989 | MSW |  | N | Y | N | IPP Non-CHP |  |  |  |  | N | [9 empty] | ¦¦ 40 | ¦¦ 5.15 | ¦¦ .45 | ¦¦OP | ¦¦DP | ¦¦NP | ¦¦ 1976 | ¦¦ 1975 | ¦¦ 1997 | ¦¦MS | ¦¦TU | ¦¦SS | ¦¦IF |  |  |  | OP | SD |  |  |  | LI |  |  |  | N |  | 97 | 0.18 | 70680 | 100 | OP | BP | [8 empty] | 99.5 | 0.2 | 70680 |  |  |  |  | OTHER SOLID | [39 empty] | 0 | 0 | 10.4
4487 | Covanta Onondega LP | 50662 | Onondaga County Resource Recovery | NY | Onondaga | GEN1 | ST | OP | 39.5 | 30 | 30 |  | 11 | 1994 | MSW |  | N | Y | N | Commercial Non-CHP |  |  |  |  | N | [25 empty] | OP | SD |  |  |  | LI |  |  |  | N |  | 85 | 3¦¦ 4¦¦ 3 | 93327 | 100 | OP | BP | [8 empty] | 99.6 | 0 | 93327 |  |  |  |  | OTHER SOLID | [39 empty] | 0 | 0 | 10.4
4496 | Covanta Alexandria/Arlington | 50663 | Covanta Alexandria/Arlington Energy | VA | Alexandria | GEN1 | ST | OP | 14.5 | 14.5 | 14.5 |  | 10 | 1987 | MSW |  | N | N | N | Commercial Non-CHP | [30 empty] | OP | SD |  |  |  | LS |  |  |  | N |  | 99 | 0 | 52184 | 100 | OP | BP | [8 empty] | 99 | 0.1¦¦ .38¦¦ .07 | 52948 |  |  |  |  | OTHER SOLID | [39 empty] | 0 | 0 | 10.4
4496 | Covanta Alexandria/Arlington | 50663 | Covanta Alexandria/Arlington Energy | VA | Alexandria | GEN2 | ST | OP | 14.5 | 14.5 | 14.5 |  | 10 | 1987 | MSW |  | N | N | N | Commercial Non-CHP | [30 empty] | OP | SD |  |  |  | LS |  |  |  | N |  | 99 | 0 | 52184 | 100 | OP | BP | [8 empty] | 99 | 0.1¦¦ .38¦¦ .07 | 52948 |  |  |  |  | OTHER SOLID | [39 empty] | 0 | 0 | 10.4
4497 | Covanta Indianapolis Inc | 50647 | Covanta Indianapolis Energy | IN | Marion | GEN1 | ST | OP | 6.5 | 5 | 5 |  | 11 | 1988 | MSW | NG | Y | Y | Y | Commercial CHP |  |  |  |  | N | [57 empty] | OTHER SOLID | [39 empty] | 0 | 0 | 10.4
4498 | Covanta Stanislaus Inc | 50632 | Covanta Stanislaus Energy | CA | Stanislaus | GEN1 | ST | OP | 24 | 18 | 18 |  | 9 | 1988 | MSW |  | N | Y | N | IPP Non-CHP |  |  |  |  | N | [25 empty] | OP | CD |  |  |  | LS | ¦¦LI |  |  | N |  | 80 | 4 | 116711¦¦ 111192 | 100 | OP | BP | [8 empty] | 99 | 2.5¦¦ 2.2 | 116711¦¦ 111192 |  |  |  |  | OTHER SOLID | [39 empty] | 0 | 0 | 10.4
4508 | Crawfordsville Elec, Lgt & Pwr | 1024 | Crawfordsville | IN | Montgomery | 4 | ST | OP | 11.5 | 10.6 | 10.6 |  | 1 | 1955 | BIT |  | N | N | N | Electric Utility |  |  |  |  | N |  |  | Y | [37 empty] | OP | MC |  |  | 10 |  | 2 |  |  |  | 88 | 68 | 57399 |  |  |  |  | COAL | [39 empty] | 0.86281 | 1.1706 | 13.2415
4508 | Crawfordsville Elec, Lgt & Pwr | 1024 | Crawfordsville | IN | Montgomery | 5 | ST | OP | 12.6 | 12.6 | 12.6 |  | 1 | 1965 | BIT |  | N | N | N | Electric Utility |  |  |  |  | N |  |  | Y | [6 empty] | 0.11 |  | 0.5 | PB | DP | NP | 2011 | 1979 | 1997 | MS | NC | [20 empty] | OP | MC | EK |  | 10 |  | 2 |  |  |  | 98 | 282 | 66740 |  |  |  |  | COAL | [39 empty] | 0.79695 | 1.0824 | 12.7066
4508 | Crawfordsville Elec, Lgt & Pwr | 1024 | Crawfordsville | IN | Montgomery | D1 | IC | OP | 0.8 | 0.9 | 0.9 |  | 10 | 1994 | DFO |  | N | N | N | Electric Utility |  |  |  |  | N | [57 empty] | LIQUID | [39 empty] | 0.7385 | 0.025484 | 12.5895
4527 | City of Crete | 2231 | Crete | NE | Saline | 1 | IC | OP | 0.4 | 0.4 | 0.4 |  | 9 | 1939 | DFO |  | N | Y | N | Electric Utility |  |  |  |  | N | [57 empty] | LIQUID | [39 empty] | 0.7385 | 0.025484 | 12.5895
4527 | City of Crete | 2231 | Crete | NE | Saline | 2 | IC | OP | 1.3 | 1.3 | 1.3 |  | 5 | 1955 | NG | DFO | Y | Y | N | Electric Utility |  |  |  |  | N | [57 empty] | GAS | [39 empty] | 1.1659 | 0.0016829 | 10.4
4527 | City of Crete | 2231 | Crete | NE | Saline | 3 | IC | OP | 0.9 | 0.8 | 0.9 |  | 1 | 1951 | NG | DFO | Y | Y | N | Electric Utility |  |  |  |  | N | [57 empty] | GAS | [39 empty] | 1.1659 | 0.0016829 | 10.4
4527 | City of Crete | 2231 | Crete | NE | Saline | 4 | IC | OP | 1.1 | 1 | 1.1 |  | 6 | 1947 | NG | DFO | Y | Y | N | Electric Utility |  |  |  |  | N | [57 empty] | GAS | [39 empty] | 1.1659 | 0.0016829 | 10.4
4527 | City of Crete | 2231 | Crete | NE | Saline | 5 | IC | OP | 2.5 | 2.4 | 2.5 |  | 5 | 1963 | NG | DFO | Y | Y | N | Electric Utility |  |  |  |  | N | [57 empty] | GAS | [39 empty] | 1.1659 | 0.0016829 | 10.4
4527 | City of Crete | 2231 | Crete | NE | Saline | 6 | IC | OP | 3.3 | 3.3 | 3.3 |  | 4 | 1965 | NG | DFO | Y | Y | N | Electric Utility |  |  |  |  | N | [57 empty] | GAS | [39 empty] | 1.1659 | 0.0016829 | 10.4
4527 | City of Crete | 2231 | Crete | NE | Saline | 7 | IC | OP | 6 | 6 | 6.1 |  | 6 | 1973 | NG | DFO | Y | Y | N | Electric Utility | [62 empty] | GAS | [39 empty] | 1.1659 | 0.0016829 | 10.4
4538 | Crisp County Power Comm | 753 | Crisp Plant | GA | WORTH | 1 | ST | OP | 12.5 | 10 | 10 |  | 6 | 1957 | BIT |  | N | Y | N | Electric Utility |  |  |  |  | N | Y | [39 empty] | OP | BR |  |  | 10 |  | 0.9 |  |  |  | 99 | 9 | 65492 |  |  |  |  | COAL | [39 empty] | 0.6679 | 1.3366 | 13.2457
4538 | Crisp County Power Comm | 752 | Lake Blackshear Project | GA | WORTH | 1 | HY | OP | 2.4 | 2.4 | 2.4 |  | 8 | 1930 | WAT |  | N | Y | N | Electric Utility |  |  |  |  | N | [57 empty] | N/A | [39 empty] | 0 | 0 | 10.4
4538 | Crisp County Power Comm | 752 | Lake Blackshear Project | GA | WORTH | 2 | HY | OP | 5 | 4 | 4 |  | 8 | 1930 | WAT |  | N | Y | N | Electric Utility |  |  |  |  | N | [57 empty] | N/A | [39 empty] | 0 | 0 | 10.4
4538 | Crisp County Power Comm | 752 | Lake Blackshear Project | GA | WORTH | 3 | HY | OP | 4.8 | 4.8 | 4.8 |  | 5 | 1930 | WAT |  | N | Y | N | Electric Utility |  |  |  |  | N | [57 empty] | N/A | [39 empty] | 0 | 0 | 10.4
4538 | Crisp County Power Comm | 752 | Lake Blackshear Project | GA | WORTH | 4 | HY | OP | 5 | 4 | 4 |  | 5 | 1930 | WAT |  | N | Y | N | Electric Utility |  |  |  |  | N | [57 empty] | N/A | [39 empty] | 0 | 0 | 10.4
4538 | Crisp County Power Comm | 753 | Crisp Plant | GA | WORTH | GT1 | GT | OP | 5 | 4 | 4 |  | 5 | 1957 | NG |  | N | Y | N | Electric Utility |  |  |  |  | N | [57 empty] | GAS | [39 empty] | 0.53159 | 0.0068978 | 7.8252
4558 | Cutrale Citrus Juices USA Inc | 10020 | Cutrale Citrus Juices USA I | FL | LAKE | GEN2 | GT | OP | 3.5 | 3.3 | 3.7 |  | 12 | 2010 | NG |  | N | N | Y | Industrial CHP | [62 empty] | GAS | [39 empty] | 0.078347 | 0.000734 | 10.3597
4558 | Cutrale Citrus Juices USA Inc | 10188 | Cutrale Citrus Juices USA II | FL | POLK | GEN4 | CT | OP | 3.5 | 3.7 | 3.3 |  | 12 | 2010 | NG |  | N | N | Y | Industrial CHP | [62 empty] | GAS | [39 empty] | 0.10261 | 0.0018543 | 9.0924
4558 | Cutrale Citrus Juices USA Inc | 10188 | Cutrale Citrus Juices USA II | FL | POLK | GEN5 | CT | OP | 3.5 | 3.7 | 3.3 |  | 12 | 2010 | NG |  | N | N | Y | Industrial CHP | [62 empty] | GAS | [39 empty] | 0.10261 | 0.0018543 | 9.0924
4562 | City of Croswell | 7497 | Croswell | MI | SANILAC | 1 | IC | OP | 0.6 | 0.6 | 0.6 |  | 11 | 1982 | DFO | NG | N | N | N | Electric Utility |  |  |  |  | N | [57 empty] | LIQUID | [39 empty] | 0.7385 | 0.025484 | 12.5895
4562 | City of Croswell | 7497 | Croswell | MI | SANILAC | 2 | IC | OP | 0.7 | 0.7 | 0.7 |  | 11 | 1984 | DFO | NG | N | N | N | Electric Utility |  |  |  |  | N | [57 empty] | LIQUID | [39 empty] | 0.7385 | 0.025484 | 12.5895
4562 | City of Croswell | 7497 | Croswell | MI | SANILAC | 3 | IC | OP | 1.2 | 1.2 | 1.2 |  | 11 | 1988 | DFO |  | N | N | N | Electric Utility |  |  |  |  | N | [57 empty] | LIQUID | [39 empty] | 0.7385 | 0.025484 | 12.5895
4562 | City of Croswell | 7497 | Croswell | MI | SANILAC | 4 | IC | OP | 1.3 | 1.3 | 1.3 |  | 11 | 1990 | DFO | NG | N | N | N | Electric Utility |  |  |  |  | N | [57 empty] | LIQUID | [39 empty] | 0.7385 | 0.025484 | 12.5895
4562 | City of Croswell | 7497 | Croswell | MI | SANILAC | 5 | IC | OP | 1.3 | 1.3 | 1.3 |  | 10 | 1996 | DFO | NG | N | N | N | Electric Utility |  |  |  |  | N | [57 empty] | LIQUID | [39 empty] | 0.7385 | 0.025484 | 12.5895
4579 | Coram Energy, LLC | 54298 | Coram Energy LLC (ECT) | CA | Kern | GEWE | WT | OP | 7.5 | 7.5 | 7.5 |  | 5 | 2005 | WND |  | N | Y | N | IPP Non-CHP |  |  |  |  | N | [57 empty] | N/A | [39 empty] | 0 | 0 | 10.4
4579 | Coram Energy, LLC | 54299 | Coram Energy LLC | CA | Kern | GEWE | WT | OP | 3 | 3 | 3 |  | 1 | 2005 | WND |  | N | Y | N | IPP Non-CHP | [62 empty] | N/A | [39 empty] | 0 | 0 | 10.4
4579 | Coram Energy, LLC | 54300 | CTV Power Purchase Contract Trust | CA | Kern | GEWE | WT | OP | 4.5 | 4.5 | 4.5 |  | 1 | 2004 | WND |  | N | Y | N | IPP Non-CHP |  |  |  |  | N | [57 empty] | N/A | [39 empty] | 0 | 0 | 10.4
4580 | Crossett Paper Operations | 10606 | Georgia Pacific Crossett | AR | Ashley | GEN4 | ST | OP | 28 | 28 | 28 |  | 5 | 1962 | BLQ | WDS | Y | Y | Y | Industrial CHP |  |  |  |  | N | [40 empty] | OP | WS¦¦EW¦¦WS | [8 empty] | 97¦¦ 98¦¦ 97 | 41¦¦ 10.4¦¦ 55.2 | 276919¦¦ 540125¦¦ 219028 |  |  |  |  | LIQUID | [39 empty] | 0.1517 | 0.049001 | 10.4
4580 | Crossett Paper Operations | 10606 | Georgia Pacific Crossett | AR | Ashley | GEN5 | ST | OP | 30 | 30 | 30 |  | 1 | 1969 | BLQ | WDS | Y | Y | Y | Industrial CHP |  |  |  |  | N | [40 empty] | OP | WS¦¦EW¦¦WS | [8 empty] | 97¦¦ 98¦¦ 97 | 41¦¦ 10.4¦¦ 55.2 | 276919¦¦ 540125¦¦ 219028 |  |  |  |  | LIQUID | [39 empty] | 0.1517 | 0.049001 | 10.4
4580 | Crossett Paper Operations | 10606 | Georgia Pacific Crossett | AR | Ashley | GEN6 | ST | OP | 34 | 34 | 34 |  | 6 | 1982 | BLQ | WDS | Y | Y | Y | Industrial CHP |  |  |  |  | N | [40 empty] | OP | WS¦¦EW¦¦WS | [8 empty] | 97¦¦ 98¦¦ 97 | 41¦¦ 10.4¦¦ 55.2 | 276919¦¦ 540125¦¦ 219028 |  |  |  |  | LIQUID | [39 empty] | 0.15106 | 0.049001 | 10.4
4604 | City of Crystal Falls | 1821 | Crystal Falls | MI | IRON | 1 | HY | OP | 0.3 | 0.3 | 0.3 |  | 6 | 1914 | WAT |  | N | N | N | Electric Utility |  |  |  |  | N | [57 empty] | N/A | [39 empty] | 0 | 0 | 10.4
4604 | City of Crystal Falls | 1821 | Crystal Falls | MI | IRON | 2 | HY | OP | 0.3 | 0.3 | 0.3 |  | 6 | 1924 | WAT |  | N | N | N | Electric Utility |  |  |  |  | N | [57 empty] | N/A | [39 empty] | 0 | 0 | 10.4
4604 | City of Crystal Falls | 1821 | Crystal Falls | MI | IRON | 3 | HY | OP | 0.4 | 0.4 | 0.4 |  | 6 | 1954 | WAT |  | N | N | N | Electric Utility |  |  |  |  | N | [57 empty] | N/A | [39 empty] | 0 | 0 | 10.4
4619 | Town of Culpeper- (VA) | 56367 | Electric Avenue Facility | VA | CULPEPER | 1 | IC | OP | 1.8 | 1.8 | 1.8 |  | 12 | 2004 | DFO |  | N | N | N | Electric Utility |  |  |  |  | N | [57 empty] | LIQUID | [39 empty] | 0.7385 | 0.025484 | 12.5895
4619 | Town of Culpeper- (VA) | 56367 | Electric Avenue Facility | VA | CULPEPER | 2 | IC | OP | 1.8 | 1.8 | 1.8 |  | 12 | 2004 | DFO |  | N | N | N | Electric Utility |  |  |  |  | N | [57 empty] | LIQUID | [39 empty] | 0.7385 | 0.025484 | 12.5895
4619 | Town of Culpeper- (VA) | 56367 | Electric Avenue Facility | VA | CULPEPER | 3 | IC | OP | 1.8 | 1.8 | 1.8 |  | 12 | 2004 | DFO |  | N | N | N | Electric Utility |  |  |  |  | N | [57 empty] | LIQUID | [39 empty] | 0.7385 | 0.025484 | 12.5895
4627 | City of Cumberland - (WI) | 4112 | Cumberland | WI | Barron | 6 | IC | OP | 7.2 | 6.7 | 6.7 |  | 4 | 1979 | DFO |  | N | Y | N | Electric Utility |  |  |  |  | N | [57 empty] | LIQUID | [39 empty] | 0.7385 | 0.025484 | 12.5895
4627 | City of Cumberland - (WI) | 4112 | Cumberland | WI | Barron | 7 | IC | OP | 6.6 | 6.2 | 6.2 |  | 11 | 2001 | NG | DFO | Y | Y | N | Electric Utility |  |  |  |  | N | [57 empty] | GAS | [39 empty] | 1.1659 | 0.0016829 | 10.4
4627 | City of Cumberland - (WI) | 4112 | Cumberland | WI | Barron | 8 | IC | OP | 3.5 | 3.5 | 3.5 |  | 12 | 2001 | NG | DFO | Y | Y | N | Electric Utility |  |  |  |  | N | [57 empty] | GAS | [39 empty] | 1.1659 | 0.0016829 | 10.4
4627 | City of Cumberland - (WI) | 4112 | Cumberland | WI | Barron | 1 | IC | OP | 0.7 | 0.6 | 0.7 |  | 2 | 1945 | DFO |  | N | Y | N | Electric Utility |  |  |  |  | N | [57 empty] | LIQUID | [39 empty] | 0.7385 | 0.025484 | 12.5895
4627 | City of Cumberland - (WI) | 4112 | Cumberland | WI | Barron | 2 | IC | OP | 0.3 | 0.2 | 0.2 |  | 8 | 1939 | DFO |  | N | Y | N | Electric Utility |  |  |  |  | N | [57 empty] | LIQUID | [39 empty] | 0.7385 | 0.025484 | 12.5895
4627 | City of Cumberland - (WI) | 4112 | Cumberland | WI | Barron | 3 | IC | OP | 0.3 | 0.2 | 0.2 |  | 8 | 1939 | DFO |  | N | Y | N | Electric Utility |  |  |  |  | N | [57 empty] | LIQUID | [39 empty] | 0.7385 | 0.025484 | 12.5895
4627 | City of Cumberland - (WI) | 4112 | Cumberland | WI | Barron | 4 | IC | OP | 1.3 | 1.2 | 1.2 |  | 5 | 1954 | DFO |  | N | Y | N | Electric Utility |  |  |  |  | N | [57 empty] | LIQUID | [39 empty] | 0.7385 | 0.025484 | 12.5895
4627 | City of Cumberland - (WI) | 4112 | Cumberland | WI | Barron | 5 | IC | OP | 2 | 2.1 | 2.1 |  | 7 | 1966 | NG | DFO | Y | Y | N | Electric Utility |  |  |  |  | N | [57 empty] | GAS | [39 empty] | 1.1659 | 0.0016829 | 10.4
4660 | CII Carbon LLC | 54677 | CII Carbon LLC | LA | St Bernard | TG-2 | ST | OP | 23 | 23 | 23 |  | 1 | 1951 | PC |  | N | Y | Y | Industrial CHP |  |  |  |  | N |  | Y | [23 empty] | OP | BR |  |  |  | LI |  |  |  | Y |  |  | 2022 | 235000 | 100 | OP | BP |  |  |  | 0.2 |  |  | 4 |  | 85 | 4 | 380000 |  |  |  |  | Petroleum Coke | [39 empty] | 0.1336 | 0.47457 | 10.4
4661 | City of Curtis | 2232 | Curtis | NE | FRONTIER | 2 | IC | OP | 0.9 | 0.8 | 0.8 |  | 1 | 1955 | NG | DFO | Y | Y | N | Electric Utility |  |  |  |  | N | [57 empty] | GAS | [39 empty] | 1.1659 | 0.0016829 | 10.4
4661 | City of Curtis | 2232 | Curtis | NE | FRONTIER | 3 | IC | OP | 1.1 | 1 | 1 |  | 1 | 1969 | NG | DFO | Y | Y | N | Electric Utility |  |  |  |  | N | [57 empty] | GAS | [39 empty] | 1.1659 | 0.0016829 | 10.4
4661 | City of Curtis | 2232 | Curtis | NE | FRONTIER | 4 | IC | OP | 1.4 | 1.2 | 1.2 |  | 1 | 1975 | NG | DFO | Y | Y | N | Electric Utility |  |  |  |  | N | [57 empty] | GAS | [39 empty] | 1.1659 | 0.0016829 | 10.4
4667 | City of Cushing | 2975 | Cushing | OK | Payne | 1 | IC | OP | 2.5 | 1.8 | 1.8 |  | 6 | 1956 | DFO | NG | Y | Y | N | Electric Utility | [62 empty] | LIQUID | [39 empty] | 0.7385 | 0.025484 | 12.5895
4667 | City of Cushing | 2975 | Cushing | OK | Payne | 10 | IC | OP | 4.5 | 4 | 4 |  | 12 | 1972 | DFO | NG | Y | Y | N | Electric Utility | [62 empty] | LIQUID | [39 empty] | 0.7385 | 0.025484 | 12.5895
4667 | City of Cushing | 2975 | Cushing | OK | Payne | 11 | IC | OP | 6.3 | 6.3 | 6.3 |  | 6 | 1988 | DFO | NG | Y | Y | N | Electric Utility | [62 empty] | LIQUID | [39 empty] | 0.7385 | 0.025484 | 12.5895
4667 | City of Cushing | 2975 | Cushing | OK | Payne | 2 | IC | OP | 1 | 0.8 | 0.8 |  | 6 | 1949 | DFO | NG | Y | Y | N | Electric Utility | [62 empty] | LIQUID | [39 empty] | 0.7385 | 0.025484 | 12.5895
4667 | City of Cushing | 2975 | Cushing | OK | Payne | 3 | IC | OP | 0.5 | 0.4 | 0.4 |  | 6 | 1936 | DFO | NG | Y | Y | N | Electric Utility | [62 empty] | LIQUID | [39 empty] | 0.7385 | 0.025484 | 12.5895
4667 | City of Cushing | 2975 | Cushing | OK | Payne | 4 | IC | OP | 0.5 | 0.4 | 0.4 |  | 8 | 1936 | DFO | NG | Y | Y | N | Electric Utility | [62 empty] | LIQUID | [39 empty] | 0.7385 | 0.025484 | 12.5895
4667 | City of Cushing | 2975 | Cushing | OK | Payne | 5 | IC | OP | 0.5 | 0.4 | 0.4 |  | 6 | 1936 | DFO | NG | Y | Y | N | Electric Utility | [62 empty] | LIQUID | [39 empty] | 0.7385 | 0.025484 | 12.5895
4667 | City of Cushing | 2975 | Cushing | OK | Payne | 6 | IC | OP | 0.8 | 0.6 | 0.6 |  | 7 | 1939 | DFO | NG | Y | Y | N | Electric Utility | [62 empty] | LIQUID | [39 empty] | 0.7385 | 0.025484 | 12.5895
4667 | City of Cushing | 2975 | Cushing | OK | Payne | 7 | IC | OP | 2.5 | 1.9 | 1.9 |  | 6 | 1956 | DFO | NG | Y | Y | N | Electric Utility | [62 empty] | LIQUID | [39 empty] | 0.7385 | 0.025484 | 12.5895
4667 | City of Cushing | 2975 | Cushing | OK | Payne | 8 | IC | OP | 2.5 | 1.9 | 1.9 |  | 6 | 1956 | DFO | NG | Y | Y | N | Electric Utility | [62 empty] | LIQUID | [39 empty] | 0.7385 | 0.025484 | 12.5895
4667 | City of Cushing | 2975 | Cushing | OK | Payne | 9 | IC | OP | 3 | 2.7 | 2.7 |  | 2 | 1965 | DFO | NG | Y | Y | N | Electric Utility | [62 empty] | LIQUID | [39 empty] | 0.7385 | 0.025484 | 12.5895
4713 | D/R Hydro Co | 52036 | Yough Hydro Power | PA | SOMERSET | GEN1 | HY | OP | 6.1 | 6.1 | 5 |  | 12 | 1989 | WAT |  | N | Y | N | IPP Non-CHP |  |  |  |  | N | [57 empty] | N/A | [39 empty] | 0 | 0 | 10.4
4713 | D/R Hydro Co | 52036 | Yough Hydro Power | PA | SOMERSET | GEN2 | HY | OP | 6.1 | 6.1 | 5 |  | 12 | 1989 | WAT |  | N | Y | N | IPP Non-CHP |  |  |  |  | N | [57 empty] | N/A | [39 empty] | 0 | 0 | 10.4
4716 | Dairyland Power Coop | 4140 | Alma | WI | Buffalo | 1 | ST | OP | 15 | 18.9 | 20.6 |  | 9 | 1947 | BIT | SUB | N | Y | N | Electric Utility |  |  |  |  | N | Y |  | Y |  |  |  | S1 | 1974 | 718670 | [31 empty] | OP | EK |  |  | 10 |  | 3 |  |  |  | 99.5 | 60 | 100000 |  |  |  |  | COAL | WI | Alma | 4140 | B1 | 2010 | CS1, CS2 |  | 650.84 | 12 | 7536.06 |  | 126.266 | 0.6932 | 41.161 | 12633.076 | 120456.384 | 5 | Mid-Continent Area Power Pool | Buffalo | Electric Utility | 4911 | Electric Services | 44.3085 | -91.9106 | Dairyland Power Cooperative (Owner/Operator) |  |  | Operating | Dry bottom wall-fired boiler | Coal |  |  |  | Electrostatic Precipitator | 570 | 15.4002 | COAL | 21 | 490.2913 | 0.6932 | 2.0965 | 15.4002
4716 | Dairyland Power Coop | 4140 | Alma | WI | Buffalo | 4 | ST | OP | 54.4 | 48.2 | 53.2 |  | 4 | 1957 | BIT | SUB | N | Y | N | Electric Utility |  |  |  |  | N | Y |  | Y |  |  |  | S1 | 1974 | 718670 | [31 empty] | OP | EK |  |  | 10 |  | 3 |  |  |  | 99.5 | 160 | 190000 |  |  |  |  | COAL | WI | Alma | 4140 | B4 | 2010 | CS1 | ARP, CAIRNOX, CAIROS, CAIRSO2 | 3539.57 | 12 | 106734.88 |  | 1332.585 | 0.3796 | 230.741 | 123408.224 | 1176662.934 | 5 | Mid-Continent Area Power Pool | Buffalo | Electric Utility | 4911 | Electric Services | 44.3085 | -91.9106 | Dairyland Power Cooperative (Owner/Operator) | Phase 2 | Phase 1 Group 1 | Operating | Dry bottom wall-fired boiler | Coal |  |  | Low NOx Burner Technology w/ Overfire Air | Electrostatic Precipitator | 785 | 10.5448 | COAL | 57 | 464.2857 | 0.3796 | 2.265 | 10.5448
4716 | Dairyland Power Coop | 4140 | Alma | WI | Buffalo | 5 | ST | OP | 81.6 | 72.2 | 79.5 |  | 1 | 1960 | BIT | SUB | N | Y | N | Electric Utility |  |  |  |  | N | Y |  | Y |  |  |  | S1 | 1974 | 718670 | [31 empty] | OP | EK |  |  | 10 |  | 3 |  |  |  | 99.5 | 240 | 300000 |  |  |  |  | COAL | WI | Alma | 4140 | B5 | 2010 | CS1 | ARP, CAIRNOX, CAIROS, CAIRSO2 | 4607.87 | 12 | 200892.73 |  | 2491.282 | 0.3616 | 415.688 | 234430.972 | 2235232.762 | 5 | Mid-Continent Area Power Pool | Buffalo | Electric Utility | 4911 | Electric Services | 44.3085 | -91.9106 | Dairyland Power Cooperative (Owner/Operator) | Phase 2 | Phase 1 Group 1 | Operating | Dry bottom wall-fired boiler | Coal |  |  | Low NOx Burner Technology w/ Overfire Air | Electrostatic Precipitator | 1084 | 10.6477 | COAL | 84 | 471.6981 | 0.3616 | 2.2291 | 10.6477
4716 | Dairyland Power Coop | 4142 | Flambeau Hydroelectric Station | WI | RUSK | 1 | HY | OP | 7.9 | 7.3 | 7.3 |  | 3 | 1951 | WAT |  | N | Y | N | Electric Utility |  |  |  |  | N | [57 empty] | N/A | [39 empty] | 0 | 0 | 10.4
4716 | Dairyland Power Coop | 4143 | Genoa | WI | Vernon | ST3 | ST | OP | 345.6 | 269.4 | 280 |  | 6 | 1969 | SUB | BIT | N | Y | N | Electric Utility |  |  |  |  | N | Y |  |  | Y |  |  | E1 | 1969 | 650000 | [16 empty] | OP | SD |  |  |  | LA |  |  |  | N | 1.5 | 94.9 | 480 | 1167000 | 100 | OP | EC¦¦BP |  |  | 10 |  | 3 |  |  |  | 99¦¦ 99.88 | 900¦¦ .015 | 985000¦¦ 1364000 |  |  |  |  | COAL | WI | Genoa | 4143 | 1 | 2010 |  | ARP, CAIRNOX, CAIROS, CAIRSO2 | 7448.16 | 12 | 1762320.91 |  | 8873.779 | 0.1918 | 1609.22 | 1767918.071 | 16856548.15 | 5 | Mid-Continent Area Power Pool | Vernon | Electric Utility | 4911 | Electric Services | 43.5592 | -91.2333 | Great River Energy (Owner) Dairyland Power Cooperative (Owner/Operator) | Table 1 | Phase 1 Group 1 | Operating | Tangentially-fired | Coal |  | Dry Lime FGD | Low NOx Burner Technology w/ Closed-coupled/Separated OFA | Baghouse Electrostatic Precipitator | 4479 | 9.1834 | COAL | 370 | -160.7143 | 0.1918 | 1.0529 | 9.1834
4716 | Dairyland Power Coop | 4271 | John P Madgett | WI | Buffalo | 1 | ST | OP | 387 | 372 | 374.7 |  | 11 | 1979 | SUB |  | N | Y | N | Electric Utility |  |  |  |  | N | Y |  | Y |  |  |  | S1 | 1979 | 1012800 | [31 empty] | OP | EW¦¦BP |  |  | 4 |  | 0.3 |  |  |  | 99.6¦¦ 99.89 | 70¦¦ .015 | 2300000¦¦ 1738000 |  |  |  |  | COAL | WI | J P Madgett | 4271 | B1 | 2010 |  | ARP, CAIRNOX, CAIROS, CAIRSO2 | 8360.4 | 12 | 2211689.01 |  | 4976.012 | 0.2426 | 2897.242 | 2468339.403 | 23534902.41 | 5 | Mid-Continent Area Power Pool | Buffalo | Electric Utility | 4911 | Electric Services | 44.3026 | -91.9126 | Dairyland Power Cooperative (Owner/Operator) | Phase 2 | Phase 1 Group 1 | Operating | Dry bottom turbo-fired boiler | Coal |  |  | Low NOx Burner Technology (Dry Bottom only) | Baghouse Electrostatic Precipitator | 5121 | 10.4573 | COAL | 405 | 459.5677 | 0.2426 | 0.42286 | 10.4573
4716 | Dairyland Power Coop | 7863 | Elk Mound | WI | Dunn | 1 | GT | OP | 35.5 | 35.6 | 46.5 |  | 6 | 2001 | NG | DFO | Y | Y | N | Electric Utility |  |  |  |  | N | [57 empty] | GAS | WI | Elk Mound Generating Station | 7863 | 1 | 2010 |  | ARP, CAIRNOX, CAIROS, CAIRSO2 | 192.44 | 12 | 6390.18 |  | 0.037 | 0.0475 | 1.884 | 4773.123 | 79996.8 | 5 |  | Chippewa | Electric Utility | 4911 | Electric Services | 44.9019 | -91.5678 | Dairyland Power Cooperative (Owner/Operator) | Phase 2 |  | Operating | Combustion turbine | Pipeline Natural Gas | Diesel Oil |  | Dry Low NOx Burners Water Injection |  | 565 | 12.2823 | GAS | 40 | 1918.75 | 0.0475 | 0.000925 | 12.2823
4716 | Dairyland Power Coop | 7863 | Elk Mound | WI | Dunn | 2 | GT | OP | 35.5 | 35.1 | 45.8 |  | 6 | 2001 | NG | DFO | Y | Y | N | Electric Utility |  |  |  |  | N | [57 empty] | GAS | WI | Elk Mound Generating Station | 7863 | 2 | 2010 |  | ARP, CAIRNOX, CAIROS, CAIRSO2 | 252.07 | 12 | 9016.06 |  | 0.043 | 0.0489 | 2.692 | 6567.418 | 110248.781 | 5 |  | Chippewa | Electric Utility | 4911 | Electric Services | 44.9019 | -91.5678 | Dairyland Power Cooperative (Owner/Operator) | Phase 2 |  | Operating | Combustion turbine | Pipeline Natural Gas | Diesel Oil |  | Dry Low NOx Burners Water Injection |  | 565 | 12.1081 | GAS | 47 | 1986.8996 | 0.0489 | 0.00078 | 12.1081
4716 | Dairyland Power Coop | 56149 | Seven Mile Creek LFG | WI | Eau Claire | 1 | IC | OP | 1 | 0.8 | 0.8 |  | 4 | 2004 | LFG |  | N | Y | N | Electric Utility |  |  |  |  | N | [57 empty] | GAS | [39 empty] | 1.1659 | 0.0016829 | 10.4
4716 | Dairyland Power Coop | 4140 | Alma | WI | Buffalo | 2 | ST | OP | 15 | 18 | 19.7 |  | 10 | 1947 | BIT | SUB | N | Y | N | Electric Utility |  |  |  |  | N | Y |  | Y |  |  |  | S1 | 1974 | 718670 | [31 empty] | OP | EK |  |  | 10 |  | 3 |  |  |  | 99.5 | 60 | 100000 |  |  |  |  | COAL | WI | Alma | 4140 | B2 | 2010 | CS1, CS2 |  | 598.14 | 12 | 6240.5 |  | 96.512 | 0.6767 | 31.202 | 9660.364 | 92108.687 | 5 | Mid-Continent Area Power Pool | Buffalo | Electric Utility | 4911 | Electric Services | 44.3085 | -91.9106 | Dairyland Power Cooperative (Owner/Operator) |  |  | Operating | Dry bottom wall-fired boiler | Coal |  |  |  | Electrostatic Precipitator | 570 | 14.4606 | COAL | 22 | 441.6244 | 0.6767 | 2.0956 | 14.4606
4716 | Dairyland Power Coop | 4140 | Alma | WI | Buffalo | 3 | ST | OP | 15 | 18.9 | 20.6 |  | 7 | 1951 | BIT | SUB | N | Y | N | Electric Utility |  |  |  |  | N | Y |  | Y |  |  |  | S1 | 1974 | 718670 | [31 empty] | OP | EK |  |  | 10 |  | 3 |  |  |  | 99.5 | 60 | 100000 |  |  |  |  | COAL | WI | Alma | 4140 | B3 | 2010 | CS1, CS2 |  | 796.34 | 12 | 9636.3 |  | 144.426 | 0.657 | 44.244 | 14070.625 | 134157.275 | 5 | Mid-Continent Area Power Pool | Buffalo | Electric Utility | 4911 | Electric Services | 44.3085 | -91.9106 | Dairyland Power Cooperative (Owner/Operator) |  |  | Operating | Dry bottom wall-fired boiler | Coal |  |  |  | Electrostatic Precipitator | 681 | 14.2836 | COAL | 28 | 320.3883 | 0.657 | 2.1531 | 13.9221
4716 | Dairyland Power Coop | 4142 | Flambeau Hydroelectric Station | WI | RUSK | 2 | HY | OP | 6.2 | 5.6 | 5.6 |  | 1 | 1951 | WAT |  | N | Y | N | Electric Utility |  |  |  |  | N | [57 empty] | N/A | [39 empty] | 0 | 0 | 10.4
4716 | Dairyland Power Coop | 4142 | Flambeau Hydroelectric Station | WI | RUSK | 3 | HY | OP | 7.9 | 7.6 | 7.6 |  | 1 | 1951 | WAT |  | N | Y | N | Electric Utility |  |  |  |  | N | [57 empty] | N/A | [39 empty] | 0 | 0 | 10.4
4716 | Dairyland Power Coop | 56149 | Seven Mile Creek LFG | WI | Eau Claire | 2 | IC | OP | 1 | 0.8 | 0.8 |  | 4 | 2004 | LFG |  | N | Y | N | Electric Utility |  |  |  |  | N | [57 empty] | GAS | [39 empty] | 1.1659 | 0.0016829 | 10.4
4716 | Dairyland Power Coop | 56149 | Seven Mile Creek LFG | WI | Eau Claire | 3 | IC | OP | 1 | 0.8 | 0.8 |  | 4 | 2004 | LFG |  | N | Y | N | Electric Utility |  |  |  |  | N | [57 empty] | GAS | [39 empty] | 1.1659 | 0.0016829 | 10.4
4716 | Dairyland Power Coop | 56149 | Seven Mile Creek LFG | WI | Eau Claire | 4 | IC | OP | 1 | 1 | 1 |  | 4 | 2008 | LFG |  | N | Y | N | Electric Utility |  |  |  |  | N | [57 empty] | GAS | [39 empty] | 1.1659 | 0.0016829 | 10.4
4732 | DAI Oil Dale Inc | 54410 | DAI Oildale | CA | Kern | CTG | CT | OP | 27.7 | 22.6 | 23 |  | 3 | 1990 | NG |  | N | Y | Y | Industrial CHP |  |  |  |  | N | [57 empty] | GAS | [39 empty] | 0.088852 | 0.0010109 | 12.0702
4732 | DAI Oil Dale Inc | 54410 | DAI Oildale | CA | Kern | STG | CA | OP | 8.3 | 7.3 | 7.8 |  | 3 | 1990 | NG |  | N | Y | Y | Industrial CHP |  |  |  |  | N | [57 empty] | GAS | [39 empty] | 0 | 0 | 10.4
4735 | Dahowa Hydro | 50280 | Dahowa Hydro | NY | Washington | GEN1 | HY | OP | 10.5 | 1.5 | 4.4 |  | 12 | 1987 | WAT |  | N | Y | N | IPP Non-CHP |  |  |  |  | N | [57 empty] | N/A | [39 empty] | 0 | 0 | 10.4
4767 | Dane County Public Works | 55770 | Dane County Landfill #2 Rodefeld | WI | DANE | GEN1 | IC | OP | 0.8 | 0.8 | 0.8 |  | 10 | 1997 | LFG |  | N | Y | N | IPP Non-CHP |  |  |  |  | N | [57 empty] | GAS | [39 empty] | 1.1659 | 0.0016829 | 10.4
4767 | Dane County Public Works | 55770 | Dane County Landfill #2 Rodefeld | WI | DANE | GEN2 | IC | OP | 0.8 | 0.8 | 0.8 |  | 10 | 1997 | LFG |  | N | Y | N | IPP Non-CHP |  |  |  |  | N | [57 empty] | GAS | [39 empty] | 1.1659 | 0.0016829 | 10.4
4767 | Dane County Public Works | 55770 | Dane County Landfill #2 Rodefeld | WI | DANE | GEN3 | IC | OP | 0.8 | 0.8 | 0.8 |  | 4 | 2004 | LFG |  | N | Y | N | IPP Non-CHP |  |  |  |  | N | [57 empty] | GAS | [39 empty] | 1.1659 | 0.0016829 | 10.4
4767 | Dane County Public Works | 55770 | Dane County Landfill #2 Rodefeld | WI | DANE | GEN4 | IC | OP | 1.6 | 1.6 | 1.6 |  | 12 | 2004 | LFG |  | N | Y | N | IPP Non-CHP |  |  |  |  | N | [57 empty] | GAS | [39 empty] | 1.1659 | 0.0016829 | 10.4
4767 | Dane County Public Works | 55770 | Dane County Landfill #2 Rodefeld | WI | DANE | GEN6 | IC | OP | 0.8 | 0.8 | 0.8 |  | 1 | 2011 | LFG |  | N | Y | N | IPP Non-CHP |  |  |  |  | N | [57 empty] | GAS | [39 empty] | 1.1659 | 0.0016829 | 10.4
4767 | Dane County Public Works | 55770 | Dane County Landfill #2 Rodefeld | WI | DANE | GEN7 | IC | OP | 0.8 | 0.8 | 0.8 |  | 1 | 2011 | LFG |  | N | Y | N | IPP Non-CHP |  |  |  |  | N | [57 empty] | GAS | [39 empty] | 1.1659 | 0.0016829 | 10.4
4794 | City of Danville - (VA) | 3825 | Pinnacles | VA | PATRICK | 1 | HY | OP | 3.7 | 3.5 | 3.5 |  | 6 | 1938 | WAT |  | N | Y | N | Electric Utility |  |  |  |  | N | [57 empty] | N/A | [39 empty] | 0 | 0 | 10.4
4794 | City of Danville - (VA) | 3825 | Pinnacles | VA | PATRICK | 2 | HY | OP | 3.7 | 3.5 | 3.5 |  | 6 | 1938 | WAT |  | N | Y | N | Electric Utility |  |  |  |  | N | [57 empty] | N/A | [39 empty] | 0 | 0 | 10.4
4794 | City of Danville - (VA) | 3825 | Pinnacles | VA | PATRICK | 3 | HY | OP | 3.7 | 3.5 | 3.5 |  | 6 | 1938 | WAT |  | N | Y | N | Electric Utility |  |  |  |  | N | [57 empty] | N/A | [39 empty] | 0 | 0 | 10.4
4823 | Dartmouth College | 54409 | Dartmouth College Heating Plant | NH | GRAFTON | GEN1 | ST | OP | 2 | 2 | 2 |  | 1 | 1970 | RFO |  | N | N | Y | Commercial CHP |  |  |  |  | N | [57 empty] | LIQUID | [39 empty] | 0.29516 | 2.7914 | 14.0061
4823 | Dartmouth College | 54409 | Dartmouth College Heating Plant | NH | GRAFTON | GEN2 | ST | OP | 2 | 2 | 2 |  | 1 | 1970 | RFO |  | N | N | Y | Commercial CHP |  |  |  |  | N | [57 empty] | LIQUID | [39 empty] | 0.29516 | 2.7914 | 14.0061
4823 | Dartmouth College | 54409 | Dartmouth College Heating Plant | NH | GRAFTON | GEN3 | ST | OP | 3 | 3 | 3 |  | 1 | 1992 | RFO |  | N | N | Y | Commercial CHP |  |  |  |  | N | [57 empty] | LIQUID | [39 empty] | 0.31105 | 2.7914 | 10.5076
4836 | City of David City | 2233 | David City | NE | Butler | 1 | IC | OP | 1.5 | 1.3 | 1.3 |  | 1 | 1960 | NG | DFO | Y | Y | N | Electric Utility |  |  |  |  | N | [57 empty] | GAS | [39 empty] | 1.1659 | 0.0016829 | 10.4
4836 | City of David City | 2233 | David City | NE | Butler | 2 | IC | OP | 1 | 0.8 | 0.8 |  | 1 | 1949 | DFO |  | N | Y | N | Electric Utility |  |  |  |  | N | [57 empty] | LIQUID | [39 empty] | 0.7385 | 0.025484 | 12.5895
4836 | City of David City | 2233 | David City | NE | Butler | 3 | IC | OP | 1 | 0.9 | 0.9 |  | 1 | 1955 | NG | DFO | Y | Y | N | Electric Utility |  |  |  |  | N | [57 empty] | GAS | [39 empty] | 1.1659 | 0.0016829 | 10.4
4836 | City of David City | 2233 | David City | NE | Butler | 4 | IC | OP | 2.3 | 1.8 | 1.8 |  | 1 | 1966 | NG | DFO | Y | Y | N | Electric Utility |  |  |  |  | N | [57 empty] | GAS | [39 empty] | 1.1659 | 0.0016829 | 10.4
4836 | City of David City | 2233 | David City | NE | Butler | 5 | IC | OP | 1.6 | 1.3 | 1.3 |  | 12 | 1996 | DFO |  | N | Y | N | Electric Utility |  |  |  |  | N | [57 empty] | LIQUID | [39 empty] | 0.7385 | 0.025484 | 12.5895
4836 | City of David City | 2233 | David City | NE | Butler | 6 | IC | OP | 1.6 | 1.3 | 1.3 |  | 12 | 1996 | DFO |  | N | Y | N | Electric Utility |  |  |  |  | N | [57 empty] | LIQUID | [39 empty] | 0.7385 | 0.025484 | 12.5895
4836 | City of David City | 2233 | David City | NE | Butler | 7 | IC | OP | 1.6 | 1.3 | 1.3 |  | 12 | 1996 | DFO |  | N | Y | N | Electric Utility |  |  |  |  | N | [57 empty] | LIQUID | [39 empty] | 0.7385 | 0.025484 | 12.5895
4919 | City of Dayton - (IA) | 1135 | Dayton | IA | WEBSTER | 5 | IC | OP | 1.8 | 1.8 | 1.8 |  | 10 | 2000 | DFO |  | N | Y | N | Electric Utility | [62 empty] | LIQUID | [39 empty] | 0.7385 | 0.025484 | 12.5895
4922 | Dayton Power & Light Co | 2848 | O H Hutchings | OH | Montgomery | 1 | ST | OP | 69 | 58 | 59 |  | 7 | 1948 | BIT | NG | N | Y | N | Electric Utility |  |  |  |  | N | Y |  | Y |  |  |  | H-1 | 1948 | 215000 | [31 empty] | OP | EW |  |  | 14.7 |  | 0.9 |  |  |  | 99.5 | 18 | 105777 |  |  |  |  | COAL | OH | O H Hutchings | 2848 | H-1 | 2010 | CS0001 | ARP, CAIRNOX, CAIROS, CAIRSO2 | 221.07 | 12 | 4515.33 |  | 33.128 | 0.3657 | 13.666 | 5963.136 | 58784.797 | 5 | East Central Area Reliability Coordination Agreement | Montgomery | Electric Utility | 4931 | Elec & Other Services Combined | 39.6094 | -84.2931 | Dayton Power and Light Company (Owner/Operator) | Phase 2 | Phase II Group 1 | Operating | Tangentially-fired | Coal |  |  |  | Electrostatic Precipitator | 736 | 11.7448 | COAL | 54 | 453.7037 | 0.3657 | 1.1271 | 11.7448
4922 | Dayton Power & Light Co | 2848 | O H Hutchings | OH | Montgomery | 2 | ST | OP | 69 | 55 | 56 |  | 3 | 1949 | BIT | NG | N | Y | N | Electric Utility |  |  |  |  | N | Y |  | Y |  |  |  | H-1 | 1948 | 215000 | [31 empty] | OP | EW |  |  | 14.7 |  | 0.9 |  |  |  | 99.5 | 18 | 105777 |  |  |  |  | COAL | OH | O H Hutchings | 2848 | H-2 | 2010 | CS0001 | ARP, CAIRNOX, CAIROS, CAIRSO2 | 253.56 | 12 | 6380.14 |  | 42.287 | 0.3801 | 18.31 | 7775.028 | 76279.908 | 5 | East Central Area Reliability Coordination Agreement | Montgomery | Electric Utility | 4931 | Elec & Other Services Combined | 39.6094 | -84.2931 | Dayton Power and Light Company (Owner/Operator) | Phase 2 | Phase II Group 1 | Operating | Tangentially-fired | Coal |  |  |  | Electrostatic Precipitator | 701 | 10.9376 | COAL | 55 | 490.9091 | 0.3801 | 1.1087 | 10.9376
4922 | Dayton Power & Light Co | 2848 | O H Hutchings | OH | Montgomery | 3 | ST | OP | 69 | 63 | 64 |  | 12 | 1950 | BIT | NG | N | Y | N | Electric Utility |  |  |  |  | N | Y |  | Y |  |  |  | H-3 | 1950 | 207660 | [31 empty] | OP | EW |  |  | 14.7 |  | 0.9 |  |  |  | 99.5 | 18 | 103333 |  |  |  |  | COAL | OH | O H Hutchings | 2848 | H-3 | 2010 | CS0002 | ARP, CAIRNOX, CAIROS, CAIRSO2 | 1545.78 | 12 | 54878.35 |  | 375.035 | 0.3285 | 117.155 | 65177.608 | 643168.465 | 5 | East Central Area Reliability Coordination Agreement | Montgomery | Electric Utility | 4931 | Elec & Other Services Combined | 39.6094 | -84.2931 | Dayton Power and Light Company (Owner/Operator) | Phase 2 | Phase II Group 1 | Operating | Tangentially-fired | Coal |  |  | Low NOx Burner Technology w/ Separated OFA | Electrostatic Precipitator | 720 | 11.1198 | COAL | 61 | 475.4098 | 0.3285 | 1.1662 | 11.1198
4922 | Dayton Power & Light Co | 2848 | O H Hutchings | OH | Montgomery | 4 | ST | OP | 69 | 63 | 64 |  | 2 | 1951 | BIT | NG | N | Y | N | Electric Utility |  |  |  |  | N | Y |  | Y |  |  |  | H-3 | 1950 | 207660 | [31 empty] | OP | EW |  |  | 14.7 |  | 0.9 |  |  |  | 99.5 | 18 | 103333 |  |  |  |  | COAL | OH | O H Hutchings | 2848 | H-4 | 2010 | CS0002 | ARP, CAIRNOX, CAIROS, CAIRSO2 | 646.85 | 12 | 23852.59 |  | 157.979 | 0.4096 | 55.672 | 25640.445 | 252643.617 | 5 | East Central Area Reliability Coordination Agreement | Montgomery | Electric Utility | 4931 | Elec & Other Services Combined | 39.6094 | -84.2931 | Dayton Power and Light Company (Owner/Operator) | Phase 2 | Phase II Group 1 | Operating | Tangentially-fired | Coal |  |  | Low NOx Burner Technology w/ Separated OFA | Electrostatic Precipitator | 696 | 10.0295 | COAL | 61 | 475.4098 | 0.4096 | 1.2506 | 10.0295
4922 | Dayton Power & Light Co | 2848 | O H Hutchings | OH | Montgomery | 5 | ST | OP | 69 | 63 | 64 |  | 11 | 1952 | BIT | NG | N | Y | N | Electric Utility |  |  |  |  | N | Y |  | Y |  |  |  | H-5 | 1952 | 208100 | [31 empty] | OP | EW |  |  | 14.7 |  | 0.9 |  |  |  | 99.5 | 18 | 103333 |  |  |  |  | COAL | OH | O H Hutchings | 2848 | H-5 | 2010 | CS0003 | ARP, CAIRNOX, CAIROS, CAIRSO2 | 1785.5 | 12 | 63307.56 |  | 436.844 | 0.3674 | 140.346 | 73674.997 | 722071.355 | 5 | East Central Area Reliability Coordination Agreement | Montgomery | Electric Utility | 4931 | Elec & Other Services Combined | 39.6094 | -84.2931 | Dayton Power and Light Company (Owner/Operator) | Phase 2 | Phase II Group 1 | Operating | Tangentially-fired | Coal |  |  | Low NOx Burner Technology w/ Separated OFA | Electrostatic Precipitator | 703 | 10.9441 | COAL | 62 | 483.871 | 0.3674 | 1.21 | 10.9441
4922 | Dayton Power & Light Co | 2848 | O H Hutchings | OH | Montgomery | 6 | ST | OP | 69 | 63 | 64 |  | 8 | 1953 | BIT | NG | N | Y | N | Electric Utility |  |  |  |  | N | Y |  | Y |  |  |  | H-5 | 1952 | 208100 | [31 empty] | OP | EW |  |  | 14.7 |  | 0.9 |  |  |  | 99.5 | 18 | 103333 |  |  |  |  | COAL | OH | O H Hutchings | 2848 | H-6 | 2010 | CS0003 | ARP, CAIRNOX, CAIROS, CAIRSO2 | 1570.38 | 12 | 53744.7 |  | 359.629 | 0.4168 | 130.58 | 61173.405 | 598419.389 | 5 | East Central Area Reliability Coordination Agreement | Montgomery | Electric Utility | 4931 | Elec & Other Services Combined | 39.6094 | -84.2931 | Dayton Power and Light Company (Owner/Operator) | Phase 2 | Phase II Group 1 | Operating | Tangentially-fired | Coal |  |  | Low NOx Burner Technology w/ Separated OFA | Electrostatic Precipitator | 727 | 10.637 | COAL | 60 | 466.6667 | 0.4168 | 1.2019 | 10.637
4922 | Dayton Power & Light Co | 2848 | O H Hutchings | OH | Montgomery | 7 | GT | OP | 32.6 | 25 | 33 |  | 11 | 1968 | NG | DFO | Y | Y | N | Electric Utility |  |  |  |  | N | [57 empty] | GAS | OH | O H Hutchings | 2848 | H-7 | 2010 |  | CAIRNOX, CAIROS, CAIRSO2 | 6.13 | 12 | 41.01 |  | 0.001 | 0.7001 | 1.197 |  | 3420.5 | 5 | East Central Area Reliability Coordination Agreement | Montgomery | Electric Utility | 4931 | Elec & Other Services Combined | 39.6094 | -84.2931 | Dayton Power and Light Company (Owner/Operator) |  |  | Operating | Combustion turbine | Pipeline Natural Gas | Diesel Oil |  |  |  | 558 | 31.8857 | GAS | 19 | 131.5789 | 0.7001 | 0.000585 | 20
4922 | Dayton Power & Light Co | 2850 | J M Stuart | OH | Adams | 1 | ST | OP | 610.2 | 577 | 577 |  | 5 | 1971 | BIT |  | N | Y | N | Electric Utility |  |  |  |  | N | Y |  |  | Y |  | N | 1 | 1971 | 1100000 | [16 empty] | OP | BR |  |  |  | LS |  |  |  | Y | 4 | 97 | 1199 | 1796239 | 100 | OP | EH |  |  | 12.5 |  | 3.5 | 5 |  |  | 99.9 | 225 | 1800000 |  |  |  |  | COAL | OH | J M Stuart | 2850 | 1 | 2010 | MS1B, MS1W | ARP, CAIRNOX, CAIROS, CAIRSO2 | 6276.62 | 12 | 3321046.75 |  | 2870.87 | 0.1087 | 1599.644 | 3331782.721 | 32473530.5 | 5 | East Central Area Reliability Coordination Agreement | Adams | Electric Utility | 4911 | Electric Services | 38.6361 | -83.6939 | Columbus Southern Power Company (Owner) Dayton Power and Light Company (Owner/Operator) Duke Energy Corporation (Owner) | Phase 2 | Group 2 | Operating | Cell burner boiler | Coal |  | Wet Lime FGD | Other Selective Catalytic Reduction | Electrostatic Precipitator | 5649 | 9.7208 | COAL | 626 | 1957.539 | 0.1087 | 0.17681 | 9.7208
4922 | Dayton Power & Light Co | 2850 | J M Stuart | OH | Adams | 2 | ST | OP | 610.2 | 577 | 577 |  | 10 | 1970 | BIT |  | N | Y | N | Electric Utility |  |  |  |  | N | Y |  |  | Y |  |  | 2 | 1970 | 1100000 | [16 empty] | OP | BR |  |  |  | LS |  |  |  | Y | 4 | 97 | 1199 | 1796239 | 100 | OP | EH |  |  | 12.5 |  | 3.5 | 5 |  |  | 99.9 | 225 | 1800000 |  |  |  |  | COAL | OH | J M Stuart | 2850 | 2 | 2010 | MS2B, MS2W | ARP, CAIRNOX, CAIROS, CAIRSO2 | 8040.39 | 12 | 4226577.81 |  | 3389.484 | 0.117 | 2272.521 | 4238259.481 | 41308582.72 | 5 | East Central Area Reliability Coordination Agreement | Adams | Electric Utility | 4911 | Electric Services | 38.6361 | -83.6939 | Columbus Southern Power Company (Owner) Dayton Power and Light Company (Owner/Operator) Duke Energy Corporation (Owner) | Phase 2 | Group 2 | Operating | Cell burner boiler | Coal |  | Wet Lime FGD | Other Selective Catalytic Reduction | Electrostatic Precipitator | 5649 | 9.7052 | COAL | 622 | 1961.0052 | 0.117 | 0.16411 | 9.7052
4922 | Dayton Power & Light Co | 2850 | J M Stuart | OH | Adams | 3 | ST | OP | 610.2 | 577 | 577 |  | 5 | 1972 | BIT |  | N | Y | N | Electric Utility |  |  |  |  | N | Y |  |  | Y |  |  | 3 | 1972 | 1100000 | [16 empty] | OP | BR |  |  |  | LS |  |  |  | Y | 4 | 97 | 1199 | 1796239 | 100 | OP | EH |  |  | 12.5 |  | 3.5 | 5 |  |  | 99.9 | 225 | 1800000 | OP | OT |  |  | COAL | OH | J M Stuart | 2850 | 3 | 2010 | MS3B, MS3W | ARP, CAIRNOX, CAIROS, CAIRSO2 | 6430.93 | 12 | 3366209.92 |  | 1207.705 | 0.1346 | 1967.033 | 3282217.415 | 31990407.91 | 5 | East Central Area Reliability Coordination Agreement | Adams | Electric Utility | 4911 | Electric Services | 38.6361 | -83.6939 | Columbus Southern Power Company (Owner) Dayton Power and Light Company (Owner/Operator) Duke Energy Corporation (Owner) | Phase 2 | Group 2 | Operating | Cell burner boiler | Coal |  | Wet Lime FGD | Other Selective Catalytic Reduction | Electrostatic Precipitator | 5649 | 9.4238 | COAL | 627 | 1956.6724 | 0.1346 | 0.075504 | 9.4238
4922 | Dayton Power & Light Co | 2850 | J M Stuart | OH | Adams | 4 | ST | OP | 610.2 | 577 | 577 |  | 6 | 1974 | BIT |  | N | Y | N | Electric Utility |  |  |  |  | N | Y |  |  | Y |  |  | 4 | 1974 | 1100000 | [16 empty] | OP | BR |  |  |  | LS |  |  |  | Y | 4 | 97 | 1199 | 1796239 | 100 | OP | EH |  |  | 12.5 |  | 3.5 | 5 |  |  | 99.9 | 225 | 1800000 | OP | LA |  |  | COAL | OH | J M Stuart | 2850 | 4 | 2010 | MS4B, MS4W | ARP, CAIRNOX, CAIROS, CAIRSO2 | 6980.75 | 12 | 3744793.02 |  | 2336.606 | 0.1315 | 2150.794 | 3526243.957 | 34368836.16 | 5 | East Central Area Reliability Coordination Agreement | Adams | Electric Utility | 4911 | Electric Services | 38.6361 | -83.6939 | Columbus Southern Power Company (Owner) Dayton Power and Light Company (Owner/Operator) Duke Energy Corporation (Owner) | Phase 2 | Group 2 | Operating | Cell burner boiler | Coal |  | Wet Lime FGD | Other Selective Catalytic Reduction | Electrostatic Precipitator | 5649 | 9.1353 | COAL | 624 | 1959.2721 | 0.1315 | 0.13597 | 9.1353
4922 | Dayton Power & Light Co | 2850 | J M Stuart | OH | Adams | D1 | IC | OP | 2.7 | 2.2 | 2.2 |  | 10 | 1969 | DFO |  | N | Y | N | Electric Utility |  |  |  |  | N | [57 empty] | LIQUID | [39 empty] | 0.7385 | 0.025484 | 12.5895
4922 | Dayton Power & Light Co | 2851 | Monument | OH | Montgomery | 1 | IC | OP | 2.7 | 2.4 | 2.4 |  | 6 | 1968 | DFO |  | N | Y | N | Electric Utility |  |  |  |  | N | [57 empty] | LIQUID | [39 empty] | 0.7385 | 0.025484 | 12.5895
4922 | Dayton Power & Light Co | 2852 | Sidney | OH | Shelby | 1 | IC | OP | 2.7 | 2.4 | 2.4 |  | 7 | 1968 | DFO |  | N | Y | N | Electric Utility |  |  |  |  | N | [57 empty] | LIQUID | [39 empty] | 0.7385 | 0.025484 | 12.5895
4922 | Dayton Power & Light Co | 2854 | Yankee Street | OH | Montgomery | 1 | GT | OP | 18.5 | 19.5 | 22 |  | 7 | 1969 | NG | DFO | Y | Y | N | Electric Utility |  |  |  |  | N | [57 empty] | GAS | [39 empty] | 0.28272 | 0.0043688 | 12.1227
4922 | Dayton Power & Light Co | 2854 | Yankee Street | OH | Montgomery | 2 | GT | OP | 18.5 | 19.5 | 22 |  | 7 | 1969 | NG | DFO | Y | Y | N | Electric Utility |  |  |  |  | N | [57 empty] | GAS | [39 empty] | 0.28272 | 0.0043688 | 12.1227
4922 | Dayton Power & Light Co | 2854 | Yankee Street | OH | Montgomery | 3 | GT | OP | 18.5 | 19.3 | 22 |  | 7 | 1969 | NG | DFO | Y | Y | N | Electric Utility |  |  |  |  | N | [57 empty] | GAS | [39 empty] | 0.28272 | 0.0043688 | 12.1227
4922 | Dayton Power & Light Co | 2854 | Yankee Street | OH | Montgomery | 4 | GT | OP | 17.5 | 11 | 11 |  | 11 | 1970 | NG | DFO | Y | Y | N | Electric Utility |  |  |  |  | N | [57 empty] | GAS | [39 empty] | 0.28502 | 0.0043595 | 11.9368
4922 | Dayton Power & Light Co | 2854 | Yankee Street | OH | Montgomery | 5 | GT | OP | 17.5 | 8 | 8 |  | 11 | 1970 | NG | DFO | Y | Y | N | Electric Utility |  |  |  |  | N | [57 empty] | GAS | [39 empty] | 0.28502 | 0.0043595 | 11.9368
4922 | Dayton Power & Light Co | 2854 | Yankee Street | OH | Montgomery | 6 | GT | OP | 17.5 | 12 | 12 |  | 11 | 1970 | NG | DFO | Y | Y | N | Electric Utility |  |  |  |  | N | [57 empty] | GAS | [39 empty] | 0.28502 | 0.0043595 | 11.9368
4922 | Dayton Power & Light Co | 2854 | Yankee Street | OH | Montgomery | 7 | GT | OP | 17.5 | 11 | 11 |  | 11 | 1970 | NG | DFO | Y | Y | N | Electric Utility |  |  |  |  | N | [57 empty] | GAS | [39 empty] | 0.28502 | 0.0043595 | 11.9368
4922 | Dayton Power & Light Co | 6031 | Killen Station | OH | Adams | 2 | ST | OP | 660.6 | 600 | 600 |  | 6 | 1982 | BIT |  | N | Y | N | Electric Utility |  |  |  |  | N | Y |  | Y |  |  |  | 2 | 1982 | 130675 | [16 empty] | OP | BR |  |  |  | LS |  |  |  | N | 4 | 97 | 1262 | 1859878 | 100 | OP | EW |  |  | 10 |  | 0.6 | 4 |  |  | 99.6 | 285 | 1850000 |  |  |  |  | COAL | OH | Killen Station | 6031 | 2 | 2010 |  | ARP, CAIRNOX, CAIROS, CAIRSO2 | 7718.79 | 12 | 4592604.83 |  | 6095.437 | 0.1963 | 4157.95 | 4431822.552 | 43210491.91 | 5 | East Central Area Reliability Coordination Agreement | Adams | Electric Utility | 4911 | Electric Services | 38.6903 | -83.4803 | Dayton Power and Light Company (Owner/Operator) Duke Energy Corporation (Owner) | Phase 2 | Phase II Group 1 | Operating | Dry bottom wall-fired boiler | Coal |  | Wet Lime FGD | Other Selective Catalytic Reduction |  | 5928 | 9.3891 | COAL | 665 | 1945.8333 | 0.1963 | 0.28213 | 9.3891
4922 | Dayton Power & Light Co | 6031 | Killen Station | OH | Adams | GT1 | GT | OP | 28.7 | 18 | 24 |  | 4 | 1982 | DFO |  | N | Y | N | Electric Utility |  |  |  |  | N | [57 empty] | LIQUID | [39 empty] | 0.60585 | 0.12124 | 13.8574
4922 | Dayton Power & Light Co | 2847 | Frank M Tait | OH | Montgomery | GT1 | GT | OP | 103.5 | 88 | 100 |  | 6 | 1995 | NG | DFO | Y | Y | N | Electric Utility |  |  |  |  | N | [57 empty] | GAS | OH | Frank M Tait Station | 2847 | 1 | 2010 |  | ARP, CAIRNOX, CAIROS, CAIRSO2 | 133.47 | 12 | 7319.87 |  | 0.036 | 0.1314 | 4.97 | 6180.6 | 104736.3 | 5 |  | Montgomery | Electric Utility | 4931 | Elec & Other Services Combined | 39.7281 | -84.2103 | Dayton Power and Light Company (Owner/Operator) | Phase 2 |  | Operating | Combustion turbine | Pipeline Natural Gas | Diesel Oil |  | Water Injection |  | 1500 | 13.8317 | GAS | 99 | 494.9495 | 0.1314 | 0.000687 | 13.8317
4922 | Dayton Power & Light Co | 2847 | Frank M Tait | OH | Montgomery | GT2 | GT | OP | 106.1 | 89 | 102 |  | 12 | 1996 | NG | DFO | Y | Y | N | Electric Utility |  |  |  |  | N | [57 empty] | GAS | OH | Frank M Tait Station | 2847 | 2 | 2010 |  | ARP, CAIROS, CAIRSO2, CAIRNOX | 136.16 | 12 | 7900.15 |  | 0.03 | 0.1277 | 4.58 | 5968.7 | 101160.5 | 5 |  | Montgomery | Electric Utility | 4931 | Elec & Other Services Combined | 39.7281 | -84.2103 | Dayton Power and Light Company (Owner/Operator) | Phase 2 |  | Operating | Combustion turbine | Pipeline Natural Gas | Diesel Oil |  | Water Injection |  | 1500 | 12.7552 | GAS | 93 | 451.6129 | 0.1277 | 0.000593 | 12.7552
4922 | Dayton Power & Light Co | 2847 | Frank M Tait | OH | Montgomery | GT3 | GT | OP | 84.2 | 79 | 102 |  | 12 | 1998 | NG | DFO | Y | Y | N | Electric Utility |  |  |  |  | N | [57 empty] | GAS | OH | Frank M Tait Station | 2847 | 3 | 2010 |  | ARP, CAIRNOX, CAIROS, CAIRSO2 | 214.48 | 12 | 12055.94 |  | 0.059 | 0.0807 | 4.99 | 11658.2 | 197603 | 5 |  | Montgomery | Electric Utility | 4931 | Elec & Other Services Combined | 39.7281 | -84.2103 | Dayton Power and Light Company (Owner/Operator) | Phase 2 |  | Operating | Combustion turbine | Pipeline Natural Gas | Diesel Oil |  | Dry Low NOx Burners Water Injection |  | 1500 | 17.0829 | GAS | 94 | 457.4468 | 0.0807 | 0.000597 | 16.3905
4922 | Dayton Power & Light Co | 2847 | Frank M Tait | OH | Montgomery | IC1 | IC | OP | 2.7 | 2.5 | 2.5 |  | 5 | 1967 | DFO |  | N | Y | N | Electric Utility |  |  |  |  | N | [57 empty] | LIQUID | [39 empty] | 0.7385 | 0.025484 | 12.5895
4922 | Dayton Power & Light Co | 2847 | Frank M Tait | OH | Montgomery | IC2 | IC | OP | 2.7 | 2.5 | 2.5 |  | 5 | 1967 | DFO |  | N | Y | N | Electric Utility |  |  |  |  | N | [57 empty] | LIQUID | [39 empty] | 0.7385 | 0.025484 | 12.5895
4922 | Dayton Power & Light Co | 2847 | Frank M Tait | OH | Montgomery | IC3 | IC | OP | 2.7 | 2.5 | 2.5 |  | 5 | 1967 | DFO |  | N | Y | N | Electric Utility |  |  |  |  | N | [57 empty] | LIQUID | [39 empty] | 0.7385 | 0.025484 | 12.5895
4922 | Dayton Power & Light Co | 2847 | Frank M Tait | OH | Montgomery | IC4 | IC | OP | 2.7 | 2.5 | 2.5 |  | 5 | 1967 | DFO |  | N | Y | N | Electric Utility |  |  |  |  | N | [57 empty] | LIQUID | [39 empty] | 0.7385 | 0.025484 | 12.5895
4922 | Dayton Power & Light Co | 2850 | J M Stuart | OH | Adams | D2 | IC | OP | 2.7 | 2.2 | 2.2 |  | 10 | 1969 | DFO |  | N | Y | N | Electric Utility |  |  |  |  | N | [57 empty] | LIQUID | [39 empty] | 0.7385 | 0.025484 | 12.5895
4922 | Dayton Power & Light Co | 2850 | J M Stuart | OH | Adams | D3 | IC | OP | 2.7 | 2.2 | 2.2 |  | 10 | 1969 | DFO |  | N | Y | N | Electric Utility |  |  |  |  | N | [57 empty] | LIQUID | [39 empty] | 0.7385 | 0.025484 | 12.5895
4922 | Dayton Power & Light Co | 2850 | J M Stuart | OH | Adams | D4 | IC | OP | 2.7 | 2.2 | 2.2 |  | 10 | 1969 | DFO |  | N | Y | N | Electric Utility |  |  |  |  | N | [57 empty] | LIQUID | [39 empty] | 0.7385 | 0.025484 | 12.5895
4922 | Dayton Power & Light Co | 2851 | Monument | OH | Montgomery | 2 | IC | OP | 2.7 | 2.4 | 2.4 |  | 6 | 1968 | DFO |  | N | Y | N | Electric Utility |  |  |  |  | N | [57 empty] | LIQUID | [39 empty] | 0.7385 | 0.025484 | 12.5895
4922 | Dayton Power & Light Co | 2851 | Monument | OH | Montgomery | 3 | IC | OP | 2.7 | 2.4 | 2.4 |  | 6 | 1968 | DFO |  | N | Y | N | Electric Utility |  |  |  |  | N | [57 empty] | LIQUID | [39 empty] | 0.7385 | 0.025484 | 12.5895
4922 | Dayton Power & Light Co | 2851 | Monument | OH | Montgomery | 4 | IC | OP | 2.7 | 2.4 | 2.4 |  | 6 | 1968 | DFO |  | N | Y | N | Electric Utility |  |  |  |  | N | [57 empty] | LIQUID | [39 empty] | 0.7385 | 0.025484 | 12.5895
4922 | Dayton Power & Light Co | 2851 | Monument | OH | Montgomery | 5 | IC | OP | 2.7 | 2.4 | 2.4 |  | 6 | 1968 | DFO |  | N | Y | N | Electric Utility |  |  |  |  | N | [57 empty] | LIQUID | [39 empty] | 0.7385 | 0.025484 | 12.5895
4922 | Dayton Power & Light Co | 2852 | Sidney | OH | Shelby | 2 | IC | OP | 2.7 | 2.4 | 2.4 |  | 7 | 1968 | DFO |  | N | Y | N | Electric Utility |  |  |  |  | N | [57 empty] | LIQUID | [39 empty] | 0.7385 | 0.025484 | 12.5895
4922 | Dayton Power & Light Co | 2852 | Sidney | OH | Shelby | 3 | IC | OP | 2.7 | 2.4 | 2.4 |  | 7 | 1968 | DFO |  | N | Y | N | Electric Utility |  |  |  |  | N | [57 empty] | LIQUID | [39 empty] | 0.7385 | 0.025484 | 12.5895
4922 | Dayton Power & Light Co | 2852 | Sidney | OH | Shelby | 4 | IC | OP | 2.7 | 2.4 | 2.4 |  | 7 | 1968 | DFO |  | N | Y | N | Electric Utility |  |  |  |  | N | [57 empty] | LIQUID | [39 empty] | 0.7385 | 0.025484 | 12.5895
4922 | Dayton Power & Light Co | 2852 | Sidney | OH | Shelby | 5 | IC | OP | 2.7 | 2.4 | 2.4 |  | 7 | 1968 | DFO |  | N | Y | N | Electric Utility |  |  |  |  | N | [57 empty] | LIQUID | [39 empty] | 0.7385 | 0.025484 | 12.5895
4922 | Dayton Power & Light Co | 2854 | Yankee Street | OH | Montgomery | YS1 | PV | OP | 1.1 | 1.1 | 1.1 |  | 3 | 2010 | SUN |  | N | Y | N | Electric Utility |  |  |  |  | N | [57 empty] | N/A | [39 empty] | 0 | 0 | 10.4
4945 | Dearborn Industrial Gen Inc | 55088 | Dearborn Industrial Generation | MI | Wayne | GT 1 | CT | OP | 170 | 155 | 180 |  | 7 | 2001 | NG |  | N | Y | Y | IPP CHP | [62 empty] | GAS | MI | Dearborn Industrial Generation | 55088 | GTP1 | 2010 |  | ARP, CAIRNOX, CAIROS, CAIRSO2 | 797.5 | 12 | 115782 |  | 0.366 | 0.0469 | 22.913 | 72572.225 | 1221163.275 | 5 |  | Wayne | Electric Utility | 4911 | Electric Services | 42.3026 | -83.154 | Dearborn Industrial Generation, LLC (Owner) Dearborn Generation Operating, LLC (Operator) | Phase 2 |  | Operating | Combustion turbine | Pipeline Natural Gas |  |  | Dry Low NOx Burners |  | 2164 | 10.3493 | GAS | 178 | 494.382 | 0.0469 | 0.000599 | 10.3493
4945 | Dearborn Industrial Gen Inc | 55088 | Dearborn Industrial Generation | MI | Wayne | GT2 | CT | OP | 170 | 155 | 180 |  | 7 | 2001 | NG |  | N | Y | Y | IPP CHP | [62 empty] | GAS | MI | Dearborn Industrial Generation | 55088 | GT2100 | 2010 |  | CAIROS, CAIRNOX, CAIRSO2 | 3689.25 | 12 | 537625.75 |  | 1.709 | 0.0411 | 98.091 |  | 5696406.25 | 5 |  | Wayne | Electric Utility | 4911 | Electric Services | 42.3026 | -83.154 | Dearborn Industrial Generation, LLC (Owner) Dearborn Generation Operating, LLC (Operator) |  |  | Operating | Combustion turbine | Pipeline Natural Gas |  |  | Dry Low NOx Burners |  | 2164 | 10.4407 | GAS | 184 | 488.8889 | 0.0411 | 0.0006 | 10.4407
4945 | Dearborn Industrial Gen Inc | 55088 | Dearborn Industrial Generation | MI | Wayne | GTP1 | GT | OP | 170 | 150 | 180 |  | 6 | 1999 | NG |  | N | Y | N | IPP CHP | [62 empty] | GAS | MI | Dearborn Industrial Generation | 55088 | GTP1 | 2010 |  | ARP, CAIRNOX, CAIROS, CAIRSO2 | 797.5 | 12 | 115782 |  | 0.366 | 0.0469 | 22.913 | 72572.225 | 1221163.275 | 5 |  | Wayne | Electric Utility | 4911 | Electric Services | 42.3026 | -83.154 | Dearborn Industrial Generation, LLC (Owner) Dearborn Generation Operating, LLC (Operator) | Phase 2 |  | Operating | Combustion turbine | Pipeline Natural Gas |  |  | Dry Low NOx Burners |  | 2164 | 10.3493 | GAS | 178 | 1994.382 | 0.0469 | 0.000599 | 10.3493
4945 | Dearborn Industrial Gen Inc | 55088 | Dearborn Industrial Generation | MI | Wayne | ST1 | CA | OP | 250 | 250 | 250 |  | 8 | 2001 | NG | OG | N | Y | Y | IPP CHP | [62 empty] | GAS | [39 empty] | 0 | 0 | 10.4
4959 | Aniak Light & Power Co Inc | 7182 | Aniak | AK | Bethel | 1 | IC | OP | 0.5 | 0.2 | 0.3 |  | 7 | 1988 | DFO |  | N | N | N | Electric Utility |  |  |  |  | N | [57 empty] | LIQUID | [39 empty] | 0.7385 | 0.025484 | 12.5895
4959 | Aniak Light & Power Co Inc | 7182 | Aniak | AK | Bethel | 9 | IC | OP | 0.6 | 0.6 | 0.6 |  | 12 | 1996 | DFO |  | N | N | N | Electric Utility |  |  |  |  | N | [57 empty] | LIQUID | [39 empty] | 0.7385 | 0.025484 | 12.5895
4966 | Casco Bay Energy Co LLC | 55068 | Maine Independence Station | ME | Penobscot | GEN1 | CT | OP | 177.8 | 155.7 | 173.5 |  | 5 | 2000 | NG |  | N | Y | N | IPP Non-CHP |  |  |  |  | N | [57 empty] | GAS | ME | Maine Independence Station | 55068 | 1 | 2010 |  | ARP, RGGI | 7148.15 | 12 | 826408.48 |  | 2.884 | 0.0164 | 60.256 | 571349.313 | 9614094.051 | 1 |  | Penobscot | Electric Utility | 4911 | Electric Services | 44.8236 | -68.7106 | Casco Bay Energy Company, LLC (Owner/Operator) | Phase 2 |  | Operating | Combined cycle | Pipeline Natural Gas |  |  | Dry Low NOx Burners Selective Catalytic Reduction |  | 1937 | 10.7198 | GAS | 191 | 449.5677 | 0.0164 | 0.0006 | 10.7198
4966 | Casco Bay Energy Co LLC | 55068 | Maine Independence Station | ME | Penobscot | GEN2 | CT | OP | 177.8 | 156.7 | 175.1 |  | 5 | 2000 | NG |  | N | Y | N | IPP Non-CHP |  |  |  |  | N | [57 empty] | GAS | ME | Maine Independence Station | 55068 | 2 | 2010 |  | ARP, RGGI | 6929.51 | 12 | 807747.41 |  | 2.822 | 0.0156 | 59.177 | 559052.94 | 9407102.439 | 1 |  | Penobscot | Electric Utility | 4911 | Electric Services | 44.8236 | -68.7106 | Casco Bay Energy Company, LLC (Owner/Operator) | Phase 2 |  | Operating | Combined cycle | Pipeline Natural Gas |  |  | Dry Low NOx Burners Selective Catalytic Reduction |  | 1937 | 10.7876 | GAS | 187 | 466.0194 | 0.0156 | 0.0006 | 10.7876
4966 | Casco Bay Energy Co LLC | 55068 | Maine Independence Station | ME | Penobscot | GEN3 | CA | OP | 194.6 | 177.6 | 191.4 |  | 5 | 2000 | NG |  | N | Y | N | IPP Non-CHP |  |  |  |  | N | [57 empty] | GAS | [39 empty] | 0 | 0 | 10.4
4980 | Haw River Hydro Co | 10258 | Haw River Hydro | NC | ALAMANCE | 1 | HY | OP | 1 | 1 | 1 |  | 9 | 1981 | WAT |  | N | N | N | IPP Non-CHP |  |  |  |  | N | [57 empty] | N/A | [39 empty] | 0 | 0 | 10.4
4980 | Haw River Hydro Co | 10258 | Haw River Hydro | NC | ALAMANCE | 2 | HY | OP | 0.5 | 0.5 | 0.5 |  | 6 | 1982 | WAT |  | N | N | N | IPP Non-CHP |  |  |  |  | N | [57 empty] | N/A | [39 empty] | 0 | 0 | 10.4
4994 | Deer Park Energy Center | 55464 | Deer Park Energy Center | TX | Harris | CTG1 | CT | OP | 180 | 154.8 | 169.2 |  | 6 | 2003 | NG |  | N | Y | Y | IPP CHP |  |  |  |  | N | [57 empty] | GAS | TX | Deer Park Energy Center | 55464 | CTG1 | 2010 |  | ARP, CAIRNOX, CAIRSO2 | 7732.17 | 12 | 2261303.2 |  | 4.45 | 0.0087 | 63.485 | 881466.954 | 14832305.43 | 6 |  | Harris | Cogeneration | 4911 | Electric Services | 29.7153 | -95.1361 | Deer Park Energy Center, LP (Owner) Calpine Operating Services Company, Inc. (Operator) | Phase 2 |  | Operating | Combined cycle | Pipeline Natural Gas |  |  | Dry Low NOx Burners Selective Catalytic Reduction |  | 2707 | 6.4815 | GAS | 386 | 1359.3381 | 0.0087 | 0.0006 | 9.5201
4994 | Deer Park Energy Center | 55464 | Deer Park Energy Center | TX | Harris | CTG2 | CT | OP | 180 | 169.8 | 184.2 |  | 6 | 2003 | NG |  | N | Y | Y | IPP CHP |  |  |  |  | N | [57 empty] | GAS | TX | Deer Park Energy Center | 55464 | CTG2 | 2010 |  | ARP, CAIRNOX, CAIRSO2 | 8447.04 | 12 | 2526299.56 |  | 5.045 | 0.0077 | 63.755 | 999353.882 | 16816019.7 | 6 |  | Harris | Cogeneration | 4911 | Electric Services | 29.7153 | -95.1361 | Deer Park Energy Center, LP (Owner) Calpine Operating Services Company, Inc. (Operator) | Phase 2 |  | Operating | Combined cycle | Pipeline Natural Gas |  |  | Dry Low NOx Burners Selective Catalytic Reduction |  | 2707 | 6.5603 | GAS | 400 | 1414.2237 | 0.0077 | 0.0006 | 9.5201
4994 | Deer Park Energy Center | 55464 | Deer Park Energy Center | TX | Harris | CTG3 | CT | OP | 180 | 169.8 | 184.2 |  | 6 | 2004 | NG |  | N | Y | Y | IPP CHP |  |  |  |  | N | [57 empty] | GAS | TX | Deer Park Energy Center | 55464 | CTG3 | 2010 |  | ARP, CAIRNOX, CAIRSO2 | 7515.59 | 12 | 2282248.35 |  | 4.501 | 0.0077 | 56.178 | 891509.124 | 15001344.92 | 6 |  | Harris | Cogeneration | 4911 | Electric Services | 29.7153 | -95.1361 | Deer Park Energy Center, LP (Owner) Calpine Operating Services Company, Inc. (Operator) | Phase 2 |  | Operating | Combined cycle | Pipeline Natural Gas |  |  | Dry Low NOx Burners Selective Catalytic Reduction |  | 2707 | 6.5003 | GAS | 386 | 1452.2258 | 0.0077 | 0.0006 | 9.4676
4994 | Deer Park Energy Center | 55464 | Deer Park Energy Center | TX | Harris | CTG4 | CT | OP | 180 | 169.8 | 184.2 |  | 6 | 2004 | NG |  | N | Y | Y | IPP CHP |  |  |  |  | N | [57 empty] | GAS | TX | Deer Park Energy Center | 55464 | CTG4 | 2010 |  | ARP, CAIRNOX, CAIRSO2 | 6416.62 | 12 | 1969976.28 |  | 3.771 | 0.0076 | 46.065 | 746965.644 | 12569195.83 | 6 |  | Harris | Cogeneration | 4911 | Electric Services | 29.7153 | -95.1361 | Deer Park Energy Center, LP (Owner) Calpine Operating Services Company, Inc. (Operator) | Phase 2 |  | Operating | Combined cycle | Pipeline Natural Gas |  |  | Dry Low NOx Burners Selective Catalytic Reduction |  | 2707 | 6.2821 | GAS | 388 | 1446.797 | 0.0076 | 0.0006 | 9.4676
4994 | Deer Park Energy Center | 55464 | Deer Park Energy Center | TX | Harris | STG1 | CA | OP | 276 | 258 | 282 |  | 6 | 2004 | NG |  | N | Y | Y | IPP CHP |  |  |  |  | N | [6 empty] | ST2¦¦ST3¦¦ST4¦¦ST1 | 2003¦¦ 2004¦¦ 2004¦¦ 2003 | 1084104 | [48 empty] | GAS | [39 empty] | 0 | 0 | 10.4
5015 | Delano Municipal Utilities | 1969 | Delano | MN | WRIGHT | 1 | IC | OP | 1.1 | 1.1 | 1.1 |  | 4 | 1951 | DFO |  | N | Y | N | Electric Utility |  |  |  |  | N | [57 empty] | LIQUID | [39 empty] | 0.7385 | 0.025484 | 12.5895
5015 | Delano Municipal Utilities | 1969 | Delano | MN | WRIGHT | 2 | IC | OP | 1.1 | 1.1 | 1.1 |  | 11 | 1972 | NG | DFO | N | Y | N | Electric Utility |  |  |  |  | N | [57 empty] | GAS | [39 empty] | 1.1659 | 0.0016829 | 10.4
5015 | Delano Municipal Utilities | 1969 | Delano | MN | WRIGHT | 3 | IC | OP | 1.3 | 1.3 | 1.3 |  | 3 | 1973 | NG | DFO | N | Y | N | Electric Utility |  |  |  |  | N | [57 empty] | GAS | [39 empty] | 1.1659 | 0.0016829 | 10.4
5015 | Delano Municipal Utilities | 1969 | Delano | MN | WRIGHT | 5 | IC | OP | 0.8 | 0.8 | 0.8 |  | 10 | 1946 | DFO |  | N | Y | N | Electric Utility |  |  |  |  | N | [57 empty] | LIQUID | [39 empty] | 0.7385 | 0.025484 | 12.5895
5015 | Delano Municipal Utilities | 1969 | Delano | MN | WRIGHT | 6 | IC | OP | 1.2 | 1.2 | 1.2 |  | 8 | 1989 | DFO |  | N | Y | N | Electric Utility |  |  |  |  | N | [57 empty] | LIQUID | [39 empty] | 0.7385 | 0.025484 | 12.5895
5015 | Delano Municipal Utilities | 1969 | Delano | MN | WRIGHT | 7 | IC | OP | 3 | 3 | 3 |  | 8 | 1994 | DFO |  | N | Y | N | Electric Utility |  |  |  |  | N | [57 empty] | LIQUID | [39 empty] | 0.7385 | 0.025484 | 12.5895
5015 | Delano Municipal Utilities | 1969 | Delano | MN | WRIGHT | 8 | IC | OP | 3.1 | 3.1 | 3.1 |  | 6 | 1999 | DFO |  | N | Y | N | Electric Utility |  |  |  |  | N | [57 empty] | LIQUID | [39 empty] | 0.7385 | 0.025484 | 12.5895
5015 | Delano Municipal Utilities | 1969 | Delano | MN | WRIGHT | 9 | GT | OP | 12.5 | 11 | 12 |  | 7 | 2002 | DFO |  | N | Y | N | Electric Utility |  |  |  |  | N | [57 empty] | LIQUID | [39 empty] | 0.3471 | 0.021068 | 16.0454
5030 | Delta Energy Center LLC | 55333 | Delta Energy Center | CA | Contra Costa | CTG1 | CT | OP | 212 | 176 | 191 |  | 5 | 2002 | NG |  | N | Y | N | IPP Non-CHP |  |  |  |  | N | [57 empty] | GAS | CA | Delta Energy Center, LLC | 55333 | 1 | 2010 |  | ARP | 6704.61 | 12 | 1681801.85 |  | 3.452 | 0.0093 | 44.922 | 683862.058 | 11507277.1 | 9 |  | Contra Costa | Electric Utility | 4911 | Electric Services | 38.0167 | -121.8439 | Delta Energy Center, LLC (Owner/Operator) | Phase 2 |  | Operating | Combined cycle | Pipeline Natural Gas |  |  | Ammonia Injection |  | 2125 | 6.7634 | GAS | 317 | 170.1571 | 0.0093 | 0.0006 | 9.3471
5030 | Delta Energy Center LLC | 55333 | Delta Energy Center | CA | Contra Costa | CTG2 | CT | OP | 212 | 165 | 180 |  | 5 | 2002 | NG |  | N | Y | N | IPP Non-CHP |  |  |  |  | N | [57 empty] | GAS | CA | Delta Energy Center, LLC | 55333 | 2 | 2010 |  | ARP | 5313.9 | 12 | 1262097.37 |  | 2.633 | 0.0102 | 36.011 | 521518.722 | 8775582.041 | 9 |  | Contra Costa | Electric Utility | 4911 | Electric Services | 38.0167 | -121.8439 | Delta Energy Center, LLC (Owner/Operator) | Phase 2 |  | Operating | Combined cycle | Pipeline Natural Gas |  |  | Ammonia Injection |  | 2125 | 6.8635 | GAS | 320 | 111.1111 | 0.0102 | 0.0006 | 9.3471
5030 | Delta Energy Center LLC | 55333 | Delta Energy Center | CA | Contra Costa | CTG3 | CT | OP | 213.5 | 165 | 180 |  | 5 | 2002 | NG |  | N | Y | N | IPP Non-CHP |  |  |  |  | N | [57 empty] | GAS | CA | Delta Energy Center, LLC | 55333 | 3 | 2010 |  | ARP | 4829.98 | 12 | 1166331.54 |  | 2.444 | 0.0113 | 35.958 | 484179.578 | 8147302.856 | 9 |  | Contra Costa | Electric Utility | 4911 | Electric Services | 38.0167 | -121.8439 | Delta Energy Center, LLC (Owner/Operator) | Phase 2 |  | Operating | Combined cycle | Pipeline Natural Gas |  |  | Ammonia Injection |  | 2125 | 6.9174 | GAS | 298 | 172.2222 | 0.0113 | 0.0006 | 9.3445
5030 | Delta Energy Center LLC | 55333 | Delta Energy Center | CA | Contra Costa | STG1 | CA | OP | 306 | 263.1 | 287.6 |  | 5 | 2002 | NG |  | N | Y | N | IPP Non-CHP | [11 empty] | STK1¦¦STK2¦¦STK3 | 2002 | [49 empty] | GAS | [39 empty] | 0 | 0 | 10.4
5033 | Domtar Industries Inc | 50395 | Georgia-Pacific Corp - Nekoosa Mill | WI | Wood | HY1 | HY | OP | 0.8 | 0.8 | 0.7 |  | 1 | 1917 | WAT |  | N | Y | N | Industrial CHP |  |  |  |  | N | [57 empty] | N/A | [39 empty] | 0 | 0 | 10.4
5033 | Domtar Industries Inc | 50395 | Georgia-Pacific Corp - Nekoosa Mill | WI | Wood | HY2 | HY | OP | 0.8 | 0.8 | 0.7 |  | 1 | 1917 | WAT |  | N | Y | N | Industrial CHP | [62 empty] | N/A | [39 empty] | 0 | 0 | 10.4
5033 | Domtar Industries Inc | 50395 | Georgia-Pacific Corp - Nekoosa Mill | WI | Wood | HY3 | HY | OP | 0.8 | 0.8 | 0.7 |  | 1 | 1923 | WAT |  | N | Y | N | Industrial CHP | [62 empty] | N/A | [39 empty] | 0 | 0 | 10.4
5033 | Domtar Industries Inc | 50395 | Georgia-Pacific Corp - Nekoosa Mill | WI | Wood | TG14 | ST | OP | 13.1 | 12.5 | 12.1 |  | 2 | 1991 | BLQ | NG | Y | Y | Y | Industrial CHP |  |  |  |  | N |  | Y | [38 empty] | OP | EK | [8 empty] | 99.4 | 19.5 | 193900 |  |  |  |  | LIQUID | [39 empty] | 0.1014 | 0.049001 | 10.4
5033 | Domtar Industries Inc | 50395 | Georgia-Pacific Corp - Nekoosa Mill | WI | Wood | TG6 | ST | OP | 6 | 5.7 | 5.5 |  | 1 | 1951 | BIT | NG | Y | Y | Y | Industrial CHP |  |  |  |  | N | Y | [39 empty] | OP | MC | EK |  | 7 |  | 1.3 |  |  |  | 95.9 | 2.3 | 70000 |  |  |  |  | COAL | [39 empty] | 0.9544 | 1.5487 | 13.982
5033 | Domtar Industries Inc | 50395 | Georgia-Pacific Corp - Nekoosa Mill | WI | Wood | TG8 | ST | OP | 16 | 13 | 15 |  | 1 | 1966 | BIT | WDS | Y | Y | Y | Industrial CHP |  |  |  |  | N | Y | [39 empty] | OP | MC | EK |  | 7 |  | 1.3 |  |  |  | 99.7 | 5.8 | 169000 |  |  |  |  | COAL | [39 empty] | 0.64666 | 1.0303 | 12.2755
5033 | Domtar Industries Inc | 54103 | Port Edwards Mill | WI | Wood | HG2 | HY | OP | 0.4 | 0.4 | 0.4 |  | 1 | 1913 | WAT |  | N | Y | N | Industrial CHP |  |  |  |  | N | [57 empty] | N/A | [39 empty] | 0 | 0 | 10.4
5033 | Domtar Industries Inc | 54103 | Port Edwards Mill | WI | Wood | HG3 | HY | OP | 0.4 | 0.4 | 0.4 |  | 1 | 1913 | WAT |  | N | Y | N | Industrial CHP |  |  |  |  | N | [57 empty] | N/A | [39 empty] | 0 | 0 | 10.4
5033 | Domtar Industries Inc | 54103 | Port Edwards Mill | WI | Wood | HG4 | HY | OP | 0.4 | 0.4 | 0.4 |  | 1 | 1913 | WAT |  | N | Y | N | Industrial CHP |  |  |  |  | N | [57 empty] | N/A | [39 empty] | 0 | 0 | 10.4
5033 | Domtar Industries Inc | 54103 | Port Edwards Mill | WI | Wood | HG5 | HY | OP | 0.8 | 0.8 | 0.7 |  | 1 | 1926 | WAT |  | N | Y | N | Industrial CHP |  |  |  |  | N | [57 empty] | N/A | [39 empty] | 0 | 0 | 10.4
5033 | Domtar Industries Inc | 54103 | Port Edwards Mill | WI | Wood | HG6 | HY | OP | 0.8 | 0.8 | 0.7 |  | 1 | 1926 | WAT |  | N | Y | N | Industrial CHP |  |  |  |  | N | [57 empty] | N/A | [39 empty] | 0 | 0 | 10.4
5033 | Domtar Industries Inc | 54103 | Port Edwards Mill | WI | Wood | JHG1 | HY | OP | 1.3 | 1.2 | 1.2 |  | 1 | 1926 | WAT |  | N | Y | N | Industrial CHP |  |  |  |  | N | [57 empty] | N/A | [39 empty] | 0 | 0 | 10.4
5033 | Domtar Industries Inc | 54103 | Port Edwards Mill | WI | Wood | JHG2 | HY | OP | 0.6 | 0.6 | 0.6 |  | 1 | 1938 | WAT |  | N | Y | N | Industrial CHP |  |  |  |  | N | [57 empty] | N/A | [39 empty] | 0 | 0 | 10.4
5033 | Domtar Industries Inc | 54103 | Port Edwards Mill | WI | Wood | JHG3 | HY | OP | 0.6 | 0.6 | 0.6 |  | 1 | 1939 | WAT |  | N | Y | N | Industrial CHP |  |  |  |  | N | [57 empty] | N/A | [39 empty] | 0 | 0 | 10.4
5033 | Domtar Industries Inc | 54103 | Port Edwards Mill | WI | Wood | JHG5 | HY | OP | 0.6 | 0.6 | 0.6 |  | 1 | 1977 | WAT |  | N | Y | N | Industrial CHP |  |  |  |  | N | [57 empty] | N/A | [39 empty] | 0 | 0 | 10.4
5036 | City of Delta | 496 | Delta | CO | Delta | 1 | IC | OP | 0.8 | 0.8 | 0.8 |  | 10 | 1945 | NG | DFO | N | Y | N | Electric Utility |  |  |  |  | N | [57 empty] | GAS | [39 empty] | 1.1659 | 0.0016829 | 10.4
5036 | City of Delta | 496 | Delta | CO | Delta | 2 | IC | OP | 0.4 | 0.4 | 0.4 |  | 10 | 1939 | NG | DFO | N | Y | N | Electric Utility |  |  |  |  | N | [57 empty] | GAS | [39 empty] | 1.1659 | 0.0016829 | 10.4
5036 | City of Delta | 496 | Delta | CO | Delta | 3 | IC | OP | 0.1 | 0.1 | 0.1 |  | 10 | 1938 | DFO |  | N | Y | N | Electric Utility |  |  |  |  | N | [57 empty] | LIQUID | [39 empty] | 0.7385 | 0.025484 | 12.5895
5036 | City of Delta | 496 | Delta | CO | Delta | 4 | IC | OP | 0.1 | 0.1 | 0.1 |  | 10 | 1937 | DFO |  | N | Y | N | Electric Utility |  |  |  |  | N | [57 empty] | LIQUID | [39 empty] | 0.7385 | 0.025484 | 12.5895
5036 | City of Delta | 496 | Delta | CO | Delta | 5 | IC | OP | 0.1 | 0.1 | 0.1 |  | 10 | 1937 | DFO |  | N | Y | N | Electric Utility |  |  |  |  | N | [57 empty] | LIQUID | [39 empty] | 0.7385 | 0.025484 | 12.5895
5036 | City of Delta | 496 | Delta | CO | Delta | 6 | IC | OP | 1.2 | 1.2 | 1.2 |  | 10 | 1949 | NG | DFO | N | Y | N | Electric Utility |  |  |  |  | N | [57 empty] | GAS | [39 empty] | 1.1659 | 0.0016829 | 10.4
5036 | City of Delta | 496 | Delta | CO | Delta | 7 | IC | OP | 2.1 | 1.8 | 2 |  | 10 | 1956 | NG | DFO | N | Y | N | Electric Utility |  |  |  |  | N | [57 empty] | GAS | [39 empty] | 1.1659 | 0.0016829 | 10.4
5050 | Energy Operation Group | 10850 | Mojave Cogen | CA | Kern | GEN1 | CT | OP | 41.1 | 41 | 42 |  | 7 | 1990 | NG |  | N | Y | Y | IPP CHP |  |  |  |  | N | [57 empty] | GAS | [39 empty] | 0.070325 | 0.0009071 | 11.6646
5050 | Energy Operation Group | 10850 | Mojave Cogen | CA | Kern | GEN2 | CA | OP | 16 | 15.3 | 16 |  | 7 | 1990 | NG |  | N | Y | Y | IPP CHP |  |  |  |  | N | [57 empty] | GAS | [39 empty] | 0 | 0 | 10.4
5056 | City of Denison | 7853 | West Receiving | IA | Crawford | 1 | IC | OP | 2 | 1.8 | 1.8 |  | 4 | 1998 | DFO |  | N | Y | N | Electric Utility |  |  |  |  | N | [57 empty] | LIQUID | [39 empty] | 0.7385 | 0.025484 | 12.5895
5060 | Delta Person LP | 55039 | Delta Person LLC | NM | Bernalillo | GT1 | GT | OP | 150 | 140 | 140 |  | 4 | 2000 | NG | DFO | Y | Y | N | IPP Non-CHP |  |  |  |  | N | [57 empty] | GAS | NM | Person Generating Project | 55039 | GT-1 | 2010 |  | ARP | 72.29 | 12 | 6167.5 |  | 0.008 | 0.1659 | 0.816 | 1533.994 | 25804.741 | 6 |  | Bernalillo | Electric Utility | 4911 | Electric Services | 35.026 | -106.644 | Delta Power Company, LLC (Owner/Operator) | Phase 2 |  | Operating | Combustion turbine | Pipeline Natural Gas | Diesel Oil |  | Dry Low NOx Burners Water Injection |  | 2600 | 45.5777 | GAS | 147 | 475 | 0.1659 | 0.00062 | 45.5777
5065 | Equistar Chemicals LP | 50475 | Corpus Christi | TX | Neuces | GEN1 | GT | OP | 41 | 33 | 41 |  | 5 | 1989 | NG |  | N | Y | Y | Industrial CHP | [62 empty] | GAS | [39 empty] | 0.12881 | 0.0018286 | 12.0414
5065 | Equistar Chemicals LP | 57884 | Lake Charles Polymers | LA | Calcasieu | G-900 | GT | OP | 14.3 | 11.5 | 14.5 |  | 9 | 2011 | NG |  | N | Y | N | Industrial Non-CHP |  |  |  |  | N | [57 empty] | GAS | [39 empty] | 0.040824 | 0.0004127 | 10.2769
5065 | Equistar Chemicals LP | 57884 | Lake Charles Polymers | LA | Calcasieu | G-901 | IC | OP | 8.4 | 8 | 8.5 |  | 9 | 2011 | NG | OG | Y | Y | N | Industrial Non-CHP |  |  |  |  | N | [57 empty] | GAS | [39 empty] | 1.1659 | 0.0016829 | 10.4
5065 | Equistar Chemicals LP | 57884 | Lake Charles Polymers | LA | Calcasieu | G-902 | IC | OP | 8.4 | 8 | 8.5 |  | 9 | 2011 | NG | OG | Y | Y | N | Industrial Non-CHP |  |  |  |  | N | [57 empty] | GAS | [39 empty] | 1.1659 | 0.0016829 | 10.4
5068 | Denver City & County of | 10422 | Williams Fork Hydro Plant | CO | Grand | GEN1 | HY | OP | 3 | 3 | 3 |  | 7 | 1959 | WAT |  | N | Y | N | IPP Non-CHP | [62 empty] | N/A | [39 empty] | 0 | 0 | 10.4
5068 | Denver City & County of | 10081 | Strontia Springs Hydro Plant | CO | DOUGLAS | GEN1 | HY | OP | 1 | 1 | 1 |  | 7 | 1986 | WAT |  | N | Y | N | IPP Non-CHP |  |  |  |  | N | [57 empty] | N/A | [39 empty] | 0 | 0 | 10.4
5068 | Denver City & County of | 10421 | Dillon Hydro Plant | CO | Summit | GEN1 | HY | OP | 1.8 | 1.8 | 1.8 |  | 10 | 1987 | WAT |  | N | Y | N | IPP Non-CHP | [62 empty] | N/A | [39 empty] | 0 | 0 | 10.4
5068 | Denver City & County of | 10423 | North Fork Hydro Plant | CO | Park | GEN1 | HY | OP | 5.5 | 5.5 | 5.5 |  | 1 | 1988 | WAT |  | N | Y | N | IPP Non-CHP | [62 empty] | N/A | [39 empty] | 0 | 0 | 10.4
5068 | Denver City & County of | 10424 | Gross Hydro Plant | CO | Jefferson | GEN1 | HY | OP | 7.8 | 7.8 | 7.8 |  | 8 | 2007 | WAT |  | N | Y | N | IPP Non-CHP |  |  |  |  | N | [57 empty] | N/A | [39 empty] | 0 | 0 | 10.4
5068 | Denver City & County of | 54142 | Hillcrest Pump Station | CO | Jefferson | GEN1 | HY | OP | 2 | 2 | 2 |  | 6 | 1993 | WAT |  | N | Y | N | IPP Non-CHP | [62 empty] | N/A | [39 empty] | 0 | 0 | 10.4
5084 | Delaware Municipal Electric Corp | 7962 | Warren F Sam Beasley Generation Station | DE | Kent | 1 | GT | OP | 45 | 48 | 48 |  | 4 | 2002 | NG | DFO | Y | Y | N | Electric Utility |  |  |  |  | N | [57 empty] | GAS | DE | Warren F. Sam Beasley Pwr Station | 7962 | 1 | 2010 |  | ARP, CAIRNOX, CAIROS, CAIRSO2, RGGI | 683.68 | 12 | 31351.96 |  | 0.098 | 0.0269 | 2.78 | 18547.282 | 309326.941 | 3 | Mid-Atlantic Area Council | Kent | Electric Utility | 4911 | Electric Services | 39.2798 | -75.6246 | NRG Energy, Inc (Operator) Delaware Municipal Electric Corporation (Owner) | Phase 2 |  | Operating | Combustion turbine | Pipeline Natural Gas |  |  | Water Injection Selective Catalytic Reduction |  | 500 | 9.6363 | GAS | 50 | 1979.1667 | 0.0269 | 0.000634 | 9.6363
5089 | Des Moines Metro WRF | 50932 | Des Moines Wastewater Reclamation Fac | IA | Polk | 1 | IC | OP | 0.6 | 0.6 | 0.6 |  | 7 | 1991 | OBG | NG | Y | N | Y | Commercial CHP |  |  |  |  | N | [57 empty] | GAS | [39 empty] | 1.1659 | 0.0016829 | 10.4
5089 | Des Moines Metro WRF | 50932 | Des Moines Wastewater Reclamation Fac | IA | Polk | 2 | IC | OP | 0.6 | 0.6 | 0.6 |  | 7 | 1991 | OBG | NG | Y | N | Y | Commercial CHP |  |  |  |  | N | [57 empty] | GAS | [39 empty] | 1.1659 | 0.0016829 | 10.4
5089 | Des Moines Metro WRF | 50932 | Des Moines Wastewater Reclamation Fac | IA | Polk | 3 | IC | OP | 0.6 | 0.6 | 0.6 |  | 7 | 1991 | OBG | NG | Y | N | Y | Commercial CHP |  |  |  |  | N | [57 empty] | GAS | [39 empty] | 1.1659 | 0.0016829 | 10.4
5097 | City of Deshler | 2234 | Deshler | NE | Thayer | 1A | IC | OP | 0.3 | 0.3 | 0.3 |  | 1 | 2001 | DFO |  | N | Y | N | Electric Utility |  |  |  |  | N | [57 empty] | LIQUID | [39 empty] | 0.7385 | 0.025484 | 12.5895
5097 | City of Deshler | 2234 | Deshler | NE | Thayer | 2 | IC | OP | 0.3 | 0.2 | 0.2 |  | 1 | 1950 | DFO |  | N | Y | N | Electric Utility |  |  |  |  | N | [57 empty] | LIQUID | [39 empty] | 0.7385 | 0.025484 | 12.5895
5097 | City of Deshler | 2234 | Deshler | NE | Thayer | 4 | IC | OP | 0.6 | 0.6 | 0.6 |  | 1 | 1956 | DFO |  | N | Y | N | Electric Utility |  |  |  |  | N | [57 empty] | LIQUID | [39 empty] | 0.7385 | 0.025484 | 12.5895
5097 | City of Deshler | 2234 | Deshler | NE | Thayer | 5 | IC | OP | 1.1 | 1.1 | 1.1 |  | 3 | 1999 | DFO |  | N | Y | N | Electric Utility |  |  |  |  | N | [57 empty] | LIQUID | [39 empty] | 0.7385 | 0.025484 | 12.5895
5107 | City of Detroit | 1822 | Mistersky | MI | Wayne | GT1 | GT | OP | 35 | 25 | 30 |  | 12 | 1974 | DFO |  | N | Y | N | Electric Utility | [62 empty] | LIQUID | MI | Mistersky | 1822 | GT-1 | 2010 |  | CAIRNOX, CAIROS, CAIRSO2 | 26.17 | 12 | 71.36 |  | 0.271 | 0.4644 | 1.097 |  | 4408.333 | 5 |  | Wayne | Electric Utility | 4911 | Electric Services | 42.3038 | -83.0904 | City of Detroit (Owner/Operator) |  |  | Operating | Combustion turbine | Diesel Oil |  |  |  |  | 300 | 20.0136 | LIQUID | 10 | -500 | 0.4644 | 0.12295 | 20
5109 | Detroit Edison Co | 1729 | Fermi | MI | Monroe | 2 | ST | OP | 1217 | 1085 | 1120 |  | 1 | 1988 | NUC |  | N | Y | N | Electric Utility |  |  |  |  | N | [57 empty] | N/A | [39 empty] | 0 | 0 | 10.4
5109 | Detroit Edison Co | 1729 | Fermi | MI | Monroe | GT1 | GT | OP | 16 | 12 | 19 |  | 4 | 1966 | DFO |  | N | Y | N | Electric Utility |  |  |  |  | N | [57 empty] | LIQUID | [39 empty] | 0.93666 | 0.22067 | 12.381
5109 | Detroit Edison Co | 1730 | Hancock | MI | Oakland | 1 | GT | OP | 19 | 11 | 18 |  | 9 | 1967 | NG |  | N | Y | N | Electric Utility |  |  |  |  | N | [57 empty] | GAS | MI | Hancock Peakers | 1730 | CTG122 | 2010 |  | CAIRNOX, CAIROS, CAIRSO2 | 32.27 | 12 | 811.34 |  | 0.004 | 0.7001 | 4.55 |  | 12998.5 | 5 | East Central Area Reliability Coordination Agreement | Oakland | Electric Utility |  |  | 42.5497 | -83.4425 | Detroit Edison Company (Owner/Operator) |  |  | Operating | Combustion turbine | Pipeline Natural Gas |  |  |  |  | 514.1 | 15.9057 | GAS | 35 | -472.2222 | 0.7001 | 0.000615 | 15.9057
5109 | Detroit Edison Co | 1730 | Hancock | MI | Oakland | 5 | GT | OP | 41.8 | 34 | 48 |  | 5 | 1970 | NG |  | N | Y | N | Electric Utility |  |  |  |  | N | [57 empty] | GAS | MI | Hancock Peakers | 1730 | CTG121 | 2010 |  | CAIRNOX, CAIROS, CAIRSO2 | 36.37 | 12 | 1020.18 |  | 0.004 | 0.7001 | 5.285 |  | 15099 | 5 | East Central Area Reliability Coordination Agreement | Oakland | Electric Utility |  |  | 42.5497 | -83.4425 | Detroit Edison Company (Owner/Operator) |  |  | Operating | Combustion turbine | Pipeline Natural Gas |  |  |  |  | 514.1 | 14.5718 | GAS | 39 | -115.3846 | 0.7001 | 0.00053 | 14.5718
5109 | Detroit Edison Co | 1731 | Harbor Beach | MI | Huron | 1 | ST | OP | 121 | 95 | 103 |  | 4 | 1968 | BIT | DFO | N | Y | N | Electric Utility |  |  |  |  | N | Y |  | Y |  |  |  | 1 | 1968 | 232000 | [31 empty] | OP | EC |  |  | 7.3 |  | 1 |  |  |  | 99.6 | 137 | 463600 |  |  |  |  | COAL | MI | Harbor Beach | 1731 | 1 | 2010 |  | ARP, CAIRNOX, CAIROS, CAIRSO2 | 4055.6 | 12 | 189298.9 |  | 1391.256 | 0.5222 | 584.413 | 224508.188 | 2140564.095 | 5 | East Central Area Reliability Coordination Agreement | Huron | Electric Utility | 4911 | Electric Services | 43.8519 | -82.6436 | Detroit Edison Company (Owner/Operator) | Phase 2 | Phase II Group 1 | Operating | Dry bottom wall-fired boiler | Coal | Diesel Oil |  | Low NOx Cell Burner | Electrostatic Precipitator | 1100 | 10.2097 | COAL | 99 | 1979.798 | 0.5222 | 1.2999 | 10.2097
5109 | Detroit Edison Co | 1731 | Harbor Beach | MI | Huron | IC1 | IC | OP | 2 | 2 | 2 |  | 12 | 1967 | DFO |  | N | Y | N | Electric Utility |  |  |  |  | N | [57 empty] | LIQUID | [39 empty] | 0.7385 | 0.025484 | 12.5895
5109 | Detroit Edison Co | 1733 | Monroe | MI | Monroe | 1 | ST | OP | 817.2 | 668 | 770 |  | 6 | 1971 | SUB | BIT | Y | Y | N | Electric Utility |  |  |  |  | N |  |  |  | Y |  |  | 1 | 1971 | 2625000 | [31 empty] | OP | EC |  |  | 7.5 |  | 1 |  | 0.2 |  | 99.6 | 250 | 2625000 | OP | LA | BF | LN | COAL | MI | Monroe | 1733 | 1 | 2010 | CS0012 | ARP, CAIRNOX, CAIROS, CAIRSO2 | 8085.99 | 12 | 5334475.91 |  | 27636.089 | 0.2935 | 6958.046 | 5019315.15 | 47856819.85 | 5 | East Central Area Reliability Coordination Agreement | Monroe | Electric Utility | 4911 | Electric Services | 41.8917 | -83.3461 | Detroit Edison Company (Owner/Operator) | Phase 2 | Group 2 | Operating | Cell burner boiler | Coal | Diesel Oil |  | Low NOx Cell Burner Selective Catalytic Reduction | Electrostatic Precipitator | 8500 | 8.9357 | COAL | 784 | 1990.9091 | 0.2935 | 1.1549 | 8.9357
5109 | Detroit Edison Co | 1733 | Monroe | MI | Monroe | 2 | ST | OP | 822.6 | 748 | 795 |  | 3 | 1973 | SUB | BIT | Y | Y | N | Electric Utility |  |  |  |  | N | Y |  |  | Y |  |  | 1 | 1971 | 2625000 | [31 empty] | OP | EC |  |  | 7.5 |  | 1 |  | 0.2 |  | 99.6 | 250 | 2625000 | OP | LA | BF | LN | COAL | MI | Monroe | 1733 | 2 | 2010 | CS0012 | ARP, CAIRNOX, CAIROS, CAIRSO2 | 5734.39 | 12 | 3605761.16 |  | 18850.863 | 0.3397 | 5638.918 | 3389599.207 | 32317962.58 | 5 | East Central Area Reliability Coordination Agreement | Monroe | Electric Utility | 4911 | Electric Services | 41.8917 | -83.3461 | Detroit Edison Company (Owner/Operator) | Phase 2 | Group 2 | Operating | Cell burner boiler | Coal | Diesel Oil |  | Low NOx Cell Burner | Electrostatic Precipitator | 8500 | 8.9172 | COAL | 817 | 1986.1635 | 0.3397 | 1.1666 | 8.9172
5109 | Detroit Edison Co | 1733 | Monroe | MI | Monroe | 3 | ST | OP | 822.6 | 752 | 795 |  | 5 | 1973 | SUB | BIT | Y | Y | N | Electric Utility |  |  |  |  | N | Y |  |  | Y |  |  | 3 | 1973 | 2625000 | [16 empty] | OP | SP |  |  |  | LS |  |  |  | N | 1.5 | 97 | 668 | 2683000 | 100 | OP | EC |  |  | 7.5 |  | 1 |  | 0.2 |  | 99.6 | 250 | 2625000 |  |  |  |  | COAL | MI | Monroe | 1733 | 3 | 2010 |  | ARP, CAIRNOX, CAIROS, CAIRSO2 | 7950.22 | 12 | 5491317.27 |  | 494.176 | 0.0806 | 1998.884 | 5464390.166 | 52101360.44 | 5 | East Central Area Reliability Coordination Agreement | Monroe | Electric Utility | 4911 | Electric Services | 41.8917 | -83.3461 | Detroit Edison Company (Owner/Operator) | Phase 2 | Group 2 | Operating | Cell burner boiler | Coal | Diesel Oil | Wet Limestone | Low NOx Cell Burner Selective Catalytic Reduction | Electrostatic Precipitator | 7425 | 9.4526 | COAL | 831 | 1977.3585 | 0.0806 | 0.01897 | 9.4526
5109 | Detroit Edison Co | 1733 | Monroe | MI | Monroe | 4 | ST | OP | 817.2 | 762 | 775 |  | 5 | 1974 | SUB | BIT | Y | Y | N | Electric Utility |  |  |  |  | N | Y |  |  | Y |  |  | 3 | 1973 | 2625000 | [16 empty] | OP | SP |  |  |  | LS |  |  |  | N | 1.5 | 97 | 668 | 2752000 | 100 | OP | EC |  |  | 7.5 |  | 1 |  | 0.2 |  | 99.6 | 250 | 2625000 |  |  |  |  | COAL | MI | Monroe | 1733 | 4 | 2010 |  | ARP, CAIRNOX, CAIROS, CAIRSO2 | 8279.01 | 12 | 5650360.85 |  | 620.536 | 0.0834 | 2197.823 | 5641131.384 | 53786531.05 | 5 | East Central Area Reliability Coordination Agreement | Monroe | Electric Utility | 4911 | Electric Services | 41.8917 | -83.3461 | Detroit Edison Company (Owner/Operator) | Phase 2 | Group 2 | Operating | Cell burner boiler | Coal | Diesel Oil | Wet Limestone | Low NOx Cell Burner Selective Catalytic Reduction | Electrostatic Precipitator | 7425 | 9.4702 | COAL | 835 | 1961.2903 | 0.0834 | 0.023074 | 9.4702
5109 | Detroit Edison Co | 1733 | Monroe | MI | Monroe | IC1 | IC | OP | 2.7 | 2.8 | 2.8 |  | 11 | 1969 | DFO |  | N | Y | N | Electric Utility |  |  |  |  | N | [57 empty] | LIQUID | [39 empty] | 0.7385 | 0.025484 | 12.5895
5109 | Detroit Edison Co | 1734 | Northeast | MI | Macomb | 1 | GT | OP | 16 | 15 | 20 |  | 9 | 1967 | NG |  | N | Y | N | Electric Utility |  |  |  |  | N | [57 empty] | GAS | [39 empty] | 0.31015 | 0.004775 | 11.8671
5109 | Detroit Edison Co | 1734 | Northeast | MI | Macomb | 5 | GT | OP | 23.4 | 15 | 24 |  | 6 | 1971 | DFO | NG | Y | Y | N | Electric Utility |  |  |  |  | N | [57 empty] | LIQUID | [39 empty] | 0.80349 | 0.1812 | 13.0218
5109 | Detroit Edison Co | 1734 | Northeast | MI | Macomb | 6 | GT | OP | 21.2 | 18 | 23 |  | 5 | 1971 | DFO |  | N | Y | N | Electric Utility |  |  |  |  | N | [57 empty] | LIQUID | [39 empty] | 0.81393 | 0.18547 | 12.9333
5109 | Detroit Edison Co | 1740 | River Rouge | MI | Wayne | 1 | ST | OP | 282.6 | 234 | 234 |  | 2 | 1956 | NG |  | N | Y | N | Electric Utility |  |  |  |  | N |  |  | N | [6 empty] | 20 |  |  | OP | DM | NO | 1969 | 1969 | 1969 | MS | ND | [37 empty] | GAS | [39 empty] | 0.11088 | 0.002183 | 10.6936
5109 | Detroit Edison Co | 1740 | River Rouge | MI | Wayne | 2 | ST | OP | 292.5 | 251 | 260 |  | 11 | 1957 | SUB | BIT | Y | Y | N | Electric Utility |  |  |  |  | N | Y |  | Y |  |  |  | 2 | 1957 | 550000 | [31 empty] | OP | EK |  |  | 11.7 |  | 0.8 |  |  |  | 99.6 | 100 | 1100000 |  |  |  |  | COAL | MI | River Rouge | 1740 | 2 | 2010 |  | ARP, CAIRNOX, CAIROS, CAIRSO2 | 8427.22 | 12 |  | 14152585.69 | 7455.842 | 0.1629 | 1456.403 | 1822493.705 | 18336888.85 | 5 | East Central Area Reliability Coordination Agreement | Wayne | Electric Utility | 4911 | Electric Services | 42.2733 | -83.1131 | Detroit Edison Company (Owner/Operator) | Phase 2 | Phase II Group 1 | Operating | Tangentially-fired | Coal | Other Gas, Pipeline Natural Gas, Process Gas |  | Low NOx Burner Technology w/ Separated OFA | Electrostatic Precipitator | 3000 | 10.4 | COAL | 288.0355 | 1946.0857 | 0.1629 | 0.81321 | 10.4589
5109 | Detroit Edison Co | 1740 | River Rouge | MI | Wayne | 3 | ST | OP | 358.1 | 276 | 280 |  | 10 | 1958 | SUB | BIT | Y | Y | N | Electric Utility |  |  |  |  | N | Y |  | Y |  |  |  | 3 | 1958 | 580000 | 120 | 2000 | 1860 | PH | DM | NH | 2006 | 2006 | 2006 | MS | NC | [20 empty] | OP | EK |  |  | 11.7 |  | 0.8 |  |  |  | 99.6 | 115 | 1160000 | OP | LA | BF | LN | COAL | MI | River Rouge | 1740 | 3 | 2010 |  | ARP, CAIRNOX, CAIROS, CAIRSO2 | 7218.74 | 12 |  | 11987412.39 | 6966.296 | 0.3402 | 2913.877 | 1728463.876 | 16840456.19 | 5 | East Central Area Reliability Coordination Agreement | Wayne | Electric Utility | 4911 | Electric Services | 42.2733 | -83.1131 | Detroit Edison Company (Owner/Operator) | Phase 2 | Phase II Group 1 | Operating | Dry bottom wall-fired boiler | Coal | Other Gas, Pipeline Natural Gas, Process Gas |  | Low NOx Burner Technology (Dry Bottom only) | Electrostatic Precipitator | 3600 | 10.4 | COAL | 316.1004 | 1935.5349 | 0.3402 | 0.82733 | 10.301
5109 | Detroit Edison Co | 1740 | River Rouge | MI | Wayne | IC1 | IC | OP | 2.7 | 2.4 | 2.4 |  | 11 | 1967 | DFO |  | N | Y | N | Electric Utility |  |  |  |  | N | [57 empty] | LIQUID | [39 empty] | 0.7385 | 0.025484 | 12.5895
5109 | Detroit Edison Co | 1743 | St Clair | MI | St Clair | 1 | ST | OP | 168.7 | 152 | 158 |  | 8 | 1953 | SUB | BIT | Y | Y | N | Electric Utility |  |  |  |  | N | Y |  | Y |  |  |  | 1 | 1976 | 350000 | [31 empty] | OP | EK |  |  | 4.9 |  | 0.7 |  |  |  | 99.9 | 3 | 751000 | OP | OV |  |  | COAL | MI | St. Clair | 1743 | 1 | 2010 |  | ARP, CAIRNOX, CAIROS, CAIRSO2 | 8137.37 | 12 | 857807.39 |  | 3159.081 | 0.3113 | 1318.194 | 899848.813 | 8579814.457 | 5 | East Central Area Reliability Coordination Agreement | Saint Clair | Electric Utility | 4911 | Electric Services | 42.7625 | -82.4722 | Detroit Edison Company (Owner/Operator) | Phase 2 | Phase II Group 1 | Operating | Dry bottom wall-fired boiler | Coal | Residual Oil, Pipeline Natural Gas |  | Low NOx Cell Burner | Electrostatic Precipitator | 2340 | 9.8131 | COAL | 171 | 1958.8608 | 0.3113 | 0.7364 | 9.8131
5109 | Detroit Edison Co | 1743 | St Clair | MI | St Clair | 11 | GT | OP | 18.5 | 18 | 23 |  | 5 | 1968 | DFO | NG | Y | Y | N | Electric Utility |  |  |  |  | N | N | [56 empty] | LIQUID | [39 empty] | 0.8659 | 0.21287 | 12.5954
5109 | Detroit Edison Co | 1743 | St Clair | MI | St Clair | 12A | IC | OP | 2.7 | 2.4 | 2.8 |  | 12 | 1970 | DFO |  | N | Y | N | Electric Utility |  |  |  |  | N | N |  | N | [54 empty] | LIQUID | [39 empty] | 0.7385 | 0.025484 | 12.5895
5109 | Detroit Edison Co | 1743 | St Clair | MI | St Clair | 2 | ST | OP | 156.2 | 153 | 162 |  | 11 | 1953 | SUB | BIT | Y | Y | N | Electric Utility |  |  |  |  | N | Y |  | Y |  |  |  | 2 | 1976 | 350101 | 20 |  |  | OP | DM | NO | 1969 | 1969 | 1969 | MS | ND | [20 empty] | OP | EK |  |  | 4.9 | 1 | 0.7 |  |  |  | 99.9 | 3 | 751000 | OP | LN | SN |  | COAL | MI | St. Clair | 1743 | 2 | 2010 |  | ARP, CAIRNOX, CAIROS, CAIRSO2 | 8226.82 | 12 | 890417.04 |  | 3388.758 | 0.396 | 1754.821 | 924559.228 | 8815393.045 | 5 | East Central Area Reliability Coordination Agreement | Saint Clair | Electric Utility | 4911 | Electric Services | 42.7625 | -82.4722 | Detroit Edison Company (Owner/Operator) | Phase 2 | Phase II Group 1 | Operating | Dry bottom wall-fired boiler | Coal | Residual Oil, Pipeline Natural Gas |  | Low NOx Cell Burner | Electrostatic Precipitator | 2310 | 9.56 | COAL | 175 | 1959.8765 | 0.396 | 0.76883 | 9.56
5109 | Detroit Edison Co | 1743 | St Clair | MI | St Clair | 3 | ST | OP | 156.2 | 165 | 168 |  | 6 | 1954 | SUB | BIT | Y | Y | N | Electric Utility |  |  |  |  | N | Y |  | Y |  |  |  | 3 | 1976 | 350101 | 0.6 |  |  | PB | DM | NO | 1969 | 1969 | 1969 | MS | NC | [20 empty] | OP | EK |  |  | 4.9 |  | 0.7 |  |  |  | 99.5 | 3 | 751000 | OZ | LN | SR | OV | COAL | MI | St. Clair | 1743 | 3 | 2010 |  | ARP, CAIRNOX, CAIROS, CAIRSO2 | 8211.42 | 12 | 816835.7 |  | 3232.67 | 0.3956 | 1616.613 | 850643.75 | 8110683.568 | 5 | East Central Area Reliability Coordination Agreement | Saint Clair | Electric Utility | 4911 | Electric Services | 42.7625 | -82.4722 | Detroit Edison Company (Owner/Operator) | Phase 2 | Phase II Group 1 | Operating | Dry bottom wall-fired boiler | Coal | Residual Oil, Pipeline Natural Gas |  | Low NOx Cell Burner | Electrostatic Precipitator | 2210 | 9.2516 | COAL | 187 | 1943.4524 | 0.3956 | 0.79714 | 9.2516
5109 | Detroit Edison Co | 1743 | St Clair | MI | St Clair | 4 | ST | OP | 168.7 | 147 | 155 |  | 10 | 1954 | SUB | BIT | Y | Y | N | Electric Utility |  |  |  |  | N | Y |  | Y |  |  |  | 4 | 1976 | 350101 | 0.6 |  |  | PB | DM | NO | 1971 | 1971 | 1971 | MS | NC | [20 empty] | OP | EK |  |  | 4.9 |  | 0.7 |  |  |  | 99.5 | 3 | 751000 |  |  |  |  | COAL | MI | St. Clair | 1743 | 4 | 2010 |  | ARP, CAIRNOX, CAIROS, CAIRSO2 | 8646.88 | 12 | 929577.08 |  | 3396.862 | 0.342 | 1530.119 | 950713.543 | 9064804.706 | 5 | East Central Area Reliability Coordination Agreement | Saint Clair | Electric Utility | 4911 | Electric Services | 42.7625 | -82.4722 | Detroit Edison Company (Owner/Operator) | Phase 2 | Phase II Group 1 | Operating | Dry bottom wall-fired boiler | Coal | Residual Oil, Pipeline Natural Gas |  | Low NOx Cell Burner | Electrostatic Precipitator | 2150 | 9.5173 | COAL | 170 | 1951.6129 | 0.342 | 0.74946 | 9.5173
5109 | Detroit Edison Co | 1743 | St Clair | MI | St Clair | 6 | ST | OP | 352.7 | 307 | 321 |  | 4 | 1961 | SUB | BIT | Y | Y | N | Electric Utility |  |  |  |  | N | Y |  | Y |  |  |  | 6 | 1961 | 703040 | [31 empty] | OP | EK |  |  | 4.8 |  | 0.9 |  |  |  | 99.9 | 34 | 1320000 |  |  |  |  | COAL | MI | St. Clair | 1743 | 6 | 2010 |  | ARP, CAIRNOX, CAIROS, CAIRSO2 | 7955.83 | 12 | 1928312.19 |  | 10519.335 | 0.1597 | 1355.506 | 1798538.353 | 17148513.24 | 5 | East Central Area Reliability Coordination Agreement | Saint Clair | Electric Utility | 4911 | Electric Services | 42.7625 | -82.4722 | Detroit Edison Company (Owner/Operator) | Phase 2 | Phase II Group 1 | Operating | Tangentially-fired | Coal | Diesel Oil, Pipeline Natural Gas |  | Low NOx Burner Technology w/ Separated OFA | Electrostatic Precipitator | 3800 | 8.8502 | COAL | 347 | 1959.5016 | 0.1597 | 1.2269 | 8.8502
5109 | Detroit Edison Co | 1743 | St Clair | MI | St Clair | 7 | ST | OP | 544.5 | 450 | 450 |  | 4 | 1969 | SUB | BIT | Y | Y | N | Electric Utility |  |  |  |  | N | Y |  | Y |  |  |  | 7 | 1969 | 790173 | [31 empty] | OP | EK |  |  | 5 | 1 | 0.9 |  | 0.5 |  | 99 | 110 | 1530000 |  |  |  |  | COAL | MI | St. Clair | 1743 | 7 | 2010 |  | ARP, CAIRNOX, CAIROS, CAIRSO2 | 6215.05 | 12 | 2010877.57 |  | 11564.351 | 0.1802 | 1782.857 | 1999434.875 | 19064005.32 | 5 | East Central Area Reliability Coordination Agreement | Saint Clair | Electric Utility | 4911 | Electric Services | 42.7625 | -82.4722 | Detroit Edison Company (Owner/Operator) | Phase 2 | Phase II Group 1 | Operating | Tangentially-fired | Coal | Diesel Oil |  | Low NOx Burner Technology w/ Separated OFA | Electrostatic Precipitator | 5500 | 9.278 | COAL | 482 | 1964.4444 | 0.1802 | 1.2132 | 9.278
5109 | Detroit Edison Co | 1745 | Trenton Channel | MI | Wayne | 7 | ST | OP | 120 | 111 | 110 |  | 6 | 1949 | SUB | BIT | Y | Y | N | Electric Utility |  |  |  |  | N | Y |  | Y |  |  |  | 6 | 1967 | 535000 | [31 empty] | OP | EC |  |  | 8 |  | 1 |  |  |  | 99.6 | 50 | 267500 |  |  |  |  | COAL | MI | Trenton Channel | 1745 | 17 | 2010 | CS0006 | ARP, CAIRNOX, CAIROS, CAIRSO2 | 7422.24 | 12 |  | 2734280.55 | 2282.511 | 0.5304 | 817.234 | 339051.671 | 3232718.826 | 5 | East Central Area Reliability Coordination Agreement | Wayne | Electric Utility | 4911 | Electric Services | 42.1236 | -83.1811 | Detroit Edison Company (Owner/Operator) | Phase 2 | Phase II Group 1 | Operating | Tangentially-fired | Coal | Diesel Oil |  |  | Electrostatic Precipitator | 850 | 10.4 | COAL | 85.3767 | 355.7958 | 0.5304 | 1.4121 | 11.2121
5109 | Detroit Edison Co | 1745 | Trenton Channel | MI | Wayne | 8 | ST | OP | 120 | 78 | 100 |  | 2 | 1950 | SUB | BIT | Y | Y | N | Electric Utility |  |  |  |  | N | Y |  | Y |  |  |  | 6 | 1967 | 535000 | [31 empty] | OP | EC |  |  | 8 |  | 1 |  |  |  | 99.6 | 50 | 267500 |  |  |  |  | COAL | MI | Trenton Channel | 1745 | 17 | 2010 | CS0006 | ARP, CAIRNOX, CAIROS, CAIRSO2 | 7422.24 | 12 |  | 2734280.55 | 2282.511 | 0.5304 | 817.234 | 339051.671 | 3232718.826 | 5 | East Central Area Reliability Coordination Agreement | Wayne | Electric Utility | 4911 | Electric Services | 42.1236 | -83.1811 | Detroit Edison Company (Owner/Operator) | Phase 2 | Phase II Group 1 | Operating | Tangentially-fired | Coal | Diesel Oil |  |  | Electrostatic Precipitator | 850 | 10.4 | COAL | 85.3767 | 414.3599 | 0.5304 | 1.4121 | 11.2118
5109 | Detroit Edison Co | 1745 | Trenton Channel | MI | Wayne | 9 | ST | OP | 535.5 | 524 | 520 |  | 1 | 1968 | SUB | BIT | Y | Y | N | Electric Utility |  |  |  |  | N | Y |  | Y |  |  |  | 7 | 1968 | 768000 | [31 empty] | OP | EC |  |  | 8 |  | 1 |  |  |  | 99.6 | 623 | 1535000 |  |  |  |  | COAL | MI | Trenton Channel | 1745 | 9A | 2010 |  | ARP, CAIRNOX, CAIROS, CAIRSO2 | 6168.54 | 12 |  | 18705713.38 | 15181.358 | 0.1822 | 2208.133 | 2468179.595 | 23533348.18 | 5 | East Central Area Reliability Coordination Agreement | Wayne | Electric Utility | 4911 | Electric Services | 42.1236 | -83.1811 | Detroit Edison Company (Owner/Operator) | Phase 2 | Phase II Group 1 | Operating | Tangentially-fired | Coal | Diesel Oil |  | Low NOx Burner Technology w/ Separated OFA | Electrostatic Precipitator | 6000 | 10.4 | COAL | 589.0694 | 433.5871 | 0.1822 | 1.2902 | 10.151
5109 | Detroit Edison Co | 6034 | Belle River | MI | St Clair | 2013-12-01 | GT | OP | 85.3 | 73 | 93 |  | 9 | 1999 | NG |  | N | Y | N | Electric Utility |  |  |  |  | N | N |  | N | [54 empty] | GAS | MI | Belle River | 6034 | CTG131 | 2010 |  | ARP, CAIRNOX, CAIROS, CAIRSO2 | 728.23 | 12 | 40321.28 |  | 0.145 | 0.0264 | 6.435 | 28736.178 | 483522.781 | 5 | East Central Area Reliability Coordination Agreement | Saint Clair | Electric Utility | 4911 | Electric Services | 42.7748 | -82.4945 | Detroit Edison Company (Owner/Operator) | Phase 2 |  | Operating | Combustion turbine | Pipeline Natural Gas |  |  | Other |  | 1090 | 10.9918 | GAS | 92 | -5.4348 | 0.0264 | 0.0006 | 10.9918
5109 | Detroit Edison Co | 6034 | Belle River | MI | St Clair | 2013-12-02 | GT | OP | 85.3 | 75 | 93 |  | 9 | 1999 | NG |  | N | Y | N | Electric Utility |  |  |  |  | N | N |  | N | [54 empty] | GAS | MI | Belle River | 6034 | CTG131 | 2010 |  | ARP, CAIRNOX, CAIROS, CAIRSO2 | 728.23 | 12 | 40321.28 |  | 0.145 | 0.0264 | 6.435 | 28736.178 | 483522.781 | 5 | East Central Area Reliability Coordination Agreement | Saint Clair | Electric Utility | 4911 | Electric Services | 42.7748 | -82.4945 | Detroit Edison Company (Owner/Operator) | Phase 2 |  | Operating | Combustion turbine | Pipeline Natural Gas |  |  | Other |  | 1090 | 10.9918 | GAS | 92 | -5.4348 | 0.0264 | 0.0006 | 10.9918
5109 | Detroit Edison Co | 6034 | Belle River | MI | St Clair | 13-1 | GT | OP | 85.3 | 74 | 93 |  | 9 | 1999 | NG |  | N | Y | N | Electric Utility |  |  |  |  | N | N |  | N | [54 empty] | GAS | MI | Belle River | 6034 | CTG131 | 2010 |  | ARP, CAIRNOX, CAIROS, CAIRSO2 | 728.23 | 12 | 40321.28 |  | 0.145 | 0.0264 | 6.435 | 28736.178 | 483522.781 | 5 | East Central Area Reliability Coordination Agreement | Saint Clair | Electric Utility | 4911 | Electric Services | 42.7748 | -82.4945 | Detroit Edison Company (Owner/Operator) | Phase 2 |  | Operating | Combustion turbine | Pipeline Natural Gas |  |  | Other |  | 1090 | 10.9918 | GAS | 92 | 494.5652 | 0.0264 | 0.0006 | 10.9918
5109 | Detroit Edison Co | 6034 | Belle River | MI | St Clair | 3 | IC | OP | 2.7 | 2.4 | 2.8 |  | 11 | 1981 | DFO |  | N | Y | N | Electric Utility |  |  |  |  | N | N |  | N | [54 empty] | LIQUID | [39 empty] | 0.7385 | 0.025484 | 12.5895
5109 | Detroit Edison Co | 6034 | Belle River | MI | St Clair | ST1 | ST | OP | 697.5 | 642 | 635 |  | 8 | 1984 | SUB | DFO | Y | Y | N | Electric Utility |  |  |  |  | N | Y |  | Y |  |  |  | 1 | 1984 | 1377000 | [31 empty] | OP | EK |  |  | 4.5 |  | 0.5 |  |  |  | 99.9 | 44 | 2750000 | OP | LN | OV | SN | COAL | MI | Belle River | 6034 | 1 | 2010 |  | ARP, CAIRNOX, CAIROS, CAIRSO2 | 7867.58 | 12 | 4608764.95 |  | 12992.327 | 0.218 | 4888.729 | 4607037.915 | 43926806.89 | 5 | East Central Area Reliability Coordination Agreement | Saint Clair | Electric Utility | 4911 | Electric Services | 42.7748 | -82.4945 | Detroit Edison Company (Owner/Operator) Michigan Public Power Agency (Owner) | Phase 2 | Phase II Group 1 | Operating | Dry bottom wall-fired boiler | Coal | Diesel Oil |  | Low NOx Burner Technology (Dry Bottom only) | Electrostatic Precipitator | 8100 | 9.4865 | COAL | 685 | 460.6299 | 0.218 | 0.59154 | 9.4865
5109 | Detroit Edison Co | 6034 | Belle River | MI | St Clair | ST2 | ST | OP | 697.5 | 642 | 635 |  | 7 | 1985 | SUB | DFO | Y | Y | N | Electric Utility |  |  |  |  | N | Y |  | Y |  |  |  | 2 | 1985 | 1380000 | 2.77 | 0.22 | 36.4 | PH | DH | NH | 2009 | 2009 | 2009 | MS | NC | [20 empty] | OP | EK |  |  | 4.1 |  | 0.5 |  |  |  | 99.9 | 37 | 2750000 | OP | LN | OV | SN | COAL | MI | Belle River | 6034 | 2 | 2010 |  | ARP, CAIRNOX, CAIROS, CAIRSO2 | 7089.91 | 12 | 4175067.97 |  | 12229.089 | 0.2029 | 4245.376 | 4271801.543 | 40730368.55 | 5 | East Central Area Reliability Coordination Agreement | Saint Clair | Electric Utility | 4911 | Electric Services | 42.7748 | -82.4945 | Detroit Edison Company (Owner/Operator) Michigan Public Power Agency (Owner) | Phase 2 | Phase II Group 1 | Operating | Dry bottom wall-fired boiler | Coal | Diesel Oil |  | Low NOx Burner Technology (Dry Bottom only) | Electrostatic Precipitator | 8300 | 9.7216 | COAL | 681 | 463.7795 | 0.2029 | 0.60049 | 9.7216
5109 | Detroit Edison Co | 6035 | Greenwood | MI | St Clair | 1 | ST | OP | 815.4 | 772 | 785 |  | 7 | 1979 | NG | RFO | Y | Y | N | Electric Utility |  |  |  |  | N | N |  | N |  |  |  | 1 | 1979 | 1500000 | 2.77 | 0.22 | 36.4 | PH | DH | NH | 2009 | 2009 | 2009 | MS | NC | [37 empty] | GAS | MI | Greenwood | 6035 | 1 | 2010 |  | ARP, CAIRNOX, CAIROS, CAIRSO2 | 2060.51 | 12 | 528739.76 |  | 35.597 | 0.0902 | 269.937 | 291095.288 | 4887945.506 | 5 | East Central Area Reliability Coordination Agreement | Saint Clair | Electric Utility | 4911 | Electric Services | 43.1056 | -82.6964 | Detroit Edison Company (Owner/Operator) | Phase 2 |  | Operating | Dry bottom wall-fired boiler | Pipeline Natural Gas | Residual Oil |  |  |  | 7800 | 8.4479 | GAS | 828 | 1972.6115 | 0.0902 | 0.014565 | 8.4479
5109 | Detroit Edison Co | 6035 | Greenwood | MI | St Clair | 2013-11-01 | GT | OP | 85.3 | 75 | 93 |  | 9 | 1999 | NG |  | N | Y | N | Electric Utility |  |  |  |  | N | N |  | N | [54 empty] | GAS | MI | Greenwood | 6035 | CTG111 | 2010 |  | ARP, CAIRNOX, CAIROS, CAIRSO2 | 378.56 | 12 | 19815.38 |  | 0.071 | 0.0232 | 2.772 | 14144.216 | 238007.05 | 5 | East Central Area Reliability Coordination Agreement | Saint Clair | Electric Utility | 4911 | Electric Services | 43.1056 | -82.6964 | Detroit Edison Company (Owner/Operator) | Phase 2 |  | Operating | Combustion turbine | Pipeline Natural Gas |  |  |  |  | 1090 | 10.8754 | GAS | 88 | -28.4091 | 0.0232 | 0.000597 | 10.8754
5109 | Detroit Edison Co | 6035 | Greenwood | MI | St Clair | 2013-11-02 | GT | OP | 85.3 | 75 | 93 |  | 9 | 1999 | NG |  | N | Y | N | Electric Utility |  |  |  |  | N | N |  | N | [54 empty] | GAS | MI | Greenwood | 6035 | CTG111 | 2010 |  | ARP, CAIRNOX, CAIROS, CAIRSO2 | 378.56 | 12 | 19815.38 |  | 0.071 | 0.0232 | 2.772 | 14144.216 | 238007.05 | 5 | East Central Area Reliability Coordination Agreement | Saint Clair | Electric Utility | 4911 | Electric Services | 43.1056 | -82.6964 | Detroit Edison Company (Owner/Operator) | Phase 2 |  | Operating | Combustion turbine | Pipeline Natural Gas |  |  |  |  | 1090 | 10.8754 | GAS | 88 | -28.4091 | 0.0232 | 0.000597 | 10.8754
5109 | Detroit Edison Co | 6035 | Greenwood | MI | St Clair | 2013-11-03 | GT | OP | 85.3 | 75 | 93 |  | 9 | 1999 | NG |  | N | Y | N | Electric Utility |  |  |  |  | N | [57 empty] | GAS | MI | Greenwood | 6035 | CTG111 | 2010 |  | ARP, CAIRNOX, CAIROS, CAIRSO2 | 378.56 | 12 | 19815.38 |  | 0.071 | 0.0232 | 2.772 | 14144.216 | 238007.05 | 5 | East Central Area Reliability Coordination Agreement | Saint Clair | Electric Utility | 4911 | Electric Services | 43.1056 | -82.6964 | Detroit Edison Company (Owner/Operator) | Phase 2 |  | Operating | Combustion turbine | Pipeline Natural Gas |  |  |  |  | 1090 | 10.8754 | GAS | 88 | -28.4091 | 0.0232 | 0.000597 | 10.8754
5109 | Detroit Edison Co | 1725 | Colfax | MI | Livingston | 1 | IC | OP | 2.7 | 2.4 | 2.4 |  | 11 | 1969 | DFO |  | N | Y | N | Electric Utility |  |  |  |  | N | [57 empty] | LIQUID | [39 empty] | 0.7385 | 0.025484 | 12.5895
5109 | Detroit Edison Co | 1725 | Colfax | MI | Livingston | 2 | IC | OP | 2.7 | 2.4 | 2.4 |  | 12 | 1969 | DFO |  | N | Y | N | Electric Utility |  |  |  |  | N | [57 empty] | LIQUID | [39 empty] | 0.7385 | 0.025484 | 12.5895
5109 | Detroit Edison Co | 1725 | Colfax | MI | Livingston | 3 | IC | OP | 2.7 | 2.4 | 2.4 |  | 11 | 1969 | DFO |  | N | Y | N | Electric Utility |  |  |  |  | N | [57 empty] | LIQUID | [39 empty] | 0.7385 | 0.025484 | 12.5895
5109 | Detroit Edison Co | 1725 | Colfax | MI | Livingston | 4 | IC | OP | 2.7 | 2.4 | 2.4 |  | 12 | 1969 | DFO |  | N | Y | N | Electric Utility |  |  |  |  | N | [57 empty] | LIQUID | [39 empty] | 0.7385 | 0.025484 | 12.5895
5109 | Detroit Edison Co | 1725 | Colfax | MI | Livingston | 5 | IC | OP | 2.7 | 2.4 | 2.4 |  | 11 | 1969 | DFO |  | N | Y | N | Electric Utility |  |  |  |  | N | [57 empty] | LIQUID | [39 empty] | 0.7385 | 0.025484 | 12.5895
5109 | Detroit Edison Co | 1726 | Conners Creek | MI | Wayne | 1 | IC | OP | 2.7 | 2.3 | 2.8 |  | 2 | 1971 | DFO |  | N | Y | N | Electric Utility |  |  |  |  | N | [57 empty] | LIQUID | [39 empty] | 0.7385 | 0.025484 | 12.5895
5109 | Detroit Edison Co | 1726 | Conners Creek | MI | Wayne | 2 | IC | OP | 2.7 | 2.3 | 2.8 |  | 2 | 1971 | DFO |  | N | Y | N | Electric Utility |  |  |  |  | N | [57 empty] | LIQUID | [39 empty] | 0.7385 | 0.025484 | 12.5895
5109 | Detroit Edison Co | 1727 | Dayton | MI | Wayne | 1 | IC | OP | 2 | 2 | 2 |  | 4 | 1966 | DFO |  | N | Y | N | Electric Utility |  |  |  |  | N | [57 empty] | LIQUID | [39 empty] | 0.7385 | 0.025484 | 12.5895
5109 | Detroit Edison Co | 1727 | Dayton | MI | Wayne | 2 | IC | OP | 2 | 2 | 2 |  | 4 | 1966 | DFO |  | N | Y | N | Electric Utility |  |  |  |  | N | [57 empty] | LIQUID | [39 empty] | 0.7385 | 0.025484 | 12.5895
5109 | Detroit Edison Co | 1727 | Dayton | MI | Wayne | 3 | IC | OP | 2 | 2 | 2 |  | 4 | 1966 | DFO |  | N | Y | N | Electric Utility |  |  |  |  | N | [57 empty] | LIQUID | [39 empty] | 0.7385 | 0.025484 | 12.5895
5109 | Detroit Edison Co | 1727 | Dayton | MI | Wayne | 4 | IC | OP | 2 | 2 | 2 |  | 4 | 1966 | DFO |  | N | Y | N | Electric Utility |  |  |  |  | N | [57 empty] | LIQUID | [39 empty] | 0.7385 | 0.025484 | 12.5895
5109 | Detroit Edison Co | 1727 | Dayton | MI | Wayne | 5 | IC | OP | 2 | 2 | 2 |  | 4 | 1966 | DFO |  | N | Y | N | Electric Utility |  |  |  |  | N | [57 empty] | LIQUID | [39 empty] | 0.7385 | 0.025484 | 12.5895
5109 | Detroit Edison Co | 1728 | Delray | MI | Wayne | 2013-11-01 | GT | OP | 71.1 | 62 | 79 |  | 2 | 2000 | NG |  | N | Y | N | Electric Utility |  |  |  |  | N | [57 empty] | GAS | MI | Delray | 1728 | CTG111 | 2010 |  | ARP, CAIRNOX, CAIROS, CAIRSO2 | 263.4 | 12 | 15456.11 |  | 0.052 | 0.0404 | 3.499 | 10279.857 | 172972.491 | 5 |  | Wayne | Electric Utility | 4911 | Electric Services | 42.2947 | -83.1019 | Detroit Edison Company (Owner/Operator) | Phase 2 |  | Operating | Combustion turbine | Pipeline Natural Gas |  |  |  |  | 1000 | 10.8519 | GAS | 82 | -18.9873 | 0.0404 | 0.000601 | 10.8519
5109 | Detroit Edison Co | 1728 | Delray | MI | Wayne | 2013-12-01 | GT | OP | 71.1 | 58 | 80 |  | 2 | 2000 | NG |  | N | Y | N | Electric Utility |  |  |  |  | N | [57 empty] | GAS | MI | Delray | 1728 | CTG111 | 2010 |  | ARP, CAIRNOX, CAIROS, CAIRSO2 | 263.4 | 12 | 15456.11 |  | 0.052 | 0.0404 | 3.499 | 10279.857 | 172972.491 | 5 |  | Wayne | Electric Utility | 4911 | Electric Services | 42.2947 | -83.1019 | Detroit Edison Company (Owner/Operator) | Phase 2 |  | Operating | Combustion turbine | Pipeline Natural Gas |  |  |  |  | 1000 | 10.8519 | GAS | 82 | -12.5 | 0.0404 | 0.000601 | 10.8519
5109 | Detroit Edison Co | 1729 | Fermi | MI | Monroe | 3 | GT | OP | 16 | 12 | 19 |  | 4 | 1966 | DFO |  | N | Y | N | Electric Utility |  |  |  |  | N | [57 empty] | LIQUID | [39 empty] | 0.93666 | 0.22067 | 12.381
5109 | Detroit Edison Co | 1729 | Fermi | MI | Monroe | 4 | GT | OP | 16 | 12 | 18 |  | 4 | 1966 | DFO |  | N | Y | N | Electric Utility |  |  |  |  | N | [57 empty] | LIQUID | [39 empty] | 0.93666 | 0.22067 | 12.381
5109 | Detroit Edison Co | 1729 | Fermi | MI | Monroe | GT2 | GT | OP | 16 | 12 | 19 |  | 4 | 1966 | DFO |  | N | Y | N | Electric Utility |  |  |  |  | N | [57 empty] | LIQUID | [39 empty] | 0.93666 | 0.22067 | 12.381
5109 | Detroit Edison Co | 1730 | Hancock | MI | Oakland | 2 | GT | OP | 19 | 15 | 24 |  | 10 | 1967 | NG |  | N | Y | N | Electric Utility |  |  |  |  | N | [57 empty] | GAS | MI | Hancock Peakers | 1730 | CTG122 | 2010 |  | CAIRNOX, CAIROS, CAIRSO2 | 32.27 | 12 | 811.34 |  | 0.004 | 0.7001 | 4.55 |  | 12998.5 | 5 | East Central Area Reliability Coordination Agreement | Oakland | Electric Utility |  |  | 42.5497 | -83.4425 | Detroit Edison Company (Owner/Operator) |  |  | Operating | Combustion turbine | Pipeline Natural Gas |  |  |  |  | 514.1 | 15.9057 | GAS | 35 | -229.1667 | 0.7001 | 0.000615 | 15.9057
5109 | Detroit Edison Co | 1730 | Hancock | MI | Oakland | 3 | GT | OP | 19 | 15 | 22 |  | 11 | 1967 | NG |  | N | Y | N | Electric Utility |  |  |  |  | N | [57 empty] | GAS | MI | Hancock Peakers | 1730 | CTG122 | 2010 |  | CAIRNOX, CAIROS, CAIRSO2 | 32.27 | 12 | 811.34 |  | 0.004 | 0.7001 | 4.55 |  | 12998.5 | 5 | East Central Area Reliability Coordination Agreement | Oakland | Electric Utility |  |  | 42.5497 | -83.4425 | Detroit Edison Company (Owner/Operator) |  |  | Operating | Combustion turbine | Pipeline Natural Gas |  |  |  |  | 514.1 | 15.9057 | GAS | 35 | -295.4545 | 0.7001 | 0.000615 | 15.9057
5109 | Detroit Edison Co | 1730 | Hancock | MI | Oakland | 4 | GT | OP | 19.6 | 15 | 22 |  | 4 | 1969 | NG |  | N | Y | N | Electric Utility |  |  |  |  | N | [57 empty] | GAS | MI | Hancock Peakers | 1730 | CTG122 | 2010 |  | CAIRNOX, CAIROS, CAIRSO2 | 32.27 | 12 | 811.34 |  | 0.004 | 0.7001 | 4.55 |  | 12998.5 | 5 | East Central Area Reliability Coordination Agreement | Oakland | Electric Utility |  |  | 42.5497 | -83.4425 | Detroit Edison Company (Owner/Operator) |  |  | Operating | Combustion turbine | Pipeline Natural Gas |  |  |  |  | 514.1 | 15.9057 | GAS | 35 | -295.4545 | 0.7001 | 0.000615 | 15.9057
5109 | Detroit Edison Co | 1730 | Hancock | MI | Oakland | 6 | GT | OP | 41.8 | 34 | 49 |  | 4 | 1966 | NG |  | N | Y | N | Electric Utility |  |  |  |  | N | [57 empty] | GAS | MI | Hancock Peakers | 1730 | CTG121 | 2010 |  | CAIRNOX, CAIROS, CAIRSO2 | 36.37 | 12 | 1020.18 |  | 0.004 | 0.7001 | 5.285 |  | 15099 | 5 | East Central Area Reliability Coordination Agreement | Oakland | Electric Utility |  |  | 42.5497 | -83.4425 | Detroit Edison Company (Owner/Operator) |  |  | Operating | Combustion turbine | Pipeline Natural Gas |  |  |  |  | 514.1 | 14.5718 | GAS | 39 | -128.2051 | 0.7001 | 0.00053 | 14.5718
5109 | Detroit Edison Co | 1731 | Harbor Beach | MI | Huron | IC2 | IC | OP | 2 | 2 | 2 |  | 12 | 1967 | DFO |  | N | Y | N | Electric Utility |  |  |  |  | N | [57 empty] | LIQUID | [39 empty] | 0.7385 | 0.025484 | 12.5895
5109 | Detroit Edison Co | 1733 | Monroe | MI | Monroe | IC2 | IC | OP | 2.7 | 2.8 | 2.8 |  | 12 | 1969 | DFO |  | N | Y | N | Electric Utility |  |  |  |  | N | [57 empty] | LIQUID | [39 empty] | 0.7385 | 0.025484 | 12.5895
5109 | Detroit Edison Co | 1733 | Monroe | MI | Monroe | IC3 | IC | OP | 2.7 | 2.8 | 2.8 |  | 11 | 1969 | DFO |  | N | Y | N | Electric Utility |  |  |  |  | N | [57 empty] | LIQUID | [39 empty] | 0.7385 | 0.025484 | 12.5895
5109 | Detroit Edison Co | 1733 | Monroe | MI | Monroe | IC4 | IC | OP | 2.7 | 2.8 | 2.8 |  | 12 | 1969 | DFO |  | N | Y | N | Electric Utility |  |  |  |  | N | [57 empty] | LIQUID | [39 empty] | 0.7385 | 0.025484 | 12.5895
5109 | Detroit Edison Co | 1733 | Monroe | MI | Monroe | IC5 | IC | OP | 2.7 | 2.8 | 2.8 |  | 11 | 1969 | DFO |  | N | Y | N | Electric Utility |  |  |  |  | N | [57 empty] | LIQUID | [39 empty] | 0.7385 | 0.025484 | 12.5895
5109 | Detroit Edison Co | 1734 | Northeast | MI | Macomb | 2 | GT | OP | 16 | 12 | 20 |  | 6 | 1966 | NG |  | N | Y | N | Electric Utility |  |  |  |  | N | [57 empty] | GAS | [39 empty] | 0.3139 | 0.004841 | 11.8978
5109 | Detroit Edison Co | 1734 | Northeast | MI | Macomb | 3 | GT | OP | 16 | 12 | 20 |  | 5 | 1966 | NG |  | N | Y | N | Electric Utility |  |  |  |  | N | [57 empty] | GAS | [39 empty] | 0.3139 | 0.004841 | 11.8978
5109 | Detroit Edison Co | 1734 | Northeast | MI | Macomb | 4 | GT | OP | 16 | 12 | 20 |  | 5 | 1966 | NG |  | N | Y | N | Electric Utility |  |  |  |  | N | [57 empty] | GAS | [39 empty] | 0.3139 | 0.004841 | 11.8978
5109 | Detroit Edison Co | 1734 | Northeast | MI | Macomb | 7 | GT | OP | 21.2 | 18 | 23 |  | 5 | 1971 | DFO |  | N | Y | N | Electric Utility |  |  |  |  | N | [57 empty] | LIQUID | [39 empty] | 0.81393 | 0.18547 | 12.9333
5109 | Detroit Edison Co | 1735 | Oliver | MI | Huron | 1 | IC | OP | 2.7 | 2.3 | 2.8 |  | 1 | 1970 | DFO |  | N | Y | N | Electric Utility |  |  |  |  | N | [57 empty] | LIQUID | [39 empty] | 0.7385 | 0.025484 | 12.5895
5109 | Detroit Edison Co | 1735 | Oliver | MI | Huron | 2 | IC | OP | 2.7 | 2.3 | 2.8 |  | 1 | 1970 | DFO |  | N | Y | N | Electric Utility |  |  |  |  | N | [57 empty] | LIQUID | [39 empty] | 0.7385 | 0.025484 | 12.5895
5109 | Detroit Edison Co | 1735 | Oliver | MI | Huron | 3 | IC | OP | 2.7 | 2.3 | 2.8 |  | 1 | 1970 | DFO |  | N | Y | N | Electric Utility |  |  |  |  | N | [57 empty] | LIQUID | [39 empty] | 0.7385 | 0.025484 | 12.5895
5109 | Detroit Edison Co | 1735 | Oliver | MI | Huron | 4 | IC | OP | 2.7 | 2.3 | 2.8 |  | 1 | 1970 | DFO |  | N | Y | N | Electric Utility |  |  |  |  | N | [57 empty] | LIQUID | [39 empty] | 0.7385 | 0.025484 | 12.5895
5109 | Detroit Edison Co | 1735 | Oliver | MI | Huron | 5 | IC | OP | 2.7 | 2.3 | 2.8 |  | 1 | 1970 | DFO |  | N | Y | N | Electric Utility |  |  |  |  | N | [57 empty] | LIQUID | [39 empty] | 0.7385 | 0.025484 | 12.5895
5109 | Detroit Edison Co | 1737 | Placid 12 | MI | Oakland | 1 | IC | OP | 2.7 | 2.4 | 2.8 |  | 11 | 1970 | DFO |  | N | Y | N | Electric Utility |  |  |  |  | N | [57 empty] | LIQUID | [39 empty] | 0.7385 | 0.025484 | 12.5895
5109 | Detroit Edison Co | 1737 | Placid 12 | MI | Oakland | 2 | IC | OP | 2.7 | 2.4 | 2.8 |  | 12 | 1970 | DFO |  | N | Y | N | Electric Utility |  |  |  |  | N | [57 empty] | LIQUID | [39 empty] | 0.7385 | 0.025484 | 12.5895
5109 | Detroit Edison Co | 1737 | Placid 12 | MI | Oakland | 3 | IC | OP | 2.7 | 2.4 | 2.8 |  | 11 | 1970 | DFO |  | N | Y | N | Electric Utility |  |  |  |  | N | [57 empty] | LIQUID | [39 empty] | 0.7385 | 0.025484 | 12.5895
5109 | Detroit Edison Co | 1737 | Placid 12 | MI | Oakland | 4 | IC | OP | 2.7 | 2.4 | 2.8 |  | 11 | 1970 | DFO |  | N | Y | N | Electric Utility |  |  |  |  | N | [57 empty] | LIQUID | [39 empty] | 0.7385 | 0.025484 | 12.5895
5109 | Detroit Edison Co | 1737 | Placid 12 | MI | Oakland | 5 | IC | OP | 2.7 | 2.4 | 2.8 |  | 11 | 1970 | DFO |  | N | Y | N | Electric Utility |  |  |  |  | N | [57 empty] | LIQUID | [39 empty] | 0.7385 | 0.025484 | 12.5895
5109 | Detroit Edison Co | 1739 | Putnam | MI | Tuscola | 1 | IC | OP | 2.7 | 2.3 | 2.4 |  | 6 | 1971 | DFO |  | N | Y | N | Electric Utility |  |  |  |  | N | [57 empty] | LIQUID | [39 empty] | 0.7385 | 0.025484 | 12.5895
5109 | Detroit Edison Co | 1739 | Putnam | MI | Tuscola | 2 | IC | OP | 2.7 | 2.3 | 2.4 |  | 6 | 1971 | DFO |  | N | Y | N | Electric Utility |  |  |  |  | N | [57 empty] | LIQUID | [39 empty] | 0.7385 | 0.025484 | 12.5895
5109 | Detroit Edison Co | 1739 | Putnam | MI | Tuscola | 3 | IC | OP | 2.7 | 2.3 | 2.4 |  | 6 | 1971 | DFO |  | N | Y | N | Electric Utility |  |  |  |  | N | [57 empty] | LIQUID | [39 empty] | 0.7385 | 0.025484 | 12.5895
5109 | Detroit Edison Co | 1739 | Putnam | MI | Tuscola | 4 | IC | OP | 2.7 | 2.3 | 2.4 |  | 6 | 1971 | DFO |  | N | Y | N | Electric Utility |  |  |  |  | N | [57 empty] | LIQUID | [39 empty] | 0.7385 | 0.025484 | 12.5895
5109 | Detroit Edison Co | 1739 | Putnam | MI | Tuscola | 5 | IC | OP | 2.7 | 2.3 | 2.4 |  | 6 | 1971 | DFO |  | N | Y | N | Electric Utility |  |  |  |  | N | [57 empty] | LIQUID | [39 empty] | 0.7385 | 0.025484 | 12.5895
5109 | Detroit Edison Co | 1740 | River Rouge | MI | Wayne | IC2 | IC | OP | 2.7 | 2.4 | 2.4 |  | 12 | 1967 | DFO |  | N | Y | N | Electric Utility |  |  |  |  | N | [57 empty] | LIQUID | [39 empty] | 0.7385 | 0.025484 | 12.5895
5109 | Detroit Edison Co | 1740 | River Rouge | MI | Wayne | IC3 | IC | OP | 2.7 | 2.4 | 2.4 |  | 11 | 1967 | DFO |  | N | Y | N | Electric Utility |  |  |  |  | N | [57 empty] | LIQUID | [39 empty] | 0.7385 | 0.025484 | 12.5895
5109 | Detroit Edison Co | 1740 | River Rouge | MI | Wayne | IC4 | IC | OP | 2.7 | 2.4 | 2.4 |  | 11 | 1967 | DFO |  | N | Y | N | Electric Utility |  |  |  |  | N | [57 empty] | LIQUID | [39 empty] | 0.7385 | 0.025484 | 12.5895
5109 | Detroit Edison Co | 1741 | Slocum | MI | Wayne | 1 | IC | OP | 2.7 | 2.2 | 2.2 |  | 12 | 1968 | DFO |  | N | Y | N | Electric Utility |  |  |  |  | N | [57 empty] | LIQUID | [39 empty] | 0.7385 | 0.025484 | 12.5895
5109 | Detroit Edison Co | 1741 | Slocum | MI | Wayne | 2 | IC | OP | 2.7 | 2.2 | 2.2 |  | 12 | 1968 | DFO |  | N | Y | N | Electric Utility |  |  |  |  | N | [57 empty] | LIQUID | [39 empty] | 0.7385 | 0.025484 | 12.5895
5109 | Detroit Edison Co | 1741 | Slocum | MI | Wayne | 3 | IC | OP | 2.7 | 2.2 | 2.2 |  | 11 | 1968 | DFO |  | N | Y | N | Electric Utility |  |  |  |  | N | [57 empty] | LIQUID | [39 empty] | 0.7385 | 0.025484 | 12.5895
5109 | Detroit Edison Co | 1741 | Slocum | MI | Wayne | 4 | IC | OP | 2.7 | 2.2 | 2.2 |  | 11 | 1968 | DFO |  | N | Y | N | Electric Utility |  |  |  |  | N | [57 empty] | LIQUID | [39 empty] | 0.7385 | 0.025484 | 12.5895
5109 | Detroit Edison Co | 1741 | Slocum | MI | Wayne | 5 | IC | OP | 2.7 | 2.8 | 2.8 |  | 11 | 1968 | DFO |  | N | Y | N | Electric Utility |  |  |  |  | N | [57 empty] | LIQUID | [39 empty] | 0.7385 | 0.025484 | 12.5895
5109 | Detroit Edison Co | 1743 | St Clair | MI | St Clair | 12B | IC | OP | 2.7 | 2.4 | 2.8 |  | 12 | 1970 | DFO |  | N | Y | N | Electric Utility |  |  |  |  | N | N |  | N | [54 empty] | LIQUID | [39 empty] | 0.7385 | 0.025484 | 12.5895
5109 | Detroit Edison Co | 1744 | Superior | MI | Washtenaw | 1 | GT | OP | 16 | 11 | 19 |  | 10 | 1966 | DFO |  | N | Y | N | Electric Utility |  |  |  |  | N | [57 empty] | LIQUID | [39 empty] | 0.94669 | 0.21595 | 12.3419
5109 | Detroit Edison Co | 1744 | Superior | MI | Washtenaw | 2 | GT | OP | 16 | 11 | 19 |  | 10 | 1966 | DFO |  | N | Y | N | Electric Utility |  |  |  |  | N | [57 empty] | LIQUID | [39 empty] | 0.94669 | 0.21595 | 12.3419
5109 | Detroit Edison Co | 1744 | Superior | MI | Washtenaw | 3 | GT | OP | 16 | 11 | 18 |  | 10 | 1966 | DFO |  | N | Y | N | Electric Utility |  |  |  |  | N | [57 empty] | LIQUID | [39 empty] | 0.94669 | 0.21595 | 12.3419
5109 | Detroit Edison Co | 1744 | Superior | MI | Washtenaw | 4 | GT | OP | 16 | 11 | 20 |  | 10 | 1966 | DFO |  | N | Y | N | Electric Utility |  |  |  |  | N | [57 empty] | LIQUID | [39 empty] | 0.94669 | 0.21595 | 12.3419
5109 | Detroit Edison Co | 1746 | Wilmot | MI | Tuscola | 1 | IC | OP | 2.7 | 2.3 | 2.8 |  | 12 | 1968 | DFO |  | N | Y | N | Electric Utility |  |  |  |  | N | [57 empty] | LIQUID | [39 empty] | 0.7385 | 0.025484 | 12.5895
5109 | Detroit Edison Co | 1746 | Wilmot | MI | Tuscola | 2 | IC | OP | 2.7 | 2.3 | 2.8 |  | 12 | 1968 | DFO |  | N | Y | N | Electric Utility |  |  |  |  | N | [57 empty] | LIQUID | [39 empty] | 0.7385 | 0.025484 | 12.5895
5109 | Detroit Edison Co | 1746 | Wilmot | MI | Tuscola | 3 | IC | OP | 2.7 | 2.3 | 2.8 |  | 12 | 1968 | DFO |  | N | Y | N | Electric Utility |  |  |  |  | N | [57 empty] | LIQUID | [39 empty] | 0.7385 | 0.025484 | 12.5895
5109 | Detroit Edison Co | 1746 | Wilmot | MI | Tuscola | 4 | IC | OP | 2.7 | 2.3 | 2.8 |  | 12 | 1968 | DFO |  | N | Y | N | Electric Utility |  |  |  |  | N | [57 empty] | LIQUID | [39 empty] | 0.7385 | 0.025484 | 12.5895
5109 | Detroit Edison Co | 1746 | Wilmot | MI | Tuscola | 5 | IC | OP | 2.7 | 2.3 | 2.8 |  | 12 | 1968 | DFO |  | N | Y | N | Electric Utility |  |  |  |  | N | [57 empty] | LIQUID | [39 empty] | 0.7385 | 0.025484 | 12.5895
5109 | Detroit Edison Co | 6034 | Belle River | MI | St Clair | 4 | IC | OP | 2.7 | 2.4 | 2.8 |  | 11 | 1981 | DFO |  | N | Y | N | Electric Utility |  |  |  |  | N | N |  | N | [54 empty] | LIQUID | [39 empty] | 0.7385 | 0.025484 | 12.5895
5109 | Detroit Edison Co | 6034 | Belle River | MI | St Clair | 5 | IC | OP | 2.7 | 2.4 | 2.8 |  | 11 | 1981 | DFO |  | N | Y | N | Electric Utility |  |  |  |  | N | N |  | N | [54 empty] | LIQUID | [39 empty] | 0.7385 | 0.025484 | 12.5895
5109 | Detroit Edison Co | 6034 | Belle River | MI | St Clair | IC1 | IC | OP | 2.7 | 2.4 | 2.8 |  | 11 | 1981 | DFO |  | N | Y | N | Electric Utility |  |  |  |  | N | N |  | N | [54 empty] | LIQUID | [39 empty] | 0.7385 | 0.025484 | 12.5895
5109 | Detroit Edison Co | 6034 | Belle River | MI | St Clair | IC2 | IC | OP | 2.7 | 2.4 | 2.8 |  | 11 | 1981 | DFO |  | N | Y | N | Electric Utility |  |  |  |  | N | N |  | N | [54 empty] | LIQUID | [39 empty] | 0.7385 | 0.025484 | 12.5895
5109 | Detroit Edison Co | 57421 | Gratiot Wind Park | MI | GRATIOT | 1 | WT | OP | 102 | 102 | 102 |  | 11 | 2011 | WND |  | N | Y | N | Electric Utility | [62 empty] | N/A | [39 empty] | 0 | 0 | 10.4
5111 | City of Detroit Lakes | 1970 | Detroit Lakes | MN | BECKER | 1 | GT | OP | 12.5 | 9.5 | 10.5 |  | 7 | 1968 | DFO |  | N | Y | N | Electric Utility |  |  |  |  | N | [57 empty] | LIQUID | [39 empty] | 1.2904 | 0.11546 | 11.6015
5155 | City of Dike | 56194 | Dike City Power Plant | IA | GRUNDY | 1 | IC | OP | 2.2 | 2.2 | 2.2 |  | 6 | 2005 | DFO |  | N | Y | N | Electric Utility |  |  |  |  | N | [57 empty] | LIQUID | [39 empty] | 0.7385 | 0.025484 | 12.5895
5164 | Denver City & County-Foothills | 10070 | Foothills Hydro Plant | CO | Denver | GEN1 | HY | OP | 3.1 | 3.1 | 3.1 |  | 5 | 1985 | WAT |  | N | Y | N | IPP Non-CHP | [62 empty] | N/A | [39 empty] | 0 | 0 | 10.4
5178 | Dinwiddie Power Inc | 54766 | Boydton Plank Road Cogen Plant | VA | Dinwiddie | GEN1 | IC | OP | 0.3 | 0.3 | 0.3 |  | 6 | 1993 | WO | DFO | Y | N | N | IPP Non-CHP |  |  |  |  | N | [57 empty] | LIQUID | [39 empty] | 2.8617 | 0.16958 | 10.4
5178 | Dinwiddie Power Inc | 54766 | Boydton Plank Road Cogen Plant | VA | Dinwiddie | GEN10 | IC | OP | 0.3 | 0.3 | 0.3 |  | 6 | 1993 | WO | DFO | Y | N | N | IPP Non-CHP |  |  |  |  | N | [57 empty] | LIQUID | [39 empty] | 2.8617 | 0.16958 | 10.4
5178 | Dinwiddie Power Inc | 54766 | Boydton Plank Road Cogen Plant | VA | Dinwiddie | GEN11 | IC | OP | 0.3 | 0.3 | 0.3 |  | 5 | 2000 | WO | DFO | Y | N | N | IPP Non-CHP |  |  |  |  | N | [57 empty] | LIQUID | [39 empty] | 2.8617 | 0.16958 | 10.4
5178 | Dinwiddie Power Inc | 54766 | Boydton Plank Road Cogen Plant | VA | Dinwiddie | GEN12 | IC | OP | 0.3 | 0.3 | 0.3 |  | 5 | 2000 | WO | DFO | Y | N | N | IPP Non-CHP |  |  |  |  | N | [57 empty] | LIQUID | [39 empty] | 2.8617 | 0.16958 | 10.4
5178 | Dinwiddie Power Inc | 54766 | Boydton Plank Road Cogen Plant | VA | Dinwiddie | GEN13 | IC | OP | 0.3 | 0.3 | 0.3 |  | 5 | 2000 | WO | DFO | Y | N | N | IPP Non-CHP |  |  |  |  | N | [57 empty] | LIQUID | [39 empty] | 2.8617 | 0.16958 | 10.4
5178 | Dinwiddie Power Inc | 54766 | Boydton Plank Road Cogen Plant | VA | Dinwiddie | GEN14 | IC | OP | 0.3 | 0.3 | 0.3 |  | 5 | 2000 | WO | DFO | Y | N | N | IPP Non-CHP |  |  |  |  | N | [57 empty] | LIQUID | [39 empty] | 2.8617 | 0.16958 | 10.4
5178 | Dinwiddie Power Inc | 54766 | Boydton Plank Road Cogen Plant | VA | Dinwiddie | GEN15 | IC | OP | 0.3 | 0.3 | 0.3 |  | 5 | 2000 | WO | DFO | Y | N | N | IPP Non-CHP |  |  |  |  | N | [57 empty] | LIQUID | [39 empty] | 2.8617 | 0.16958 | 10.4
5178 | Dinwiddie Power Inc | 54766 | Boydton Plank Road Cogen Plant | VA | Dinwiddie | GEN16 | IC | OP | 0.3 | 0.3 | 0.3 |  | 5 | 2000 | WO | DFO | Y | N | N | IPP Non-CHP |  |  |  |  | N | [57 empty] | LIQUID | [39 empty] | 2.8617 | 0.16958 | 10.4
5178 | Dinwiddie Power Inc | 54766 | Boydton Plank Road Cogen Plant | VA | Dinwiddie | GEN17 | IC | OP | 0.3 | 0.3 | 0.3 |  | 5 | 2000 | WO | DFO | Y | N | N | IPP Non-CHP |  |  |  |  | N | [57 empty] | LIQUID | [39 empty] | 2.8617 | 0.16958 | 10.4
5178 | Dinwiddie Power Inc | 54766 | Boydton Plank Road Cogen Plant | VA | Dinwiddie | GEN18 | IC | OP | 0.3 | 0.3 | 0.3 |  | 5 | 2000 | WO | DFO | Y | N | N | IPP Non-CHP |  |  |  |  | N | [57 empty] | LIQUID | [39 empty] | 2.8617 | 0.16958 | 10.4
5178 | Dinwiddie Power Inc | 54766 | Boydton Plank Road Cogen Plant | VA | Dinwiddie | GEN19 | IC | OP | 0.3 | 0.3 | 0.3 |  | 5 | 2000 | WO | DFO | Y | N | N | IPP Non-CHP |  |  |  |  | N | [57 empty] | LIQUID | [39 empty] | 2.8617 | 0.16958 | 10.4
5178 | Dinwiddie Power Inc | 54766 | Boydton Plank Road Cogen Plant | VA | Dinwiddie | GEN2 | IC | OP | 0.3 | 0.3 | 0.3 |  | 6 | 1993 | WO | DFO | Y | N | N | IPP Non-CHP |  |  |  |  | N | [57 empty] | LIQUID | [39 empty] | 2.8617 | 0.16958 | 10.4
5178 | Dinwiddie Power Inc | 54766 | Boydton Plank Road Cogen Plant | VA | Dinwiddie | GEN20 | IC | OP | 0.3 | 0.3 | 0.3 |  | 5 | 2000 | WO | DFO | Y | N | N | IPP Non-CHP |  |  |  |  | N | [57 empty] | LIQUID | [39 empty] | 2.8617 | 0.16958 | 10.4
5178 | Dinwiddie Power Inc | 54766 | Boydton Plank Road Cogen Plant | VA | Dinwiddie | GEN21 | IC | OP | 0.3 | 0.3 | 0.3 |  | 5 | 2000 | WO | DFO | Y | N | N | IPP Non-CHP |  |  |  |  | N | [57 empty] | LIQUID | [39 empty] | 2.8617 | 0.16958 | 10.4
5178 | Dinwiddie Power Inc | 54766 | Boydton Plank Road Cogen Plant | VA | Dinwiddie | GEN22 | IC | OP | 0.3 | 0.3 | 0.3 |  | 5 | 2000 | WO | DFO | Y | N | N | IPP Non-CHP |  |  |  |  | N | [57 empty] | LIQUID | [39 empty] | 2.8617 | 0.16958 | 10.4
5178 | Dinwiddie Power Inc | 54766 | Boydton Plank Road Cogen Plant | VA | Dinwiddie | GEN23 | IC | OP | 0.3 | 0.3 | 0.3 |  | 5 | 2000 | WO | DFO | Y | N | N | IPP Non-CHP |  |  |  |  | N | [57 empty] | LIQUID | [39 empty] | 2.8617 | 0.16958 | 10.4
5178 | Dinwiddie Power Inc | 54766 | Boydton Plank Road Cogen Plant | VA | Dinwiddie | GEN24 | IC | OP | 0.3 | 0.3 | 0.3 |  | 5 | 2000 | WO | DFO | Y | N | N | IPP Non-CHP |  |  |  |  | N | [57 empty] | LIQUID | [39 empty] | 2.8617 | 0.16958 | 10.4
5178 | Dinwiddie Power Inc | 54766 | Boydton Plank Road Cogen Plant | VA | Dinwiddie | GEN25 | IC | OP | 0.3 | 0.3 | 0.3 |  | 5 | 2000 | WO | DFO | Y | N | N | IPP Non-CHP |  |  |  |  | N | [57 empty] | LIQUID | [39 empty] | 2.8617 | 0.16958 | 10.4
5178 | Dinwiddie Power Inc | 54766 | Boydton Plank Road Cogen Plant | VA | Dinwiddie | GEN26 | IC | OP | 0.3 | 0.3 | 0.3 |  | 5 | 2000 | WO | DFO | Y | N | N | IPP Non-CHP |  |  |  |  | N | [57 empty] | LIQUID | [39 empty] | 2.8617 | 0.16958 | 10.4
5178 | Dinwiddie Power Inc | 54766 | Boydton Plank Road Cogen Plant | VA | Dinwiddie | GEN27 | IC | OP | 0.3 | 0.3 | 0.3 |  | 5 | 2000 | WO | DFO | Y | N | N | IPP Non-CHP |  |  |  |  | N | [57 empty] | LIQUID | [39 empty] | 2.8617 | 0.16958 | 10.4
5178 | Dinwiddie Power Inc | 54766 | Boydton Plank Road Cogen Plant | VA | Dinwiddie | GEN28 | IC | OP | 0.3 | 0.3 | 0.3 |  | 5 | 2000 | WO | DFO | Y | N | N | IPP Non-CHP |  |  |  |  | N | [57 empty] | LIQUID | [39 empty] | 2.8617 | 0.16958 | 10.4
5178 | Dinwiddie Power Inc | 54766 | Boydton Plank Road Cogen Plant | VA | Dinwiddie | GEN29 | IC | OP | 0.3 | 0.3 | 0.3 |  | 5 | 2000 | WO | DFO | Y | N | N | IPP Non-CHP |  |  |  |  | N | [57 empty] | LIQUID | [39 empty] | 2.8617 | 0.16958 | 10.4
5178 | Dinwiddie Power Inc | 54766 | Boydton Plank Road Cogen Plant | VA | Dinwiddie | GEN3 | IC | OP | 0.3 | 0.3 | 0.3 |  | 6 | 1993 | WO | DFO | Y | N | N | IPP Non-CHP |  |  |  |  | N | [57 empty] | LIQUID | [39 empty] | 2.8617 | 0.16958 | 10.4
5178 | Dinwiddie Power Inc | 54766 | Boydton Plank Road Cogen Plant | VA | Dinwiddie | GEN30 | IC | OP | 0.3 | 0.3 | 0.3 |  | 5 | 2000 | WO | DFO | Y | N | N | IPP Non-CHP |  |  |  |  | N | [57 empty] | LIQUID | [39 empty] | 2.8617 | 0.16958 | 10.4
5178 | Dinwiddie Power Inc | 54766 | Boydton Plank Road Cogen Plant | VA | Dinwiddie | GEN31 | IC | OP | 0.3 | 0.3 | 0.3 |  | 5 | 2000 | WO | DFO | Y | N | N | IPP Non-CHP |  |  |  |  | N | [57 empty] | LIQUID | [39 empty] | 2.8617 | 0.16958 | 10.4
5178 | Dinwiddie Power Inc | 54766 | Boydton Plank Road Cogen Plant | VA | Dinwiddie | GEN32 | IC | OP | 0.3 | 0.3 | 0.3 |  | 5 | 2000 | WO | DFO | Y | N | N | IPP Non-CHP |  |  |  |  | N | [57 empty] | LIQUID | [39 empty] | 2.8617 | 0.16958 | 10.4
5178 | Dinwiddie Power Inc | 54766 | Boydton Plank Road Cogen Plant | VA | Dinwiddie | GEN33 | IC | OP | 0.3 | 0.3 | 0.3 |  | 5 | 2000 | WO | DFO | Y | N | N | IPP Non-CHP |  |  |  |  | N | [57 empty] | LIQUID | [39 empty] | 2.8617 | 0.16958 | 10.4
5178 | Dinwiddie Power Inc | 54766 | Boydton Plank Road Cogen Plant | VA | Dinwiddie | GEN34 | IC | OP | 0.3 | 0.3 | 0.3 |  | 5 | 2000 | WO | DFO | Y | N | N | IPP Non-CHP |  |  |  |  | N | [57 empty] | LIQUID | [39 empty] | 2.8617 | 0.16958 | 10.4
5178 | Dinwiddie Power Inc | 54766 | Boydton Plank Road Cogen Plant | VA | Dinwiddie | GEN4 | IC | OP | 0.3 | 0.3 | 0.3 |  | 6 | 1993 | WO | DFO | Y | N | N | IPP Non-CHP |  |  |  |  | N | [57 empty] | LIQUID | [39 empty] | 2.8617 | 0.16958 | 10.4
5178 | Dinwiddie Power Inc | 54766 | Boydton Plank Road Cogen Plant | VA | Dinwiddie | GEN5 | IC | OP | 0.3 | 0.3 | 0.3 |  | 6 | 1993 | WO | DFO | Y | N | N | IPP Non-CHP |  |  |  |  | N | [57 empty] | LIQUID | [39 empty] | 2.8617 | 0.16958 | 10.4
5178 | Dinwiddie Power Inc | 54766 | Boydton Plank Road Cogen Plant | VA | Dinwiddie | GEN6 | IC | OP | 0.3 | 0.3 | 0.3 |  | 6 | 1993 | WO | DFO | Y | N | N | IPP Non-CHP |  |  |  |  | N | [57 empty] | LIQUID | [39 empty] | 2.8617 | 0.16958 | 10.4
5178 | Dinwiddie Power Inc | 54766 | Boydton Plank Road Cogen Plant | VA | Dinwiddie | GEN7 | IC | OP | 0.3 | 0.3 | 0.3 |  | 6 | 1993 | WO | DFO | Y | N | N | IPP Non-CHP |  |  |  |  | N | [57 empty] | LIQUID | [39 empty] | 2.8617 | 0.16958 | 10.4
5178 | Dinwiddie Power Inc | 54766 | Boydton Plank Road Cogen Plant | VA | Dinwiddie | GEN8 | IC | OP | 0.3 | 0.3 | 0.3 |  | 6 | 1993 | WO | DFO | Y | N | N | IPP Non-CHP |  |  |  |  | N | [57 empty] | LIQUID | [39 empty] | 2.8617 | 0.16958 | 10.4
5178 | Dinwiddie Power Inc | 54766 | Boydton Plank Road Cogen Plant | VA | Dinwiddie | GEN9 | IC | OP | 0.3 | 0.3 | 0.3 |  | 6 | 1993 | WO | DFO | Y | N | N | IPP Non-CHP |  |  |  |  | N | [57 empty] | LIQUID | [39 empty] | 2.8617 | 0.16958 | 10.4
5187 | Douglas County | 50938 | Galesville Project | OR | DOUGLAS | GV1 | HY | OP | 0.8 | 0.8 | 1 |  | 2 | 1987 | WAT |  | N | Y | N | IPP Non-CHP |  |  |  |  | N | [57 empty] | N/A | [39 empty] | 0 | 0 | 10.4
5187 | Douglas County | 50938 | Galesville Project | OR | DOUGLAS | GV2 | HY | OP | 0.8 | 0.8 | 1 |  | 2 | 1987 | WAT |  | N | Y | N | IPP Non-CHP |  |  |  |  | N | [57 empty] | N/A | [39 empty] | 0 | 0 | 10.4
5199 | Devon Energy Inc | 55278 | Beaver Creek Gas Plant | WY | FREMONT | 1 | GT | OP | 2.5 | 1.8 | 2.5 |  | 12 | 1983 | NG |  | N | N | Y | Industrial CHP |  |  |  |  | N | [57 empty] | GAS | [39 empty] | 0.38402 | 0.0032667 | 8.2071
5199 | Devon Energy Inc | 55278 | Beaver Creek Gas Plant | WY | FREMONT | 2 | GT | OP | 2.5 | 1.8 | 2.5 |  | 11 | 1992 | NG |  | N | N | Y | Industrial CHP |  |  |  |  | N | [57 empty] | GAS | [39 empty] | 0.31077 | 0.0025644 | 9.0849
5221 | Dominion Nuclear Conn Inc | 566 | Millstone | CT | New London | 2 | ST | OP | 909.9 | 869.1 | 879.3 |  | 12 | 1975 | NUC |  | N | Y | N | IPP Non-CHP | [62 empty] | N/A | [39 empty] | 0 | 0 | 10.4
5221 | Dominion Nuclear Conn Inc | 566 | Millstone | CT | New London | 3 | ST | OP | 1253 | 1233.4 | 1237.2 |  | 4 | 1986 | NUC |  | N | Y | N | IPP Non-CHP | [62 empty] | N/A | [39 empty] | 0 | 0 | 10.4
5226 | Dodge Falls Associates LP | 10526 | Dodge Falls Associates | NH | Grafton | 1UNI | HY | OP | 5 | 5 | 5 |  | 12 | 1990 | WAT |  | N | Y | N | IPP Non-CHP |  |  |  |  | N | [57 empty] | N/A | [39 empty] | 0 | 0 | 10.4
5232 | Woodland Pulp LLC | 10613 | Domtar - Woodland Mill | ME | Washington | HG1 | HY | OP | 3 | 2.9 | 2.8 |  | 6 | 1912 | WAT |  | N | Y | N | Industrial CHP |  |  |  |  | N | [57 empty] | N/A | [39 empty] | 0 | 0 | 10.4
5232 | Woodland Pulp LLC | 10613 | Domtar - Woodland Mill | ME | Washington | HG3 | HY | OP | 3.3 | 3.1 | 3 |  | 6 | 1929 | WAT |  | N | Y | N | Industrial CHP |  |  |  |  | N | [57 empty] | N/A | [39 empty] | 0 | 0 | 10.4
5232 | Woodland Pulp LLC | 10613 | Domtar - Woodland Mill | ME | Washington | HG7 | HY | OP | 1.6 | 1.5 | 1.5 |  | 6 | 1970 | WAT |  | N | Y | N | Industrial CHP |  |  |  |  | N | [57 empty] | N/A | [39 empty] | 0 | 0 | 10.4
5232 | Woodland Pulp LLC | 10613 | Domtar - Woodland Mill | ME | Washington | HG8 | HY | OP | 2 | 1.9 | 1.8 |  | 6 | 1970 | WAT |  | N | Y | N | Industrial CHP |  |  |  |  | N | [57 empty] | N/A | [39 empty] | 0 | 0 | 10.4
5232 | Woodland Pulp LLC | 10613 | Domtar - Woodland Mill | ME | Washington | HG9 | HY | OP | 2 | 1.9 | 1.8 |  | 6 | 1970 | WAT |  | N | Y | N | Industrial CHP |  |  |  |  | N | [57 empty] | N/A | [39 empty] | 0 | 0 | 10.4
5232 | Woodland Pulp LLC | 10613 | Domtar - Woodland Mill | ME | Washington | TG10 | ST | OP | 23 | 26 | 26 |  | 3 | 1966 | BLQ | WDS | Y | Y | Y | Industrial CHP |  |  |  |  | N | [25 empty] | ¦¦OP | ¦¦VE |  |  |  | ¦¦TW |  |  |  | ¦¦N |  | ¦¦ 99.1 | ¦¦ 43.1 | ¦¦ 205606 | ¦¦ 100 | OP | EW¦¦WS | [6 empty] | 1.3 |  | 99.9¦¦ 99.2 | 40.8¦¦ 36.9 | 495164¦¦ 205606 |  |  |  |  | LIQUID | [39 empty] | 0.0842 | 0.049001 | 10.4
5232 | Woodland Pulp LLC | 10613 | Domtar - Woodland Mill | ME | Washington | TG11 | ST | OP | 26.8 | 20 | 20 |  | 3 | 1970 | BLQ | WDS | Y | Y | Y | Industrial CHP |  |  |  |  | N | [25 empty] | ¦¦OP | ¦¦VE |  |  |  | ¦¦TW |  |  |  | ¦¦N |  | ¦¦ 99.1 | ¦¦ 43.1 | ¦¦ 205606 | ¦¦ 100 | OP | EW¦¦WS | [6 empty] | 1.3 |  | 99.9¦¦ 99.2 | 40.8¦¦ 36.9 | 495164¦¦ 205606 |  |  |  |  | LIQUID | [39 empty] | 0.0842 | 0.049001 | 10.4
5259 | Dominion Elwood Services Co | 55199 | Elwood Energy LLC | IL | Will | GT1 | GT | OP | 192 | 150 | 192 |  | 9 | 1999 | NG |  | N | Y | N | IPP Non-CHP |  |  |  |  | N | [57 empty] | GAS | IL | Elwood Energy Facility | 55199 | 1 | 2010 |  | ARP, CAIRNOX, CAIROS, CAIRSO2 | 341.17 | 12 | 50408.75 |  | 0.163 | 0.0481 | 11.979 | 32377.224 | 544827.112 | 5 |  | Will | Electric Utility | 4911 | Electric Services | 41.4388 | -88.1236 | Elwood Energy, LLC (Owner) Dominion Elwood Services Company (Operator) | Phase 2 |  | Operating | Combustion turbine | Pipeline Natural Gas |  |  | Dry Low NOx Burners |  | 2060 | 10.6188 | GAS | 180 | 466.6667 | 0.0481 | 0.000598 | 10.6188
5259 | Dominion Elwood Services Co | 55199 | Elwood Energy LLC | IL | Will | GT2 | GT | OP | 192 | 150 | 192 |  | 7 | 1999 | NG |  | N | Y | N | IPP Non-CHP |  |  |  |  | N | [57 empty] | GAS | IL | Elwood Energy Facility | 55199 | 2 | 2010 |  | ARP, CAIRNOX, CAIROS, CAIRSO2 | 343.42 | 12 | 51015.17 |  | 0.163 | 0.0396 | 9.761 | 32312.237 | 543716.625 | 5 |  | Will | Electric Utility | 4911 | Electric Services | 41.4388 | -88.1236 | Elwood Energy, LLC (Owner) Dominion Elwood Services Company (Operator) | Phase 2 |  | Operating | Combustion turbine | Pipeline Natural Gas |  |  | Dry Low NOx Burners |  | 2060 | 10.5215 | GAS | 181 | 469.6133 | 0.0396 | 0.0006 | 10.5215
5259 | Dominion Elwood Services Co | 55199 | Elwood Energy LLC | IL | Will | GT3 | GT | OP | 192 | 150 | 192 |  | 7 | 1999 | NG |  | N | Y | N | IPP Non-CHP |  |  |  |  | N | [57 empty] | GAS | IL | Elwood Energy Facility | 55199 | 3 | 2010 |  | ARP, CAIRNOX, CAIROS, CAIRSO2 | 368.23 | 12 | 54119.01 |  | 0.176 | 0.0433 | 11.176 | 34887.974 | 587068.25 | 5 |  | Will | Electric Utility | 4911 | Electric Services | 41.4388 | -88.1236 | Elwood Energy, LLC (Owner) Dominion Elwood Services Company (Operator) | Phase 2 |  | Operating | Combustion turbine | Pipeline Natural Gas |  |  | Dry Low NOx Burners |  | 2060 | 10.7312 | GAS | 185 | 481.0811 | 0.0433 | 0.0006 | 10.7312
5259 | Dominion Elwood Services Co | 55199 | Elwood Energy LLC | IL | Will | GT4 | GT | OP | 192 | 150 | 192 |  | 7 | 1999 | NG |  | N | Y | N | IPP Non-CHP |  |  |  |  | N | [57 empty] | GAS | IL | Elwood Energy Facility | 55199 | 4 | 2010 |  | ARP, CAIRNOX, CAIROS, CAIRSO2 | 339.95 | 12 | 49800.29 |  | 0.163 | 0.0433 | 10.965 | 32278.969 | 543145.948 | 5 |  | Will | Electric Utility | 4911 | Electric Services | 41.4388 | -88.1236 | Elwood Energy, LLC (Owner) Dominion Elwood Services Company (Operator) | Phase 2 |  | Operating | Combustion turbine | Pipeline Natural Gas |  |  | Dry Low NOx Burners |  | 2060 | 10.795 | GAS | 185 | 481.0811 | 0.0433 | 0.0006 | 10.795
5259 | Dominion Elwood Services Co | 55199 | Elwood Energy LLC | IL | Will | GT5 | GT | OP | 192 | 150 | 192 |  | 7 | 2001 | NG |  | N | Y | N | IPP Non-CHP |  |  |  |  | N | [57 empty] | GAS | IL | Elwood Energy Facility | 55199 | 5 | 2010 |  | ARP, CAIRNOX, CAIROS, CAIRSO2 | 544.6 | 12 | 81242.87 |  | 0.122 | 0.039 | 13.824 | 51115.057 | 860101.181 | 5 |  | Will | Electric Utility | 4911 | Electric Services | 41.4388 | -88.1236 | Elwood Energy, LLC (Owner) Dominion Elwood Services Company (Operator) | Phase 2 |  | Operating | Combustion turbine | Pipeline Natural Gas |  |  | Dry Low NOx Burners |  | 1992 | 10.4847 | GAS | 190 | 494.7368 | 0.039 | 0.000284 | 10.4847
5259 | Dominion Elwood Services Co | 55199 | Elwood Energy LLC | IL | Will | GT6 | GT | OP | 192 | 150 | 192 |  | 7 | 2001 | NG |  | N | Y | N | IPP Non-CHP |  |  |  |  | N | [57 empty] | GAS | IL | Elwood Energy Facility | 55199 | 6 | 2010 |  | ARP, CAIRNOX, CAIROS, CAIRSO2 | 553.76 | 12 | 83260.28 |  | 0.124 | 0.0413 | 14.861 | 51782.806 | 871324.703 | 5 |  | Will | Electric Utility | 4911 | Electric Services | 41.4388 | -88.1236 | Elwood Energy, LLC (Owner) Dominion Elwood Services Company (Operator) | Phase 2 |  | Operating | Combustion turbine | Pipeline Natural Gas |  |  | Dry Low NOx Burners |  | 1992 | 10.3691 | GAS | 189 | 492.0635 | 0.0413 | 0.000285 | 10.3691
5259 | Dominion Elwood Services Co | 55199 | Elwood Energy LLC | IL | Will | GT7 | GT | OP | 192 | 150 | 192 |  | 8 | 2001 | NG |  | N | Y | N | IPP Non-CHP |  |  |  |  | N | [57 empty] | GAS | IL | Elwood Energy Facility | 55199 | 7 | 2010 |  | ARP, CAIRNOX, CAIROS, CAIRSO2 | 512.03 | 12 | 76930.57 |  | 0.114 | 0.0389 | 12.67 | 47569.255 | 800439.545 | 5 |  | Will | Electric Utility | 4911 | Electric Services | 41.4388 | -88.1236 | Elwood Energy, LLC (Owner) Dominion Elwood Services Company (Operator) | Phase 2 |  | Operating | Combustion turbine | Pipeline Natural Gas |  |  | Dry Low NOx Burners |  | 1992 | 10.2946 | GAS | 191 | 497.3822 | 0.0389 | 0.000285 | 10.2946
5259 | Dominion Elwood Services Co | 55199 | Elwood Energy LLC | IL | Will | GT8 | GT | OP | 192 | 150 | 192 |  | 8 | 2001 | NG |  | N | Y | N | IPP Non-CHP |  |  |  |  | N | [57 empty] | GAS | IL | Elwood Energy Facility | 55199 | 8 | 2010 |  | ARP, CAIRNOX, CAIROS, CAIRSO2 | 530.31 | 12 | 79955.04 |  | 0.119 | 0.0396 | 12.97 | 49815.871 | 838240.762 | 5 |  | Will | Electric Utility | 4911 | Electric Services | 41.4388 | -88.1236 | Elwood Energy, LLC (Owner) Dominion Elwood Services Company (Operator) | Phase 2 |  | Operating | Combustion turbine | Pipeline Natural Gas |  |  | Dry Low NOx Burners |  | 1992 | 10.3877 | GAS | 185 | 481.0811 | 0.0396 | 0.000284 | 10.3877
5259 | Dominion Elwood Services Co | 55199 | Elwood Energy LLC | IL | Will | GT9 | GT | OP | 192 | 150 | 192 |  | 7 | 2001 | NG |  | N | Y | N | IPP Non-CHP |  |  |  |  | N | [57 empty] | GAS | IL | Elwood Energy Facility | 55199 | 9 | 2010 |  | ARP, CAIRNOX, CAIROS, CAIRSO2 | 232.68 | 12 | 35033.37 |  | 0.051 | 0.0414 | 6.022 | 21578.429 | 363116.37 | 5 |  | Will | Electric Utility | 4911 | Electric Services | 41.4388 | -88.1236 | Elwood Energy, LLC (Owner) Dominion Elwood Services Company (Operator) | Phase 2 |  | Operating | Combustion turbine | Pipeline Natural Gas |  |  | Dry Low NOx Burners |  | 1992 | 10.2797 | GAS | 181 | 469.6133 | 0.0414 | 0.000281 | 10.2797
5262 | Domtar Industries Inc | 54104 | Ashdown | AR | Little River | GEN1 | ST | OP | 19.5 | 17 | 17 |  | 1 | 1968 | BLQ | WDS | Y | Y | Y | Industrial CHP |  |  |  |  | N | [6 empty] | PB1STE¦¦PB3STK¦¦PB2STK¦¦RB2STK¦¦RB3STK | 2007¦¦ 1991¦¦ 1975¦¦ 1979¦¦ 1989 | 83555¦¦ 152290¦¦ 136476¦¦ 177906¦¦ 159414 | [16 empty] | ¦¦OP | ¦¦VE |  |  |  | ¦¦CSH |  |  |  | ¦¦N | ¦¦ 1.3 | ¦¦ 80 | ¦¦ 983 | ¦¦ 412000 | ¦¦ 100 | ¦¦OP¦¦OP¦¦OP¦¦OP¦¦OP | ¦¦EH¦¦EW¦¦MC¦¦WS¦¦EW¦¦EW | ¦¦WS¦¦ |  | ¦¦ 12.5 |  | ¦¦ 1.3 |  | ¦¦ 1 |  | ¦¦ 93¦¦ 99¦¦ 90¦¦ 99.7¦¦ 99.7 | ¦¦ 16¦¦ 20¦¦ 82¦¦ 84¦¦ 84 | ¦¦ 167110¦¦ 201000¦¦ 324500¦¦ 418000¦¦ 412000 |  |  |  |  | LIQUID | [39 empty] | 0.1517 | 0.049001 | 10.4
5262 | Domtar Industries Inc | 54104 | Ashdown | AR | Little River | GEN2 | ST | OP | 47 | 40 | 40 |  | 10 | 1979 | BLQ | WDS | Y | Y | Y | Industrial CHP |  |  |  |  | N | [6 empty] | PB1STE¦¦PB2STK¦¦PB3STK¦¦RB2STK¦¦RB3STK | 2007¦¦ 1975¦¦ 1991¦¦ 1979¦¦ 1989 | 83555¦¦ 136476¦¦ 152290¦¦ 177906¦¦ 159414 | [16 empty] | ¦¦OP | ¦¦VE |  |  |  | ¦¦CSH |  |  |  | ¦¦N | ¦¦ 1.3 | ¦¦ 80 | ¦¦ 983 | ¦¦ 412000 | ¦¦ 100 | ¦¦OP¦¦OP¦¦OP¦¦OP¦¦OP | ¦¦EH¦¦MC¦¦WS¦¦EW¦¦EW¦¦EW | ¦¦WS¦¦ |  | ¦¦ 12.5 |  | ¦¦ 1.3 |  | ¦¦ 1 |  | ¦¦ 93¦¦ 90¦¦ 99¦¦ 99.7¦¦ 99.7 | ¦¦ 16¦¦ 82¦¦ 20¦¦ 84¦¦ 84 | ¦¦ 167110¦¦ 324500¦¦ 201000¦¦ 418000¦¦ 412000 |  |  |  |  | LIQUID | [39 empty] | 0.1517 | 0.049001 | 10.4
5262 | Domtar Industries Inc | 54104 | Ashdown | AR | Little River | GEN3 | ST | OP | 45 | 33 | 33 |  | 4 | 1991 | BLQ | WDS | Y | Y | Y | Industrial CHP |  |  |  |  | N | [6 empty] | PB1STE¦¦PB2STK¦¦PB3STK¦¦RB2STK¦¦RB3STK | 2007¦¦ 1975¦¦ 1991¦¦ 1979¦¦ 1989 | 83555¦¦ 136476¦¦ 152290¦¦ 177906¦¦ 159414 | [16 empty] | ¦¦OP | ¦¦VE |  |  |  | ¦¦CSH |  |  |  | ¦¦N | ¦¦ 1.3 | ¦¦ 80 | ¦¦ 983 | ¦¦ 412000 | ¦¦ 100 | ¦¦OP¦¦OP¦¦OP¦¦OP¦¦OP | ¦¦EH¦¦MC¦¦WS¦¦EW¦¦EW¦¦EW | ¦¦WS¦¦ |  | ¦¦ 12.5 |  | ¦¦ 1.3 |  | ¦¦ 1 |  | ¦¦ 93¦¦ 90¦¦ 99¦¦ 99.7¦¦ 99.7 | ¦¦ 16¦¦ 82¦¦ 20¦¦ 84¦¦ 84 | ¦¦ 167110¦¦ 324500¦¦ 201000¦¦ 418000¦¦ 412000 |  |  |  |  | LIQUID | [39 empty] | 0.1498 | 0.049001 | 10.4
5262 | Domtar Industries Inc | 54104 | Ashdown | AR | Little River | GEN4 | ST | OP | 45 | 38 | 38 |  | 4 | 1991 | BLQ | WDS | Y | Y | Y | Industrial CHP |  |  |  |  | N | [6 empty] | PB1STE¦¦PB2STK¦¦PB3STK¦¦RB2STK¦¦RB3STK | 2007¦¦ 1975¦¦ 1991¦¦ 1979¦¦ 1989 | 83555¦¦ 136476¦¦ 152290¦¦ 177906¦¦ 159414 | [16 empty] | ¦¦OP | ¦¦VE |  |  |  | ¦¦CSH |  |  |  | ¦¦N | ¦¦ 1.3 | ¦¦ 80 | ¦¦ 983 | ¦¦ 412000 | ¦¦ 100 | ¦¦OP¦¦OP¦¦OP¦¦OP¦¦OP | ¦¦EH¦¦MC¦¦WS¦¦EW¦¦EW¦¦EW | ¦¦WS¦¦ |  | ¦¦ 12.5 |  | ¦¦ 1.3 |  | ¦¦ 1 |  | ¦¦ 93¦¦ 90¦¦ 99¦¦ 99.7¦¦ 99.7 | ¦¦ 16¦¦ 82¦¦ 20¦¦ 84¦¦ 84 | ¦¦ 167110¦¦ 324500¦¦ 201000¦¦ 418000¦¦ 412000 |  |  |  |  | LIQUID | [39 empty] | 0.1498 | 0.049001 | 10.4
5269 | Dominion Energy Services Co | 876 | Kincaid Generation LLC | IL | Christian | 1 | ST | OP | 659.5 | 579 | 579 |  | 6 | 1967 | SUB | NG | N | Y | N | IPP Non-CHP |  |  |  |  | N |  |  | Y |  |  |  | 1 | 1981 | 2473200 | 0.2 |  |  | PB | DP | NP | 1983 | 1978 | 1994 | MS | NC | [20 empty] | OP | EK |  |  | 14 |  | 4.5 |  |  |  | 99.6 | 592 | 2600000 |  |  |  |  | COAL | IL | Kincaid Station | 876 | 1 | 2010 | CS0102 | ARP, CAIRNOX, CAIROS, CAIRSO2 | 7826 | 12 | 3415266.87 |  | 7781.693 | 0.4373 | 7935.766 | 3645917.099 | 34762772.17 | 5 | Mid-America Interconnected Network | Christian | Electric Utility | 4911 | Electric Services | 39.5906 | -89.4964 | Kincaid Generation, LLC (Owner) Dominion Energy Services Company (Operator) | Table 1 | Group 2 | Operating | Cyclone boiler | Coal |  |  | Overfire Air Selective Catalytic Reduction | Electrostatic Precipitator | 6634 | 9.9891 | COAL | 605 | 1977.5475 | 0.4373 | 0.4477 | 9.9891
5269 | Dominion Energy Services Co | 876 | Kincaid Generation LLC | IL | Christian | 2 | ST | OP | 659.5 | 579 | 579 |  | 6 | 1968 | SUB | NG | N | Y | N | IPP Non-CHP |  |  |  |  | N |  |  | Y |  |  |  | 2 | 1981 | 2473200 | 0.2 |  |  | PB | DP | NP | 1983 | 1978 | 1994 | MS | NC | [20 empty] | OP | EK |  |  | 14 |  | 4.5 |  |  |  | 99.6 | 594 | 2600000 |  |  |  |  | COAL | IL | Kincaid Station | 876 | 2 | 2010 | CS0102 | ARP, CAIRNOX, CAIROS, CAIRSO2 | 7365.57 | 12 | 3225308.54 |  | 7409.152 | 0.4558 | 7811.3 | 3430380.95 | 32707723.74 | 5 | Mid-America Interconnected Network | Christian | Electric Utility | 4911 | Electric Services | 39.5906 | -89.4964 | Kincaid Generation, LLC (Owner) Dominion Energy Services Company (Operator) | Table 1 | Group 2 | Operating | Cyclone boiler | Coal |  |  | Overfire Air Selective Catalytic Reduction | Electrostatic Precipitator | 6406 | 9.9725 | COAL | 591 | 1989.6373 | 0.4558 | 0.45305 | 9.9725
5277 | American Sugar Refining, Inc. | 54795 | Domino Sugar Baltimore | MD | Baltimore City | GEN1 | ST | OP | 5 | 5 | 5 |  | 6 | 1959 | NG | RFO | Y | Y | Y | Industrial CHP |  |  |  |  | N | [40 empty] | OP | SC |  |  |  | 0.1 |  |  | 0.5 | ¦¦ .5¦¦ .5¦¦ .5 | 95 | [6 empty] | GAS | [39 empty] | 0.72923 | 0.0018821 | 13.6234
5277 | American Sugar Refining, Inc. | 54795 | Domino Sugar Baltimore | MD | Baltimore City | GEN2 | ST | OP | 2.5 | 2.5 | 2.5 |  | 6 | 1955 | NG | RFO | Y | Y | Y | Industrial CHP |  |  |  |  | N | [40 empty] | OP | SC |  |  |  | 0.1 |  |  | 0.5 | ¦¦ .5¦¦ .5¦¦ .5 | 95 | [6 empty] | GAS | [39 empty] | 0.777 | 0.0016773 | 14.5555
5277 | American Sugar Refining, Inc. | 54795 | Domino Sugar Baltimore | MD | Baltimore City | GEN4 | ST | OP | 10 | 10 | 10 |  | 6 | 2001 | NG |  | N | Y | Y | Industrial CHP |  |  |  |  | N | [40 empty] | OP | SC | [7 empty] | 0.5 | 95 | [6 empty] | GAS | [39 empty] | 0.777 | 0.0031767 | 9.9032
5302 | DPL Energy LLC | 55229 | Montpelier Electric Generating Station | IN | Wells | GT1 | GT | OP | 59 | 45 | 59 |  | 6 | 2001 | NG | DFO | N | Y | N | IPP Non-CHP |  |  |  |  | N | [57 empty] | GAS | IN | Montpelier Electric Gen Station | 55229 | G2CT1 | 2010 |  | ARP, CAIRNOX, CAIROS, CAIRSO2 | 616.21 | 12 | 11397.86 |  | 0.037 | 0.1083 | 6.066 | 7337.439 | 123461.843 | 5 |  | Wells | Electric Utility | 4911 | Electric Services | 40.6206 | -85.3057 | DPL Energy, LLC (Owner/Operator) | Phase 2 |  | Operating | Combustion turbine | Pipeline Natural Gas |  |  | Water Injection |  | 304.4 | 9.8659 | GAS | 33 | -393.9394 | 0.1083 | 0.000599 | 9.8659
5302 | DPL Energy LLC | 55229 | Montpelier Electric Generating Station | IN | Wells | GT2 | GT | OP | 59 | 45 | 59 |  | 6 | 2001 | NG | DFO | N | Y | N | IPP Non-CHP |  |  |  |  | N | [57 empty] | GAS | IN | Montpelier Electric Gen Station | 55229 | G2CT1 | 2010 |  | ARP, CAIRNOX, CAIROS, CAIRSO2 | 616.21 | 12 | 11397.86 |  | 0.037 | 0.1083 | 6.066 | 7337.439 | 123461.843 | 5 |  | Wells | Electric Utility | 4911 | Electric Services | 40.6206 | -85.3057 | DPL Energy, LLC (Owner/Operator) | Phase 2 |  | Operating | Combustion turbine | Pipeline Natural Gas |  |  | Water Injection |  | 304.4 | 9.8659 | GAS | 33 | -393.9394 | 0.1083 | 0.000599 | 9.8659
5302 | DPL Energy LLC | 55229 | Montpelier Electric Generating Station | IN | Wells | GT3 | GT | OP | 59 | 45 | 59 |  | 6 | 2001 | NG | DFO | N | Y | N | IPP Non-CHP |  |  |  |  | N | [57 empty] | GAS | IN | Montpelier Electric Gen Station | 55229 | G2CT1 | 2010 |  | ARP, CAIRNOX, CAIROS, CAIRSO2 | 616.21 | 12 | 11397.86 |  | 0.037 | 0.1083 | 6.066 | 7337.439 | 123461.843 | 5 |  | Wells | Electric Utility | 4911 | Electric Services | 40.6206 | -85.3057 | DPL Energy, LLC (Owner/Operator) | Phase 2 |  | Operating | Combustion turbine | Pipeline Natural Gas |  |  | Water Injection |  | 304.4 | 9.8659 | GAS | 33 | -393.9394 | 0.1083 | 0.000599 | 9.8659
5302 | DPL Energy LLC | 55229 | Montpelier Electric Generating Station | IN | Wells | GT4 | GT | OP | 59 | 45 | 59 |  | 6 | 2001 | NG | DFO | N | Y | N | IPP Non-CHP |  |  |  |  | N | [57 empty] | GAS | IN | Montpelier Electric Gen Station | 55229 | G2CT1 | 2010 |  | ARP, CAIRNOX, CAIROS, CAIRSO2 | 616.21 | 12 | 11397.86 |  | 0.037 | 0.1083 | 6.066 | 7337.439 | 123461.843 | 5 |  | Wells | Electric Utility | 4911 | Electric Services | 40.6206 | -85.3057 | DPL Energy, LLC (Owner/Operator) | Phase 2 |  | Operating | Combustion turbine | Pipeline Natural Gas |  |  | Water Injection |  | 304.4 | 9.8659 | GAS | 33 | -393.9394 | 0.1083 | 0.000599 | 9.8659
5302 | DPL Energy LLC | 55248 | Tait Electric Generating Station | OH | Montgomery | GT4 | GT | OP | 94 | 85 | 94 |  | 5 | 2002 | NG | DFO | N | Y | N | IPP Non-CHP |  |  |  |  | N | [57 empty] | GAS | OH | Tait Electric Generating Station | 55248 | CT4 | 2010 |  | ARP, CAIRNOX, CAIROS, CAIRSO2 | 284.49 | 12 | 15641.95 |  | 0.062 | 0.089 | 4.711 | 12257.8 | 207750.3 | 5 |  | Montgomery | Electric Utility | 4911 | Electric Services | 39.7286 | -84.2106 | DPL Energy, LLC (Owner/Operator) | Phase 2 |  | Operating | Combustion turbine | Pipeline Natural Gas |  |  | Dry Low NOx Burners |  | 1160 | 13.24 | GAS | 93 | 494.6237 | 0.089 | 0.000597 | 13.24
5302 | DPL Energy LLC | 55248 | Tait Electric Generating Station | OH | Montgomery | GT5 | GT | OP | 94 | 85 | 94 |  | 5 | 2002 | NG | DFO | N | Y | N | IPP Non-CHP |  |  |  |  | N | [57 empty] | GAS | OH | Tait Electric Generating Station | 55248 | CT5 | 2010 |  | ARP, CAIRNOX, CAIROS, CAIRSO2 | 286.21 | 12 | 15880.06 |  | 0.063 | 0.0811 | 4.673 | 12345.8 | 209246.6 | 5 |  | Montgomery | Electric Utility | 4911 | Electric Services | 39.7286 | -84.2106 | DPL Energy, LLC (Owner/Operator) | Phase 2 |  | Operating | Combustion turbine | Pipeline Natural Gas |  |  | Dry Low NOx Burners |  | 1160 | 13.1407 | GAS | 92 | 489.1304 | 0.0811 | 0.000602 | 13.1407
5302 | DPL Energy LLC | 55248 | Tait Electric Generating Station | OH | Montgomery | GT6 | GT | OP | 94 | 85 | 94 |  | 4 | 2002 | NG | DFO | N | Y | N | IPP Non-CHP |  |  |  |  | N | [57 empty] | GAS | OH | Tait Electric Generating Station | 55248 | CT6 | 2010 |  | ARP, CAIRNOX, CAIROS, CAIRSO2 | 263.11 | 12 | 14632.72 |  | 0.059 | 0.0819 | 4.134 | 11526.2 | 195350.3 | 5 |  | Montgomery | Electric Utility | 4911 | Electric Services | 39.7286 | -84.2106 | DPL Energy, LLC (Owner/Operator) | Phase 2 |  | Operating | Combustion turbine | Pipeline Natural Gas |  |  | Dry Low NOx Burners |  | 1160 | 13.3226 | GAS | 92 | 489.1304 | 0.0819 | 0.000604 | 13.3226
5302 | DPL Energy LLC | 55248 | Tait Electric Generating Station | OH | Montgomery | GT7 | GT | OP | 94 | 85 | 94 |  | 4 | 2002 | NG | DFO | N | Y | N | IPP Non-CHP |  |  |  |  | N | [57 empty] | GAS | OH | Tait Electric Generating Station | 55248 | CT7 | 2010 |  | ARP, CAIRNOX, CAIROS, CAIRSO2 | 282.79 | 12 | 15750.69 |  | 0.063 | 0.0807 | 5.217 | 12354.9 | 209411.4 | 5 |  | Montgomery | Electric Utility | 4911 | Electric Services | 39.7286 | -84.2106 | DPL Energy, LLC (Owner/Operator) | Phase 2 |  | Operating | Combustion turbine | Pipeline Natural Gas |  |  | Dry Low NOx Burners |  | 1160 | 13.2623 | GAS | 92 | 489.1304 | 0.0807 | 0.000602 | 13.2623
5310 | Doswell Ltd Partnership | 52019 | Doswell Energy Center | VA | Hanover | GEN1 | CT | OP | 122 | 104.7 | 122 |  | 11 | 1991 | NG | DFO | Y | Y | N | IPP Non-CHP |  |  |  |  | N | [57 empty] | GAS | VA | Doswell Limited Partnership | 52019 | CT1 | 2010 |  | ARP, CAIRNOX, CAIROS, CAIRSO2 | 1462.14 | 12 | 228431.87 |  | 1.051 | 0.0417 | 43.052 | 153024.24 | 2568151.451 | 3 |  | Hanover | Electric Utility | 4911 | Electric Services | 37.8181 | -77.4478 | FPL Energy OSI (Operator) Doswell Limited Partnership (Owner) | Phase 2 |  | Operating | Combustion turbine | Pipeline Natural Gas | Diesel Oil |  | Dry Low NOx Burners Water Injection |  | 2141.9 | 11.0221 | GAS | 195 | 200.8197 | 0.0417 | 0.000818 | 11.0221
5310 | Doswell Ltd Partnership | 52019 | Doswell Energy Center | VA | Hanover | GEN2 | CT | OP | 122 | 104.7 | 122 |  | 12 | 1991 | NG | DFO | Y | Y | N | IPP Non-CHP |  |  |  |  | N | [57 empty] | GAS | VA | Doswell Limited Partnership | 52019 | 601 | 2010 |  | CAIRNOX, CAIROS, CAIRSO2 | 5192.46 | 12 | 692342.76 |  | 1.722 | 0.0348 | 87.959 |  | 5720399.783 | 3 |  | Hanover | Electric Utility | 4911 | Electric Services | 37.8181 | -77.4478 | Doswell Limited Partnership (Owner) FPL Energy OSI (Operator) |  |  | Operating | Combined cycle | Pipeline Natural Gas | Diesel Oil |  | Dry Low NOx Burners Selective Catalytic Reduction Steam Injection |  | 1539.3 | 8.1495 | GAS | 188 | -270.4918 | 0.0348 | 0.000602 | 8.1495
5310 | Doswell Ltd Partnership | 52019 | Doswell Energy Center | VA | Hanover | GEN3 | CA | OP | 132 | 123 | 132 |  | 12 | 1991 | NG | DFO | Y | Y | N | IPP Non-CHP |  |  |  |  | N | [6 empty] | 501¦¦502 | 1992 | 1005840 | [48 empty] | GAS | [39 empty] | 0 | 0 | 10.4
5310 | Doswell Ltd Partnership | 52019 | Doswell Energy Center | VA | Hanover | GEN4 | CT | OP | 122 | 104.7 | 122 |  | 1 | 1992 | NG | DFO | Y | Y | N | IPP Non-CHP |  |  |  |  | N | [57 empty] | GAS | VA | Doswell Limited Partnership | 52019 | 601 | 2010 |  | CAIRNOX, CAIROS, CAIRSO2 | 5192.46 | 12 | 692342.76 |  | 1.722 | 0.0348 | 87.959 |  | 5720399.783 | 3 |  | Hanover | Electric Utility | 4911 | Electric Services | 37.8181 | -77.4478 | Doswell Limited Partnership (Owner) FPL Energy OSI (Operator) |  |  | Operating | Combined cycle | Pipeline Natural Gas | Diesel Oil |  | Dry Low NOx Burners Selective Catalytic Reduction Steam Injection |  | 1539.3 | 8.1495 | GAS | 188 | -270.4918 | 0.0348 | 0.000602 | 8.1495
5310 | Doswell Ltd Partnership | 52019 | Doswell Energy Center | VA | Hanover | GEN5 | CT | OP | 122 | 104.7 | 122 |  | 1 | 1992 | NG | DFO | Y | Y | N | IPP Non-CHP |  |  |  |  | N | [57 empty] | GAS | VA | Doswell Limited Partnership | 52019 | 601 | 2010 |  | CAIRNOX, CAIROS, CAIRSO2 | 5192.46 | 12 | 692342.76 |  | 1.722 | 0.0348 | 87.959 |  | 5720399.783 | 3 |  | Hanover | Electric Utility | 4911 | Electric Services | 37.8181 | -77.4478 | Doswell Limited Partnership (Owner) FPL Energy OSI (Operator) |  |  | Operating | Combined cycle | Pipeline Natural Gas | Diesel Oil |  | Dry Low NOx Burners Selective Catalytic Reduction Steam Injection |  | 1539.3 | 8.1495 | GAS | 188 | -270.4918 | 0.0348 | 0.000602 | 8.1495
5310 | Doswell Ltd Partnership | 52019 | Doswell Energy Center | VA | Hanover | GEN6 | CA | OP | 132 | 123 | 132 |  | 1 | 1992 | NG | DFO | Y | Y | N | IPP Non-CHP |  |  |  |  | N | [6 empty] | 601¦¦602 | 1992 | 1005840 | [48 empty] | GAS | [39 empty] | 0 | 0 | 10.4
5310 | Doswell Ltd Partnership | 52019 | Doswell Energy Center | VA | Hanover | GEN7 | GT | OP | 187 | 149 | 187 |  | 3 | 2001 | NG | DFO | Y | Y | N | IPP Non-CHP |  |  |  |  | N | [57 empty] | GAS | VA | Doswell Limited Partnership | 52019 | 601 | 2010 |  | CAIRNOX, CAIROS, CAIRSO2 | 5192.46 | 12 | 692342.76 |  | 1.722 | 0.0348 | 87.959 |  | 5720399.783 | 3 |  | Hanover | Electric Utility | 4911 | Electric Services | 37.8181 | -77.4478 | Doswell Limited Partnership (Owner) FPL Energy OSI (Operator) |  |  | Operating | Combined cycle | Pipeline Natural Gas | Diesel Oil |  | Dry Low NOx Burners Selective Catalytic Reduction Steam Injection |  | 1539.3 | 8.1495 | GAS | 188 | -2.6738 | 0.0348 | 0.000602 | 8.1495
5321 | Drummond Company, Inc. | 56076 | ABC Coke | AL | Jefferson | 1 | ST | OP | 3.8 | 3.8 | 3.8 |  | 8 | 1997 | OG | NG | N | Y | Y | Industrial CHP |  |  |  |  | N | [57 empty] | GAS | [39 empty] | 0.1167 | 0.0044251 | 10.4
5326 | PUD No 1 of Douglas County | 3886 | Wells | WA | Douglas | U-1 | HY | OP | 77.4 | 84 | 84 |  | 9 | 1967 | WAT |  | N | Y | N | Electric Utility |  |  |  |  | N | [57 empty] | N/A | [39 empty] | 0 | 0 | 10.4
5326 | PUD No 1 of Douglas County | 3886 | Wells | WA | Douglas | U-10 | HY | OP | 77.4 | 84 | 84 |  | 1 | 1969 | WAT |  | N | Y | N | Electric Utility |  |  |  |  | N | [57 empty] | N/A | [39 empty] | 0 | 0 | 10.4
5326 | PUD No 1 of Douglas County | 3886 | Wells | WA | Douglas | U-2 | HY | OP | 77.4 | 84 | 84 |  | 10 | 1967 | WAT |  | N | Y | N | Electric Utility |  |  |  |  | N | [57 empty] | N/A | [39 empty] | 0 | 0 | 10.4
5326 | PUD No 1 of Douglas County | 3886 | Wells | WA | Douglas | U-3 | HY | OP | 77.4 | 84 | 84 |  | 9 | 1967 | WAT |  | N | Y | N | Electric Utility |  |  |  |  | N | [57 empty] | N/A | [39 empty] | 0 | 0 | 10.4
5326 | PUD No 1 of Douglas County | 3886 | Wells | WA | Douglas | U-4 | HY | OP | 77.4 | 84 | 84 |  | 9 | 1967 | WAT |  | N | Y | N | Electric Utility |  |  |  |  | N | [57 empty] | N/A | [39 empty] | 0 | 0 | 10.4
5326 | PUD No 1 of Douglas County | 3886 | Wells | WA | Douglas | U-5 | HY | OP | 77.4 | 84 | 84 |  | 9 | 1967 | WAT |  | N | Y | N | Electric Utility |  |  |  |  | N | [57 empty] | N/A | [39 empty] | 0 | 0 | 10.4
5326 | PUD No 1 of Douglas County | 3886 | Wells | WA | Douglas | U-6 | HY | OP | 77.4 | 84 | 84 |  | 9 | 1967 | WAT |  | N | Y | N | Electric Utility |  |  |  |  | N | [57 empty] | N/A | [39 empty] | 0 | 0 | 10.4
5326 | PUD No 1 of Douglas County | 3886 | Wells | WA | Douglas | U-8 | HY | OP | 77.4 | 84 | 84 |  | 10 | 1968 | WAT |  | N | Y | N | Electric Utility |  |  |  |  | N | [57 empty] | N/A | [39 empty] | 0 | 0 | 10.4
5326 | PUD No 1 of Douglas County | 3886 | Wells | WA | Douglas | U-9 | HY | OP | 77.4 | 84 | 84 |  | 1 | 1969 | WAT |  | N | Y | N | Electric Utility |  |  |  |  | N | [57 empty] | N/A | [39 empty] | 0 | 0 | 10.4
5336 | City of Dover - (OH) | 2914 | Dover | OH | Tuscarawas | 4 | ST | OP | 19.5 | 15.2 | 15.2 |  | 6 | 1968 | BIT |  | N | Y | N | Electric Utility |  |  |  |  | N | [40 empty] | OP¦¦ 0 | MC¦¦BP¦¦ 0 |  |  | 10¦¦ 0 |  | 2.9¦¦ 0 |  |  |  | 99.9¦¦ 0 | 0.1¦¦ 0 | 89000¦¦ 0 |  |  |  |  | COAL | [39 empty] | 0.51262 | 1.0783 | 12.1495
5336 | City of Dover - (OH) | 2914 | Dover | OH | Tuscarawas | 5 | IC | OP | 2.6 | 2.4 | 2.4 |  | 6 | 1966 | DFO |  | N | Y | N | Electric Utility |  |  |  |  | N | [57 empty] | LIQUID | [39 empty] | 0.7385 | 0.025484 | 12.5895
5336 | City of Dover - (OH) | 2914 | Dover | OH | Tuscarawas | 6 | GT | OP | 19.5 | 15.3 | 15.3 |  | 9 | 1992 | NG |  | N | Y | N | Electric Utility |  |  |  |  | N | [57 empty] | GAS | [39 empty] | 0.18592 | 0.0028181 | 11.2653
5338 | Dow Chemical Co | 52120 | Dow Chemical Texas Operation | TX | Brazoria | G-35 | CT | OP | 119 | 95.6 | 106.5 |  | 2 | 1983 | NG |  | N | Y | Y | Industrial CHP |  |  |  | 2012 | N | [57 empty] | GAS | [39 empty] | 0.046413 | 0.0007173 | 11.1907
5338 | Dow Chemical Co | 52120 | Dow Chemical Texas Operation | TX | Brazoria | G-37 | CT | OP | 75 | 59.2 | 65.9 |  | 4 | 1978 | NG |  | N | Y | Y | Industrial CHP |  |  |  | 2012 | N | [57 empty] | GAS | [39 empty] | 0.066079 | 0.0008211 | 12.3834
5338 | Dow Chemical Co | 52120 | Dow Chemical Texas Operation | TX | Brazoria | G-61 | CT | OP | 94.5 | 68.3 | 76.1 |  | 10 | 1982 | NG |  | N | Y | Y | Industrial CHP |  |  |  |  | N | [57 empty] | GAS | [39 empty] | 0.054224 | 0.0007664 | 11.6186
5338 | Dow Chemical Co | 52120 | Dow Chemical Texas Operation | TX | Brazoria | G-62 | CT | OP | 94.5 | 68.3 | 76.1 |  | 9 | 1982 | NG |  | N | Y | Y | Industrial CHP |  |  |  |  | N | [57 empty] | GAS | [39 empty] | 0.054224 | 0.0007664 | 11.6186
5338 | Dow Chemical Co | 52120 | Dow Chemical Texas Operation | TX | Brazoria | G-63 | CT | OP | 94.5 | 68.3 | 76.1 |  | 8 | 1982 | NG |  | N | Y | Y | Industrial CHP |  |  |  |  | N | [57 empty] | GAS | [39 empty] | 0.054224 | 0.0007664 | 11.6186
5338 | Dow Chemical Co | 52120 | Dow Chemical Texas Operation | TX | Brazoria | G-64 | CA | OP | 64.8 | 50 | 10 |  | 9 | 1987 | NG |  | N | Y | Y | Industrial CHP |  |  |  |  | N | [57 empty] | GAS | [39 empty] | 0 | 0 | 10.4
5338 | Dow Chemical Co | 52120 | Dow Chemical Texas Operation | TX | Brazoria | G-65 | CA | OP | 111.3 | 95.2 | 95.2 |  | 2 | 1984 | NG |  | N | Y | Y | Industrial CHP |  |  |  |  | N | [57 empty] | GAS | [39 empty] | 0 | 0 | 10.4
5338 | Dow Chemical Co | 52120 | Dow Chemical Texas Operation | TX | Brazoria | G-66 | CT | OP | 119 | 95.6 | 106.5 |  | 12 | 1983 | NG |  | N | Y | Y | Industrial CHP |  |  |  |  | N | [57 empty] | GAS | [39 empty] | 0.046413 | 0.0007173 | 11.1907
5338 | Dow Chemical Co | 52120 | Dow Chemical Texas Operation | TX | Brazoria | G-67 | CT | OP | 119 | 95.6 | 106.5 |  | 3 | 1984 | NG |  | N | Y | Y | Industrial CHP |  |  |  |  | N | [57 empty] | GAS | [39 empty] | 0.045665 | 0.0007166 | 11.1143
5338 | Dow Chemical Co | 56152 | Freeport Energy Center | TX | Brazoria | CTG1 | CT | OP | 180 | 169.4 | 188.7 |  | 5 | 2007 | NG |  | N | Y | Y | Industrial CHP |  |  |  |  | N | [57 empty] | GAS | [39 empty] | 0.014016 | 0.0006014 | 9.3247
5338 | Dow Chemical Co | 56152 | Freeport Energy Center | TX | Brazoria | STG1 | CA | OP | 80 | 80 | 80 |  | 5 | 2007 | NG |  | N | Y | Y | Industrial CHP |  |  |  |  | N | [57 empty] | GAS | [39 empty] | 0 | 0 | 10.4
5347 | Dow Chemical Co | 52006 | LaO Energy Systems | LA | Iberville | GEN1 | CA | OP | 57 | 57 | 57 |  | 6 | 1958 | NG | OG | N | Y | Y | Industrial CHP |  |  |  |  | N | [6 empty] | 100A¦¦200A | 1978¦¦ 1979 | 438400¦¦ 343493 | [48 empty] | GAS | [39 empty] | 0 | 0 | 10.4
5347 | Dow Chemical Co | 52006 | LaO Energy Systems | LA | Iberville | GEN2 | CA | OP | 88 | 80 | 80 |  | 6 | 1962 | NG | OG | N | Y | Y | Industrial CHP |  |  |  |  | N | [6 empty] | 100A¦¦200A | 1978¦¦ 1979 | 438400¦¦ 343493 | [48 empty] | GAS | [39 empty] | 0 | 0 | 10.4
5347 | Dow Chemical Co | 52006 | LaO Energy Systems | LA | Iberville | GEN3 | CA | OP | 90 | 94 | 94 |  | 6 | 1966 | NG | OG | N | Y | Y | Industrial CHP |  |  |  |  | N | [6 empty] | 100A¦¦200A | 1978¦¦ 1979 | 438400¦¦ 343493 | [48 empty] | GAS | [39 empty] | 0 | 0 | 10.4
5347 | Dow Chemical Co | 52006 | LaO Energy Systems | LA | Iberville | GEN4 | CA | OP | 76.5 | 49 | 49 |  | 6 | 1969 | NG | OG | N | Y | Y | Industrial CHP |  |  |  |  | N | [6 empty] | 100A¦¦200A | 1978¦¦ 1979 | 438400¦¦ 343493 | [48 empty] | GAS | [39 empty] | 0 | 0 | 10.4
5347 | Dow Chemical Co | 52006 | LaO Energy Systems | LA | Iberville | GEN5 | CT | OP | 76.5 | 52 | 65 |  | 11 | 1978 | NG |  | N | Y | Y | Industrial CHP |  |  |  |  | N | [57 empty] | GAS | [39 empty] | 0.066683 | 0.0008265 | 12.3222
5347 | Dow Chemical Co | 52006 | LaO Energy Systems | LA | Iberville | GEN6 | CT | OP | 76.5 | 52 | 65 |  | 2 | 1979 | NG |  | N | Y | Y | Industrial CHP |  |  |  |  | N | [57 empty] | GAS | [39 empty] | 0.065778 | 0.0008258 | 12.2203
5347 | Dow Chemical Co | 55419 | Plaquemine Cogeneration Plant | LA | Iberville | G500 | CT | OP | 198 | 151 | 186 |  | 3 | 2004 | NG | OG | N | Y | Y | Industrial CHP |  |  |  |  | N | [57 empty] | GAS | LA | Plaquemine Cogen Facility | 55419 | 500 | 2010 |  | ARP, CAIRNOX, CAIROS, CAIRSO2 | 6745.19 | 12 | 1887266.84 |  | 2.409 | 0.017 | 94.379 | 641966.531 | 11799101.22 | 6 |  | Iberville | Cogeneration |  |  | 30.3215 | -91.2392 | Dow Chemical Company (Owner/Operator) | Phase 2 |  | Operating | Combined cycle | Natural Gas | Other Gas, Process Gas |  | Dry Low NOx Burners Selective Catalytic Reduction |  | 2603 | 6.1386 | GAS | 402 | -80.6452 | 0.017 | 0.000408 | 9.4315
5347 | Dow Chemical Co | 55419 | Plaquemine Cogeneration Plant | LA | Iberville | G600 | CT | OP | 198 | 151 | 186 |  | 3 | 2004 | NG | OG | N | Y | Y | Industrial CHP |  |  |  |  | N | [57 empty] | GAS | LA | Plaquemine Cogen Facility | 55419 | 600 | 2010 |  | ARP, CAIRNOX, CAIROS, CAIRSO2 | 7951.12 | 12 | 2333272.44 |  | 3.003 | 0.0177 | 126.532 | 790565.973 | 14570355.08 | 6 |  | Iberville | Cogeneration |  |  | 30.3215 | -91.2392 | Dow Chemical Company (Owner/Operator) | Phase 2 |  | Operating | Combined cycle | Natural Gas | Other Gas, Process Gas |  | Dry Low NOx Burners Selective Catalytic Reduction |  | 2603 | 6.1799 | GAS | 419 | -126.3441 | 0.0177 | 0.000412 | 9.4315
5347 | Dow Chemical Co | 55419 | Plaquemine Cogeneration Plant | LA | Iberville | ST5 | CA | OP | 195 | 189 | 189 |  | 3 | 2004 | NG | OG | N | Y | Y | Industrial CHP |  |  |  |  | N | [6 empty] | 500A¦¦600A¦¦700A¦¦800A | 2004 | 777000 | [48 empty] | GAS | [39 empty] | 0 | 0 | 10.4
5347 | Dow Chemical Co | 52006 | LaO Energy Systems | LA | Iberville | GEN7 | CT | OP | 125 | 95 | 114 |  | 12 | 1982 | NG | OG | Y | Y | Y | Industrial CHP |  |  |  |  | N | [57 empty] | GAS | [39 empty] | 0.046736 | 0.0007168 | 11.1656
5347 | Dow Chemical Co | 55419 | Plaquemine Cogeneration Plant | LA | Iberville | G700 | CT | OP | 198 | 151 | 186 |  | 3 | 2004 | NG | OG | N | Y | Y | Industrial CHP |  |  |  |  | N | [57 empty] | GAS | LA | Plaquemine Cogen Facility | 55419 | 700 | 2010 |  | ARP, CAIRNOX, CAIROS, CAIRSO2 | 6701.87 | 12 | 1963377.73 |  | 5.216 | 0.0163 | 94.344 | 662879.728 | 12343306.62 | 6 |  | Iberville | Cogeneration |  |  | 30.3215 | -91.2392 | Dow Chemical Company (Owner/Operator) | Phase 2 |  | Operating | Combined cycle | Natural Gas | Other Gas, Process Gas |  | Dry Low NOx Burners Selective Catalytic Reduction |  | 2603 | 6.199 | GAS | 384 | -32.2581 | 0.0163 | 0.000845 | 9.4315
5347 | Dow Chemical Co | 55419 | Plaquemine Cogeneration Plant | LA | Iberville | G800 | CT | OP | 198 | 151 | 186 |  | 3 | 2004 | NG | OG | N | Y | Y | Industrial CHP |  |  |  |  | N | [57 empty] | GAS | LA | Plaquemine Cogen Facility | 55419 | 800 | 2010 |  | ARP, CAIRNOX, CAIROS, CAIRSO2 | 7725.56 | 12 | 2241728.68 |  | 2.834 | 0.0153 | 103.917 | 753458.994 | 13827572.48 | 6 |  | Iberville | Cogeneration |  |  | 30.3215 | -91.2392 | Dow Chemical Company (Owner/Operator) | Phase 2 |  | Operating | Combined cycle | Natural Gas | Other Gas, Process Gas |  | Dry Low NOx Burners Selective Catalytic Reduction |  | 2603 | 6.1237 | GAS | 379 | -18.8172 | 0.0153 | 0.00041 | 9.4315
5352 | Dow Chemical Co - St Charles | 50152 | Dow St Charles Operations | LA | St Charles | CGN1 | CT | OP | 125.8 | 100 | 116 |  | 12 | 1996 | NG | OG | N | Y | Y | Industrial CHP |  |  |  |  | N | [57 empty] | GAS | [39 empty] | 0.034685 | 0.0007039 | 10.138
5352 | Dow Chemical Co - St Charles | 50152 | Dow St Charles Operations | LA | St Charles | CGN2 | CT | OP | 125.8 | 100 | 116 |  | 1 | 1997 | NG | OG | N | Y | Y | Industrial CHP |  |  |  |  | N | [57 empty] | GAS | [39 empty] | 0.033595 | 0.0007025 | 10.0648
5352 | Dow Chemical Co - St Charles | 50152 | Dow St Charles Operations | LA | St Charles | CSTG | CA | OP | 50 | 50 | 50 |  | 12 | 2002 | NG | OG | N | Y | Y | Industrial CHP |  |  |  |  | N | [57 empty] | GAS | [39 empty] | 0 | 0 | 10.4
5352 | Dow Chemical Co - St Charles | 50152 | Dow St Charles Operations | LA | St Charles | STG | CA | OP | 22 | 22 | 22 |  | 2 | 1997 | NG | OG | N | Y | Y | Industrial CHP |  |  |  |  | N | [57 empty] | GAS | [39 empty] | 0 | 0 | 10.4
5352 | Dow Chemical Co - St Charles | 50152 | Dow St Charles Operations | LA | St Charles | CTG | CA | OP | 10 | 10 | 10 |  | 4 | 1987 | NG | OG | N | Y | Y | Industrial CHP |  |  |  |  | N | [57 empty] | GAS | [39 empty] | 0 | 0 | 10.4
5374 | Dow Chemical Company-Oyster Creek VIII | 54676 | Oyster Creek Unit VIII | TX | Brazoria | G81 | CT | OP | 99 | 73 | 90 |  | 10 | 1994 | NG | OG | N | N | Y | IPP CHP |  |  |  |  | N | [57 empty] | GAS | [39 empty] | 0.041434 | 0.0007451 | 10.5041
5374 | Dow Chemical Company-Oyster Creek VIII | 54676 | Oyster Creek Unit VIII | TX | Brazoria | G82 | CT | OP | 99 | 73 | 90 |  | 10 | 1994 | NG | OG | N | N | Y | IPP CHP |  |  |  |  | N | [57 empty] | GAS | [39 empty] | 0.041434 | 0.0007451 | 10.5041
5374 | Dow Chemical Company-Oyster Creek VIII | 54676 | Oyster Creek Unit VIII | TX | Brazoria | G83 | CT | OP | 99 | 73 | 90 |  | 10 | 1994 | NG | OG | N | N | Y | IPP CHP |  |  |  |  | N | [57 empty] | GAS | [39 empty] | 0.041434 | 0.0007451 | 10.5041
5374 | Dow Chemical Company-Oyster Creek VIII | 54676 | Oyster Creek Unit VIII | TX | Brazoria | G84 | CA | OP | 200.9 | 160 | 160 |  | 10 | 1994 | NG | OG | N | N | Y | IPP CHP |  |  |  |  | N | [57 empty] | GAS | [39 empty] | 0 | 0 | 10.4
5385 | Dry Creek LLC | 54394 | Dry Creek Project | ID | Butte | GEN1 | HY | OP | 3.6 | 2.5 | 1.5 |  | 12 | 1987 | WAT |  | N | Y | N | IPP Non-CHP | [62 empty] | N/A | [39 empty] | 0 | 0 | 10.4
5416 | Duke Energy Carolinas, LLC | 2718 | G G Allen | NC | Gaston | 1 | ST | OP | 165 | 162 | 167 |  | 6 | 1957 | BIT |  | N | Y | N | Electric Utility |  |  |  |  | N | Y | [5 empty] | 1 | 1957 | 307836 | [16 empty] | OP | SP |  |  |  | LS |  |  |  | N | 1.8 | 95 | 918 | 2196603 | 100 | OP | EK |  |  | 20 |  | 0.5 | 3 | 0.2 | 0.5 | 99.5 | 108 | 700000 |  |  |  |  | COAL | NC | G G Allen | 2718 | 1 | 2010 | CS125 | ARP, CAIRNOX, CAIROS, CAIRSO2 | 5792.59 | 12 | 736132.97 |  | 296.148 | 0.1934 | 665.125 | 736567.301 | 7179022.397 | 4 | Southeastern Electric Reliability Council | Gaston | Electric Utility | 4911 | Electric Services | 35.1897 | -81.0122 | Duke Energy Corporation (Owner/Operator) | Phase 2 | Early Election | Operating | Tangentially-fired | Coal | Diesel Oil | Wet Limestone | Low NOx Burner Technology w/ Closed-coupled/Separated OFA Selective Non-catalytic Reduction | Electrostatic Precipitator | 2141 | 9.5892 | COAL | 186 | 1943.1138 | 0.1934 | 0.082504 | 9.5892
5416 | Duke Energy Carolinas, LLC | 2718 | G G Allen | NC | Gaston | 2 | ST | OP | 165 | 162 | 167 |  | 11 | 1957 | BIT |  | N | Y | N | Electric Utility |  |  |  |  | N | Y | [5 empty] | 2 | 1957 | 307836 | [16 empty] | OP | SP |  |  |  | LS |  |  |  | N | 1.8 | 95 | 918 | 2196603 | 100 | OP | EK |  |  | 20 |  | 0.5 | 3 | 0.2 | 0.5 | 99.5 | 108 | 700000 |  |  |  |  | COAL | NC | G G Allen | 2718 | 2 | 2010 | CS125 | ARP, CAIRNOX, CAIROS, CAIRSO2 | 5415.1 | 12 | 660644.95 |  | 272.273 | 0.1925 | 596.708 | 662404.808 | 6456183.633 | 4 | Southeastern Electric Reliability Council | Gaston | Electric Utility | 4911 | Electric Services | 35.1897 | -81.0122 | Duke Energy Corporation (Owner/Operator) | Phase 2 | Early Election | Operating | Tangentially-fired | Coal | Diesel Oil | Wet Limestone | Low NOx Burner Technology w/ Closed-coupled/Separated OFA Selective Non-catalytic Reduction | Electrostatic Precipitator | 2408 | 9.5993 | COAL | 185 | 1946.1078 | 0.1925 | 0.084345 | 9.5993
5416 | Duke Energy Carolinas, LLC | 2718 | G G Allen | NC | Gaston | 3 | ST | OP | 275 | 261 | 270 |  | 10 | 1959 | BIT |  | N | Y | N | Electric Utility |  |  |  |  | N | Y | [5 empty] | 3 | 1959 | 625376 | [16 empty] | OP | SP |  |  |  | LS |  |  |  | N | 1.8 | 95 | 918 | 2196603 | 100 | OP | EC |  |  | 20 |  | 0.8 | 3 | 0.2 | 0.5 | 99.2 | 107 | 1154100 | OP | LA | OV |  | COAL | NC | G G Allen | 2718 | 3 | 2010 | CS34 | ARP, CAIRNOX, CAIROS, CAIRSO2 | 6995.24 | 12 | 1568546.3 |  | 489.221 | 0.1876 | 1239.689 | 1364330.936 | 13297584.81 | 4 | Southeastern Electric Reliability Council | Gaston | Electric Utility | 4911 | Electric Services | 35.1897 | -81.0122 | Duke Energy Corporation (Owner/Operator) | Phase 2 | Early Election | Operating | Tangentially-fired | Coal | Diesel Oil | Wet Limestone | Low NOx Burner Technology w/ Closed-coupled/Separated OFA Selective Non-catalytic Reduction | Electrostatic Precipitator | 3316 | 8.3817 | COAL | 305 | 1935.1852 | 0.1876 | 0.07358 | 8.3817
5416 | Duke Energy Carolinas, LLC | 2718 | G G Allen | NC | Gaston | 4 | ST | OP | 275 | 276 | 282 |  | 10 | 1960 | BIT |  | N | Y | N | Electric Utility |  |  |  |  | N | Y | [5 empty] | 4 | 1960 | 625376 | [16 empty] | OP | SP |  |  |  | LS |  |  |  | N | 1.8 | 95 | 918 | 2196603 | 100 | OP | EC |  |  | 20 |  | 0.8 | 3 | 0.2 | 0.5 | 99.2 | 107 | 1154100 | OP | LN |  |  | COAL | NC | G G Allen | 2718 | 4 | 2010 | CS34 | ARP, CAIRNOX, CAIROS, CAIRSO2 | 6873.52 | 12 | 1593654.28 |  | 483.524 | 0.1872 | 1255.566 | 1387236.537 | 13520847.94 | 4 | Southeastern Electric Reliability Council | Gaston | Electric Utility | 4911 | Electric Services | 35.1897 | -81.0122 | Duke Energy Corporation (Owner/Operator) | Phase 2 | Early Election | Operating | Tangentially-fired | Coal | Diesel Oil | Wet Limestone | Low NOx Burner Technology w/ Closed-coupled/Separated OFA Selective Non-catalytic Reduction | Electrostatic Precipitator | 4151 | 8.3987 | COAL | 305 | 1959.2199 | 0.1872 | 0.071523 | 8.3987
5416 | Duke Energy Carolinas, LLC | 2718 | G G Allen | NC | Gaston | 5 | ST | OP | 275 | 266 | 275 |  | 7 | 1961 | BIT |  | N | Y | N | Electric Utility |  |  |  |  | N | Y | [5 empty] | 5 | 1961 | 551381 | [16 empty] | OP | SP |  |  |  | LS |  |  |  | N | 1.8 | 95 | 918 | 2196603 | 100 | OP | EC |  |  | 20 |  | 0.8 | 3 | 0.2 | 0.5 | 99.2 | 107 | 1017500 | OP | LN | OV |  | COAL | NC | G G Allen | 2718 | 5 | 2010 | CS125 | ARP, CAIRNOX, CAIROS, CAIRSO2 | 6428.8 | 12 | 1401523.14 |  | 530.28 | 0.1949 | 1287.973 | 1407935.735 | 13722566.4 | 4 | Southeastern Electric Reliability Council | Gaston | Electric Utility | 4911 | Electric Services | 35.1897 | -81.0122 | Duke Energy Corporation (Owner/Operator) | Phase 2 | Early Election | Operating | Tangentially-fired | Coal | Diesel Oil | Wet Limestone | Low NOx Burner Technology w/ Closed-coupled/Separated OFA Selective Non-catalytic Reduction | Electrostatic Precipitator | 3997 | 9.6146 | COAL | 306 | 1943.6364 | 0.1949 | 0.077286 | 9.6146
5416 | Duke Energy Carolinas, LLC | 2719 | Bridgewater | NC | Burke | 1 | HY | OP | 13 | 15 | 15 |  | 5 | 1919 | WAT |  | N | Y | N | Electric Utility |  |  |  |  | N | [57 empty] | N/A | [39 empty] | 0 | 0 | 10.4
5416 | Duke Energy Carolinas, LLC | 2719 | Bridgewater | NC | Burke | 2 | HY | OP | 13 | 15 | 15 |  | 5 | 1919 | WAT |  | N | Y | N | Electric Utility |  |  |  |  | N | [57 empty] | N/A | [39 empty] | 0 | 0 | 10.4
5416 | Duke Energy Carolinas, LLC | 2720 | Buck | NC | Rowan | 5 | ST | OP | 125 | 128 | 131 |  | 9 | 1953 | BIT |  | N | Y | N | Electric Utility |  |  |  | 2015 | N | Y | [5 empty] | 8A | 1953 | 106700 | [31 empty] | OP | EW |  |  | 20 |  | 0.5 | 3 | 0.2 | 0.5 | 99 | 110 | 201700 |  |  |  |  | COAL | NC | Buck | 2720 | 5 | 2010 |  | ARP, CAIRNOX, CAIROS, CAIRSO2 | 1183.31 | 12 | 35094.33 |  | 259.026 | 0.2202 | 56.541 | 47451.097 | 462486.149 | 4 | Southeastern Electric Reliability Council | Rowan | Electric Utility | 4911 | Electric Services | 35.7133 | -80.3767 | Duke Energy Corporation (Owner/Operator) | Phase 2 | Early Election | Operating | Tangentially-fired | Coal | Diesel Oil |  | Low NOx Burner Technology w/ Closed-coupled/Separated OFA | Electrostatic Precipitator | 802 | 12.6882 | COAL | 40 | 862.5 | 0.2202 | 1.1201 | 12.6882
5416 | Duke Energy Carolinas, LLC | 2720 | Buck | NC | Rowan | 6 | ST | OP | 125 | 128 | 131 |  | 12 | 1953 | BIT |  | N | Y | N | Electric Utility |  |  |  | 2015 | N | Y | [5 empty] | 9A | 1953 | 106700 | [31 empty] | OP | EW |  |  | 20 |  | 0.5 | 3 | 0.2 | 0.5 | 99 | 110 | 210700 |  |  |  |  | COAL | NC | Buck | 2720 | 6 | 2010 |  | ARP, CAIRNOX, CAIROS, CAIRSO2 | 1395.9 | 12 | 43294.46 |  | 308.907 | 0.2365 | 66.939 | 55642.734 | 542346.575 | 4 | Southeastern Electric Reliability Council | Rowan | Electric Utility | 4911 | Electric Services | 35.7133 | -80.3767 | Duke Energy Corporation (Owner/Operator) | Phase 2 | Early Election | Operating | Tangentially-fired | Coal | Diesel Oil |  | Low NOx Burner Technology w/ Closed-coupled/Separated OFA | Electrostatic Precipitator | 655 | 11.0033 | COAL | 40 | 862.5 | 0.2365 | 1.1391 | 11.0033
5416 | Duke Energy Carolinas, LLC | 2720 | Buck | NC | Rowan | 7 | GT | OP | 34.8 | 25 | 30 |  | 7 | 1970 | NG | DFO | Y | Y | N | Electric Utility |  |  |  | 2012 | N | N | [56 empty] | GAS | NC | Buck | 2720 | 7C | 2010 |  | CAIRNOX, CAIROS, CAIRSO2 | 0.25 | 12 |  |  | 0 | 0.7 | 0.066 | 11.1 | 188.5 | 4 | Southeastern Electric Reliability Council | Rowan | Electric Utility | 4911 | Electric Services | 35.7133 | -80.3767 | Duke Energy Corporation (Owner/Operator) |  |  | Operating | Combustion turbine | Pipeline Natural Gas | Diesel Oil |  |  |  | 754 | 10.4 | GAS | 72.5 | -208.3333 | 0.7 | 0.0012838 | 13.633
5416 | Duke Energy Carolinas, LLC | 2720 | Buck | NC | Rowan | 8 | GT | OP | 34.8 | 25 | 30 |  | 7 | 1970 | NG | DFO | Y | Y | N | Electric Utility |  |  |  | 2012 | N | [57 empty] | GAS | NC | Buck | 2720 | 7C | 2010 |  | CAIRNOX, CAIROS, CAIRSO2 | 0.25 | 12 |  |  | 0 | 0.7 | 0.066 | 11.1 | 188.5 | 4 | Southeastern Electric Reliability Council | Rowan | Electric Utility | 4911 | Electric Services | 35.7133 | -80.3767 | Duke Energy Corporation (Owner/Operator) |  |  | Operating | Combustion turbine | Pipeline Natural Gas | Diesel Oil |  |  |  | 754 | 10.4 | GAS | 72.5 | -708.3333 | 0.7 | 0.0012838 | 13.633
5416 | Duke Energy Carolinas, LLC | 2720 | Buck | NC | Rowan | 9 | GT | OP | 34.8 | 12 | 15 |  | 7 | 1970 | NG | DFO | Y | Y | N | Electric Utility |  |  |  | 2012 | N | [57 empty] | GAS | [39 empty] | 0.22944 | 0.0040871 | 13.633
5416 | Duke Energy Carolinas, LLC | 2721 | Cliffside | NC | Cleveland | 5 | ST | OP | 570.9 | 552 | 556 |  | 6 | 1972 | BIT |  | N | Y | N | Electric Utility |  |  |  |  | N | Y | [24 empty] | OP | SP |  |  |  | LS |  |  |  | N | 2.8 | 99 | 168 | 1803513 | 100 | OP | EC |  |  | 20 |  | 0.8 | 3 | 0.2 | 0.5 | 99.5 | 192 | 1780000 |  |  |  |  | COAL | NC | Cliffside | 2721 | 5 | 2010 |  | ARP, CAIRNOX, CAIROS, CAIRSO2 | 5753.78 | 12 | 2687163.79 |  | 11702.922 | 0.072 | 726.227 | 2421467.127 | 23601070.58 | 4 | Southeastern Electric Reliability Council | Cleveland | Electric Utility | 4911 | Electric Services | 35.22 | -81.7594 | Duke Energy Corporation (Owner/Operator) | Phase 2 | Early Election | Operating | Tangentially-fired | Coal | Diesel Oil | Wet Lime FGD (Began Oct 04, 2010) | Low NOx Burner Technology w/ Closed-coupled/Separated OFA Selective Catalytic Reduction | Electrostatic Precipitator | 6080 | 8.7587 | COAL | 606 | 1955.036 | 0.072 | 0.99173 | 8.7587
5416 | Duke Energy Carolinas, LLC | 2722 | Cowans Ford | NC | Lincoln | 1 | HY | OP | 87.5 | 81.3 | 81.3 |  | 9 | 1963 | WAT |  | N | Y | N | Electric Utility |  |  |  |  | N | [57 empty] | N/A | [39 empty] | 0 | 0 | 10.4
5416 | Duke Energy Carolinas, LLC | 2722 | Cowans Ford | NC | Lincoln | 2 | HY | OP | 87.5 | 81.3 | 81.3 |  | 9 | 1963 | WAT |  | N | Y | N | Electric Utility |  |  |  |  | N | [57 empty] | N/A | [39 empty] | 0 | 0 | 10.4
5416 | Duke Energy Carolinas, LLC | 2722 | Cowans Ford | NC | Lincoln | 3 | HY | OP | 87.5 | 81.3 | 81.3 |  | 9 | 1963 | WAT |  | N | Y | N | Electric Utility |  |  |  |  | N | [57 empty] | N/A | [39 empty] | 0 | 0 | 10.4
5416 | Duke Energy Carolinas, LLC | 2722 | Cowans Ford | NC | Lincoln | 4 | HY | OP | 87.5 | 81.3 | 81.3 |  | 4 | 1967 | WAT |  | N | Y | N | Electric Utility |  |  |  |  | N | [57 empty] | N/A | [39 empty] | 0 | 0 | 10.4
5416 | Duke Energy Carolinas, LLC | 2723 | Dan River | NC | Rockingham | 1 | ST | OP | 70 | 67 | 69 |  | 12 | 1949 | BIT |  | N | Y | N | Electric Utility |  |  |  | 2012 | N | Y | [5 empty] | 1 | 1949 | 182666 | 0.08 | 2.46 | 0.38 | OT | DM | NM | 1982 | 1982 | 1994 | MS | SS | IF | UE | [18 empty] | OP | EW |  |  | 20 |  | 0.5 | 3 | 0.2 | 0.5 | 99 | 69 | 277600 |  |  |  |  | COAL | NC | Dan River | 2723 | 1 | 2010 |  | ARP, CAIRNOX, CAIROS, CAIRSO2 | 2364.32 | 12 | 109744.17 |  | 762.021 | 0.3526 | 196.398 | 124904.335 | 1217400.527 | 4 | Southeastern Electric Reliability Council | Rockingham | Electric Utility | 4911 | Electric Services | 36.4862 | -79.7208 | Duke Energy Corporation (Owner/Operator) | Phase 2 | Early Election | Operating | Tangentially-fired | Coal | Diesel Oil |  | Low NOx Burner Technology w/ Closed-coupled/Separated OFA | Electrostatic Precipitator | 1015 | 10.8534 | COAL | 75 | 1956.5217 | 0.3526 | 1.2519 | 10.8534
5416 | Duke Energy Carolinas, LLC | 2723 | Dan River | NC | Rockingham | 2 | ST | OP | 70 | 67 | 69 |  | 3 | 1950 | BIT |  | N | Y | N | Electric Utility |  |  |  | 2012 | N | Y | [5 empty] | 2 | 1950 | 182666 | 0.02 | 1.21 | 0.28 | PB | DP | NP | 1996 | 1995 | 1995 | MS | SS | [20 empty] | OP | EW |  |  | 20 |  | 0.5 | 3 | 0.2 | 0.5 | 99 | 69 | 277600 | OP | LN |  |  | COAL | NC | Dan River | 2723 | 2 | 2010 |  | ARP, CAIRNOX, CAIROS, CAIRSO2 | 2317.62 | 12 | 105750.95 |  | 761.893 | 0.3819 | 199.734 | 125789.157 | 1226002.83 | 4 | Southeastern Electric Reliability Council | Rockingham | Electric Utility | 4911 | Electric Services | 36.4862 | -79.7208 | Duke Energy Corporation (Owner/Operator) | Phase 2 | Early Election | Operating | Tangentially-fired | Coal | Diesel Oil |  | Low NOx Burner Technology w/ Closed-coupled/Separated OFA | Electrostatic Precipitator | 993 | 11.3825 | COAL | 75 | 1956.5217 | 0.3819 | 1.2429 | 11.3825
5416 | Duke Energy Carolinas, LLC | 2723 | Dan River | NC | Rockingham | 3 | ST | OP | 150 | 142 | 145 |  | 8 | 1955 | BIT |  | N | Y | N | Electric Utility |  |  |  | 2012 | N | Y | [5 empty] | 3A | 1955 | 141035 | [31 empty] | OP | EC |  |  | 20 |  | 0.5 | 3 | 0.2 | 0.5 | 99.2 | 92 | 237050 | OP | LN | OV | SR | COAL | NC | Dan River | 2723 | 3 | 2010 | MS3A, MS3B | ARP, CAIRNOX, CAIROS, CAIRSO2 | 4236.31 | 12 | 432847.14 |  | 2767.071 | 0.3135 | 571.174 | 448304.339 | 4369462.546 | 4 | Southeastern Electric Reliability Council | Rockingham | Electric Utility | 4911 | Electric Services | 36.4862 | -79.7208 | Duke Energy Corporation (Owner/Operator) | Phase 2 | Early Election | Operating | Tangentially-fired | Coal | Diesel Oil |  | Low NOx Burner Technology w/ Closed-coupled/Separated OFA | Electrostatic Precipitator | 2078 | 9.759 | COAL | 173 | 1903.4483 | 0.3135 | 1.2665 | 9.759
5416 | Duke Energy Carolinas, LLC | 2723 | Dan River | NC | Rockingham | 4 | GT | OP | 35.2 | 24 | 31 |  | 5 | 1968 | NG | DFO | Y | Y | N | Electric Utility |  |  |  | 2012 | N | [57 empty] | GAS | NC | Dan River | 2723 | 6C | 2010 |  | CAIRNOX, CAIROS, CAIRSO2 | 11.13 | 12 |  |  | 1.654 | 1.0889 | 4.427 | 613 | 7924.4 | 4 | Southeastern Electric Reliability Council | Rockingham | Electric Utility | 4911 | Electric Services | 36.4862 | -79.7208 | Duke Energy Corporation (Owner/Operator) |  |  | Operating | Combustion turbine | Pipeline Natural Gas | Diesel Oil |  |  |  | 712 | 10.4 | GAS | 68.4615 | -604.2184 | 1.0889 | 0.41744 | 13.8528
5416 | Duke Energy Carolinas, LLC | 2723 | Dan River | NC | Rockingham | 5 | GT | OP | 35.2 | 24 | 31 |  | 5 | 1968 | NG | DFO | Y | Y | N | Electric Utility |  |  |  | 2012 | N | [57 empty] | GAS | NC | Dan River | 2723 | 6C | 2010 |  | CAIRNOX, CAIROS, CAIRSO2 | 11.13 | 12 |  |  | 1.654 | 1.0889 | 4.427 | 613 | 7924.4 | 4 | Southeastern Electric Reliability Council | Rockingham | Electric Utility | 4911 | Electric Services | 36.4862 | -79.7208 | Duke Energy Corporation (Owner/Operator) |  |  | Operating | Combustion turbine | Pipeline Natural Gas | Diesel Oil |  |  |  | 712 | 10.4 | GAS | 68.4615 | -604.2184 | 1.0889 | 0.41744 | 13.8528
5416 | Duke Energy Carolinas, LLC | 2723 | Dan River | NC | Rockingham | 6 | GT | OP | 27.4 | 24 | 31 |  | 7 | 1969 | NG | DFO | Y | Y | N | Electric Utility |  |  |  | 2012 | N | [57 empty] | GAS | NC | Dan River | 2723 | 6C | 2010 |  | CAIRNOX, CAIROS, CAIRSO2 | 11.13 | 12 |  |  | 1.654 | 1.0889 | 4.427 | 613 | 7924.4 | 4 | Southeastern Electric Reliability Council | Rockingham | Electric Utility | 4911 | Electric Services | 36.4862 | -79.7208 | Duke Energy Corporation (Owner/Operator) |  |  | Operating | Combustion turbine | Pipeline Natural Gas | Diesel Oil |  |  |  | 712 | 10.4 | GAS | 68.4615 | -104.2184 | 1.0889 | 0.41744 | 13.0963
5416 | Duke Energy Carolinas, LLC | 2726 | Lookout Shoals | NC | Iredell | 1 | HY | OP | 8.6 | 9.3 | 9.3 |  | 12 | 1915 | WAT |  | N | Y | N | Electric Utility |  |  |  |  | N | [57 empty] | N/A | [39 empty] | 0 | 0 | 10.4
5416 | Duke Energy Carolinas, LLC | 2726 | Lookout Shoals | NC | Iredell | 2 | HY | OP | 8.6 | 9.3 | 9.3 |  | 12 | 1915 | WAT |  | N | Y | N | Electric Utility |  |  |  |  | N | [57 empty] | N/A | [39 empty] | 0 | 0 | 10.4
5416 | Duke Energy Carolinas, LLC | 2726 | Lookout Shoals | NC | Iredell | 3 | HY | OP | 8.6 | 9.3 | 9.3 |  | 12 | 1915 | WAT |  | N | Y | N | Electric Utility |  |  |  |  | N | [57 empty] | N/A | [39 empty] | 0 | 0 | 10.4
5416 | Duke Energy Carolinas, LLC | 2727 | Marshall | NC | Catawba | 1 | ST | OP | 350 | 380 | 380 |  | 3 | 1965 | BIT |  | N | Y | N | Electric Utility |  |  |  |  | N | Y | [5 empty] | 1 | 1965 | 501000 | 0.12 | 1.2 | 0.33 | PB | DP | NP | 1995 | 1995 | 1995 | MS | SS | [5 empty] | OP | SP |  |  |  | LS |  |  |  | N | 1.8 | 95 | 1027 | 2444632 | 100 | OP | MC | EC |  | 20 |  | 0.8 | 3 | 0.2 | 0.5 | 99 | 187 | 949000 | OP | LN |  |  | COAL | NC | Marshall | 2727 | 1 | 2010 | CS001 | ARP, CAIRNOX, CAIROS, CAIRSO2 | 6475.73 | 12 | 2045277.56 |  | 608.078 | 0.2044 | 1953.029 | 1922247.946 | 18735403.76 | 4 | Southeastern Electric Reliability Council | Catawba | Electric Utility | 4911 | Electric Services | 35.5975 | -80.9658 | Duke Energy Corporation (Owner/Operator) | Phase 2 | Early Election | Operating | Tangentially-fired | Coal | Diesel Oil | Wet Lime FGD | Low NOx Burner Technology w/ Closed-coupled/Separated OFA Selective Non-catalytic Reduction | Electrostatic Precipitator | 4756 | 9.0909 | COAL | 401 | 1972.3684 | 0.2044 | 0.064912 | 9.0909
5416 | Duke Energy Carolinas, LLC | 2727 | Marshall | NC | Catawba | 2 | ST | OP | 350 | 380 | 380 |  | 4 | 1966 | BIT |  | N | Y | N | Electric Utility |  |  |  |  | N | Y | [5 empty] | 2 | 1966 | 501000 | 0.08 | 2.46 | 0.38 | OT | DM | NM | 1982 | 1982 | 1994 | MS | SS | IF | UE |  |  |  | OP | SP |  |  |  | LS |  |  |  | N | 1.8 | 95 | 1027 | 2444632 | 100 | OP | MC | EC |  | 20 |  | 0.8 | 3 | 0.2 | 0.5 | 99 | 187 | 949000 | OP | LN |  |  | COAL | NC | Marshall | 2727 | 2 | 2010 | CS001 | ARP, CAIRNOX, CAIROS, CAIRSO2 | 5894.43 | 12 | 1857976.09 |  | 568.156 | 0.2031 | 1770.883 | 1750121.365 | 17057760.94 | 4 | Southeastern Electric Reliability Council | Catawba | Electric Utility | 4911 | Electric Services | 35.5975 | -80.9658 | Duke Energy Corporation (Owner/Operator) | Phase 2 | Early Election | Operating | Tangentially-fired | Coal | Diesel Oil | Wet Lime FGD | Low NOx Burner Technology w/ Closed-coupled/Separated OFA Selective Non-catalytic Reduction | Electrostatic Precipitator | 4542 | 9.0984 | COAL | 402 | 1971.0526 | 0.2031 | 0.066616 | 9.0984
5416 | Duke Energy Carolinas, LLC | 2727 | Marshall | NC | Catawba | 3 | ST | OP | 648 | 658 | 658 |  | 5 | 1969 | BIT |  | N | Y | N | Electric Utility |  |  |  |  | N | Y | [5 empty] | 3 | 1969 | 914700 | 0.08 | 2.46 | 0.45 | OT | DM | NM | 1982 | 1982 | 1995 | MS | SS | UE | UC |  |  |  | OP | SP |  |  |  | LS |  |  |  | n | 1.8 | 95 | 1027 | 2444632 | 100 | ¦¦OP | ¦¦EK |  |  |  |  | ¦¦ .6 | ¦¦ 1.4 |  |  | ¦¦ 99.8 | ¦¦ 125 | ¦¦ 1900000 |  |  |  |  | COAL | NC | Marshall | 2727 | 3 | 2010 |  | ARP, CAIRNOX, CAIROS, CAIRSO2 | 7531.61 | 12 | 4542697.98 |  | 1162.834 | 0.0474 | 925.796 | 4294994.351 | 41861574.52 | 4 | Southeastern Electric Reliability Council | Catawba | Electric Utility | 4911 | Electric Services | 35.5975 | -80.9658 | Duke Energy Corporation (Owner/Operator) | Phase 2 | Early Election | Operating | Tangentially-fired | Coal | Diesel Oil, Other Oil | Wet Lime FGD | Low NOx Burner Technology w/ Closed-coupled/Separated OFA Selective Catalytic Reduction | Electrostatic Precipitator | 7506 | 9.1757 | COAL | 720 | 1952.8875 | 0.0474 | 0.055556 | 9.1757
5416 | Duke Energy Carolinas, LLC | 2727 | Marshall | NC | Catawba | 4 | ST | OP | 648 | 660 | 660 |  | 5 | 1970 | BIT |  | N | Y | N | Electric Utility |  |  |  |  | N | Y | [5 empty] | 4 | 1970 | 914700 | 0.03 | 2.42 | 0.27 | OT | DM | NP | 1974 | 1977 | 1994 | MS | UE | UC |  |  |  |  | OP | SP |  |  |  | LS |  |  |  | n | 1.8 | 95 | 1027 | 2444632 | 100 | ¦¦OP | ¦¦EK |  |  |  |  | ¦¦ .6 | ¦¦ 1.4 |  |  | ¦¦ 99.8 | ¦¦ 125 | ¦¦ 1900000 |  |  |  |  | COAL | NC | Marshall | 2727 | 4 | 2010 |  | ARP, CAIRNOX, CAIROS, CAIRSO2 | 8288.77 | 12 | 5072030.81 |  | 1318.671 | 0.213 | 4958.607 | 4684049.634 | 45653499.89 | 4 | Southeastern Electric Reliability Council | Catawba | Electric Utility | 4911 | Electric Services | 35.5975 | -80.9658 | Duke Energy Corporation (Owner/Operator) | Phase 2 | Early Election | Operating | Tangentially-fired | Coal | Diesel Oil | Wet Lime FGD | Low NOx Burner Technology w/ Closed-coupled/Separated OFA Selective Non-catalytic Reduction | Electrostatic Precipitator | 7486 | 8.9449 | COAL | 720 | 1954.5455 | 0.213 | 0.057769 | 8.9449
5416 | Duke Energy Carolinas, LLC | 2728 | Mountain Island | NC | Gaston | 1 | HY | OP | 15 | 14 | 14 |  | 12 | 1923 | WAT |  | N | Y | N | Electric Utility |  |  |  |  | N | [57 empty] | N/A | [39 empty] | 0 | 0 | 10.4
5416 | Duke Energy Carolinas, LLC | 2728 | Mountain Island | NC | Gaston | 2 | HY | OP | 15 | 14 | 14 |  | 12 | 1923 | WAT |  | N | Y | N | Electric Utility |  |  |  |  | N | [57 empty] | N/A | [39 empty] | 0 | 0 | 10.4
5416 | Duke Energy Carolinas, LLC | 2728 | Mountain Island | NC | Gaston | 3 | HY | OP | 15 | 17 | 17 |  | 12 | 1923 | WAT |  | N | Y | N | Electric Utility |  |  |  |  | N | [57 empty] | N/A | [39 empty] | 0 | 0 | 10.4
5416 | Duke Energy Carolinas, LLC | 2728 | Mountain Island | NC | Gaston | 4 | HY | OP | 15 | 17 | 17 |  | 12 | 1923 | WAT |  | N | Y | N | Electric Utility |  |  |  |  | N | [57 empty] | N/A | [39 empty] | 0 | 0 | 10.4
5416 | Duke Energy Carolinas, LLC | 2729 | Oxford | NC | Catawba | 1 | HY | OP | 18 | 20 | 20 |  | 4 | 1928 | WAT |  | N | Y | N | Electric Utility |  |  |  |  | N | [57 empty] | N/A | [39 empty] | 0 | 0 | 10.4
5416 | Duke Energy Carolinas, LLC | 2729 | Oxford | NC | Catawba | 2 | HY | OP | 18 | 20 | 20 |  | 4 | 1928 | WAT |  | N | Y | N | Electric Utility |  |  |  |  | N | [57 empty] | N/A | [39 empty] | 0 | 0 | 10.4
5416 | Duke Energy Carolinas, LLC | 2730 | Rhodhiss | NC | Caldwell | 1 | HY | OP | 8.5 | 9.5 | 9.5 |  | 2 | 1925 | WAT |  | N | Y | N | Electric Utility |  |  |  |  | N | [57 empty] | N/A | [39 empty] | 0 | 0 | 10.4
5416 | Duke Energy Carolinas, LLC | 2730 | Rhodhiss | NC | Caldwell | 2 | HY | OP | 8.5 | 11.5 | 11.5 |  | 2 | 1925 | WAT |  | N | Y | N | Electric Utility |  |  |  |  | N | [57 empty] | N/A | [39 empty] | 0 | 0 | 10.4
5416 | Duke Energy Carolinas, LLC | 2730 | Rhodhiss | NC | Caldwell | 3 | HY | OP | 8.5 | 9 | 9 |  | 2 | 1925 | WAT |  | N | Y | N | Electric Utility |  |  |  |  | N | [57 empty] | N/A | [39 empty] | 0 | 0 | 10.4
5416 | Duke Energy Carolinas, LLC | 2732 | Riverbend | NC | Gaston | 10 | GT | OP | 33.8 | 22 | 30 |  | 7 | 1969 | NG | DFO | Y | Y | N | Electric Utility |  |  |  | 2012 | N | [57 empty] | GAS | [39 empty] | 0.2334 | 0.0041149 | 13.6304
5416 | Duke Energy Carolinas, LLC | 2732 | Riverbend | NC | Gaston | 11 | GT | OP | 33.8 | 20 | 30 |  | 7 | 1969 | NG | DFO | Y | Y | N | Electric Utility |  |  |  | 2012 | N | [57 empty] | GAS | [39 empty] | 0.2334 | 0.0041149 | 13.6304
5416 | Duke Energy Carolinas, LLC | 2732 | Riverbend | NC | Gaston | 4 | ST | OP | 100 | 94 | 96 |  | 10 | 1952 | BIT |  | N | Y | N | Electric Utility |  |  |  | 2015 | N | Y | [5 empty] | 7A | 1952 | 129722 | [31 empty] | OP | EW |  |  | 20 |  | 0.5 | 3 | 0.2 | 0.5 | 99 | 83 | 173850 |  |  |  |  | COAL | NC | Riverbend | 2732 | 8 | 2010 | MS8A, MS8B | ARP, CAIRNOX, CAIROS, CAIRSO2 | 3568.68 | 12 | 245717.84 |  | 1904.109 | 0.2913 | 288.598 | 253439.316 | 2470140.571 | 4 | Southeastern Electric Reliability Council | Gaston | Electric Utility | 4911 | Electric Services | 35.36 | -80.9742 | Duke Energy Corporation (Owner/Operator) | Phase 2 | Early Election | Operating | Tangentially-fired | Coal | Diesel Oil, Other Oil, Pipeline Natural Gas |  | Low NOx Burner Technology w/ Closed-coupled/Separated OFA Selective Non-catalytic Reduction | Electrostatic Precipitator | 1256 | 9.8196 | COAL | 103 | 463.5417 | 0.2913 | 1.5417 | 9.8196
5416 | Duke Energy Carolinas, LLC | 2732 | Riverbend | NC | Gaston | 5 | ST | OP | 100 | 94 | 96 |  | 11 | 1952 | BIT |  | N | Y | N | Electric Utility |  |  |  | 2015 | N | Y | [5 empty] | 8A | 1952 | 129722 | [31 empty] | OP | EW |  |  | 20 |  | 0.5 | 3 | 0.2 | 0.5 | 99 | 83 | 173850 |  |  |  |  | COAL | NC | Riverbend | 2732 | 8 | 2010 | MS8A, MS8B | ARP, CAIRNOX, CAIROS, CAIRSO2 | 3568.68 | 12 | 245717.84 |  | 1904.109 | 0.2913 | 288.598 | 253439.316 | 2470140.571 | 4 | Southeastern Electric Reliability Council | Gaston | Electric Utility | 4911 | Electric Services | 35.36 | -80.9742 | Duke Energy Corporation (Owner/Operator) | Phase 2 | Early Election | Operating | Tangentially-fired | Coal | Diesel Oil, Other Oil, Pipeline Natural Gas |  | Low NOx Burner Technology w/ Closed-coupled/Separated OFA Selective Non-catalytic Reduction | Electrostatic Precipitator | 1256 | 9.8196 | COAL | 103 | 463.5417 | 0.2913 | 1.5417 | 9.8196
5416 | Duke Energy Carolinas, LLC | 2732 | Riverbend | NC | Gaston | 6 | ST | OP | 133 | 133 | 136 |  | 8 | 1954 | BIT |  | N | Y | N | Electric Utility |  |  |  | 2015 | N | Y | [5 empty] | 9A | 1954 | 159954 | [31 empty] | OP | EW |  |  | 20 |  | 0.5 | 3 | 0.2 | 0.5 | 99.1 | 93 | 219500 |  |  |  |  | COAL | NC | Riverbend | 2732 | 9 | 2010 | MS9A, MS9B | ARP, CAIRNOX, CAIROS, CAIRSO2 | 4747.66 | 12 | 439068.39 |  | 3170.099 | 0.2633 | 430.752 | 416863.424 | 4063275.008 | 4 | Southeastern Electric Reliability Council | Gaston | Electric Utility | 4911 | Electric Services | 35.36 | -80.9742 | Duke Energy Corporation (Owner/Operator) | Phase 2 | Early Election | Operating | Tangentially-fired | Coal | Diesel Oil, Pipeline Natural Gas |  | Low NOx Burner Technology w/ Closed-coupled/Separated OFA Selective Non-catalytic Reduction | Electrostatic Precipitator | 1628 | 9.3154 | COAL | 143 | 474.2647 | 0.2633 | 1.5604 | 9.2543
5416 | Duke Energy Carolinas, LLC | 2732 | Riverbend | NC | Gaston | 7 | ST | OP | 133 | 133 | 136 |  | 11 | 1954 | BIT |  | N | Y | N | Electric Utility |  |  |  | 2015 | N | Y | [5 empty] | 10A | 1954 | 159954 | [31 empty] | OP | EW |  |  | 20 |  | 0.5 | 3 | 0.2 | 0.5 | 99.1 | 93 | 219500 |  |  |  |  | COAL | NC | Riverbend | 2732 | 7 | 2010 | MS7A, MS7B | ARP, CAIRNOX, CAIROS, CAIRSO2 | 3749.89 | 12 | 258358.36 |  | 1997.292 | 0.277 | 326.896 | 271740.038 | 2648554.413 | 4 | Southeastern Electric Reliability Council | Gaston | Electric Utility | 4911 | Electric Services | 35.36 | -80.9742 | Duke Energy Corporation (Owner/Operator) | Phase 2 | Early Election | Operating | Tangentially-fired | Coal | Diesel Oil, Other Oil, Pipeline Natural Gas |  | Low NOx Burner Technology w/ Closed-coupled/Separated OFA Selective Non-catalytic Reduction | Electrostatic Precipitator | 1547 | 10.1408 | COAL | 104 | 1846.1538 | 0.277 | 1.5082 | 10.1408
5416 | Duke Energy Carolinas, LLC | 2732 | Riverbend | NC | Gaston | 8 | GT | OP | 33.8 | 20 | 20 |  | 7 | 1969 | NG | DFO | Y | Y | N | Electric Utility |  |  |  | 2012 | N | [57 empty] | GAS | [39 empty] | 0.2334 | 0.0041149 | 13.6304
5416 | Duke Energy Carolinas, LLC | 2732 | Riverbend | NC | Gaston | 9 | GT | OP | 33.8 | 22 | 30 |  | 7 | 1969 | NG | DFO | Y | Y | N | Electric Utility |  |  |  | 2012 | N | [57 empty] | GAS | [39 empty] | 0.2334 | 0.0041149 | 13.6304
5416 | Duke Energy Carolinas, LLC | 2736 | Tuxedo | NC | Henderson | 1 | HY | OP | 2.5 | 3.2 | 3.2 |  | 6 | 1920 | WAT |  | N | Y | N | Electric Utility |  |  |  |  | N | [57 empty] | N/A | [39 empty] | 0 | 0 | 10.4
5416 | Duke Energy Carolinas, LLC | 2736 | Tuxedo | NC | Henderson | 2 | HY | OP | 2.5 | 3.2 | 3.2 |  | 6 | 1920 | WAT |  | N | Y | N | Electric Utility |  |  |  |  | N | [57 empty] | N/A | [39 empty] | 0 | 0 | 10.4
5416 | Duke Energy Carolinas, LLC | 2741 | Bear Creek | NC | Jackson | 1 | HY | OP | 9 | 9.5 | 9.5 |  | 3 | 1954 | WAT |  | N | Y | N | Electric Utility |  |  |  |  | N | [57 empty] | N/A | [39 empty] | 0 | 0 | 10.4
5416 | Duke Energy Carolinas, LLC | 2743 | Cedar Cliff | NC | Jackson | 1 | HY | OP | 6.4 | 6.4 | 6.4 |  | 1 | 1952 | WAT |  | N | Y | N | Electric Utility |  |  |  |  | N | [57 empty] | N/A | [39 empty] | 0 | 0 | 10.4
5416 | Duke Energy Carolinas, LLC | 2747 | Nantahala | NC | Macon | 1 | HY | OP | 43.2 | 50 | 50 |  | 7 | 1942 | WAT |  | N | Y | N | Electric Utility |  |  |  |  | N | [57 empty] | N/A | [39 empty] | 0 | 0 | 10.4
5416 | Duke Energy Carolinas, LLC | 2749 | Tennessee Creek | NC | Jackson | 1 | HY | OP | 10.8 | 9.8 | 9.8 |  | 5 | 1955 | WAT |  | N | Y | N | Electric Utility |  |  |  |  | N | [57 empty] | N/A | [39 empty] | 0 | 0 | 10.4
5416 | Duke Energy Carolinas, LLC | 2750 | Thorpe | NC | Jackson | 1 | HY | OP | 21.6 | 19.7 | 19.7 |  | 10 | 1941 | WAT |  | N | Y | N | Electric Utility |  |  |  |  | N | [57 empty] | N/A | [39 empty] | 0 | 0 | 10.4
5416 | Duke Energy Carolinas, LLC | 3254 | Buzzard Roost | SC | Greenwood | 10 | GT | OP | 17.8 | 16 | 16 |  | 6 | 1971 | NG | DFO | Y | Y | N | Electric Utility |  |  |  | 2012 | N | [57 empty] | GAS | [39 empty] | 0.28672 | 0.0045177 | 11.8057
5416 | Duke Energy Carolinas, LLC | 3254 | Buzzard Roost | SC | Greenwood | 11 | GT | OP | 17.8 | 16 | 16 |  | 6 | 1971 | NG | DFO | Y | Y | N | Electric Utility |  |  |  | 2012 | N | [57 empty] | GAS | [39 empty] | 0.28672 | 0.0045177 | 11.8057
5416 | Duke Energy Carolinas, LLC | 3254 | Buzzard Roost | SC | Greenwood | 12 | GT | OP | 17.8 | 16 | 16 |  | 6 | 1971 | NG | DFO | Y | Y | N | Electric Utility |  |  |  | 2012 | N | [57 empty] | GAS | [39 empty] | 0.28672 | 0.0045177 | 11.8057
5416 | Duke Energy Carolinas, LLC | 3254 | Buzzard Roost | SC | Greenwood | 13 | GT | OP | 17.8 | 16 | 16 |  | 6 | 1971 | NG | DFO | Y | Y | N | Electric Utility |  |  |  | 2012 | N | [57 empty] | GAS | [39 empty] | 0.28672 | 0.0045177 | 11.8057
5416 | Duke Energy Carolinas, LLC | 3254 | Buzzard Roost | SC | Greenwood | 14 | GT | OP | 17.8 | 16 | 16 |  | 6 | 1971 | NG | DFO | Y | Y | N | Electric Utility |  |  |  | 2012 | N | [57 empty] | GAS | [39 empty] | 0.28672 | 0.0045177 | 11.8057
5416 | Duke Energy Carolinas, LLC | 3254 | Buzzard Roost | SC | Greenwood | 15 | GT | OP | 17.8 | 16 | 16 |  | 7 | 1971 | NG | DFO | Y | Y | N | Electric Utility |  |  |  | 2012 | N | [57 empty] | GAS | [39 empty] | 0.28672 | 0.0045177 | 11.8057
5416 | Duke Energy Carolinas, LLC | 3254 | Buzzard Roost | SC | Greenwood | 6 | GT | OP | 22.7 | 20 | 20 |  | 4 | 1971 | NG | DFO | Y | Y | N | Electric Utility |  |  |  | 2012 | N | [57 empty] | GAS | [39 empty] | 0.26154 | 0.0042749 | 12.4237
5416 | Duke Energy Carolinas, LLC | 3254 | Buzzard Roost | SC | Greenwood | 7 | GT | OP | 22.7 | 20 | 20 |  | 5 | 1971 | NG | DFO | Y | Y | N | Electric Utility |  |  |  | 2012 | N | [57 empty] | GAS | [39 empty] | 0.26154 | 0.0042749 | 12.4237
5416 | Duke Energy Carolinas, LLC | 3254 | Buzzard Roost | SC | Greenwood | 8 | GT | OP | 22.7 | 20 | 20 |  | 8 | 1971 | NG | DFO | Y | Y | N | Electric Utility |  |  |  | 2012 | N | [57 empty] | GAS | [39 empty] | 0.26154 | 0.0042749 | 12.4237
5416 | Duke Energy Carolinas, LLC | 3254 | Buzzard Roost | SC | Greenwood | 9 | GT | OP | 22.7 | 20 | 20 |  | 9 | 1971 | NG | DFO | Y | Y | N | Electric Utility |  |  |  | 2012 | N | [57 empty] | GAS | [39 empty] | 0.26154 | 0.0042749 | 12.4237
5416 | Duke Energy Carolinas, LLC | 3254 | Buzzard Roost | SC | Greenwood | HC1 | HY | OP | 5 | 2.3 | 2.3 |  | 8 | 1940 | WAT |  | N | Y | N | Electric Utility |  |  |  |  | N | [57 empty] | N/A | [39 empty] | 0 | 0 | 10.4
5416 | Duke Energy Carolinas, LLC | 3254 | Buzzard Roost | SC | Greenwood | HC2 | HY | OP | 5 | 2.3 | 2.3 |  | 8 | 1940 | WAT |  | N | Y | N | Electric Utility |  |  |  |  | N | [57 empty] | N/A | [39 empty] | 0 | 0 | 10.4
5416 | Duke Energy Carolinas, LLC | 3254 | Buzzard Roost | SC | Greenwood | HC3 | HY | OP | 5 | 2.3 | 2.3 |  | 8 | 1940 | WAT |  | N | Y | N | Electric Utility |  |  |  |  | N | [57 empty] | N/A | [39 empty] | 0 | 0 | 10.4
5416 | Duke Energy Carolinas, LLC | 3255 | Cedar Creek | SC | Lancaster | 1 | HY | OP | 15 | 15 | 15 |  | 8 | 1926 | WAT |  | N | Y | N | Electric Utility |  |  |  |  | N | [57 empty] | N/A | [39 empty] | 0 | 0 | 10.4
5416 | Duke Energy Carolinas, LLC | 3255 | Cedar Creek | SC | Lancaster | 2 | HY | OP | 15 | 15 | 15 |  | 8 | 1926 | WAT |  | N | Y | N | Electric Utility |  |  |  |  | N | [57 empty] | N/A | [39 empty] | 0 | 0 | 10.4
5416 | Duke Energy Carolinas, LLC | 3255 | Cedar Creek | SC | Lancaster | 3 | HY | OP | 15 | 15 | 15 |  | 8 | 1926 | WAT |  | N | Y | N | Electric Utility |  |  |  |  | N | [57 empty] | N/A | [39 empty] | 0 | 0 | 10.4
5416 | Duke Energy Carolinas, LLC | 3256 | Dearborn | SC | Chester | 1 | HY | OP | 15 | 14 | 14 |  | 3 | 1923 | WAT |  | N | Y | N | Electric Utility |  |  |  |  | N | [57 empty] | N/A | [39 empty] | 0 | 0 | 10.4
5416 | Duke Energy Carolinas, LLC | 3256 | Dearborn | SC | Chester | 2 | HY | OP | 15 | 14 | 14 |  | 3 | 1923 | WAT |  | N | Y | N | Electric Utility |  |  |  |  | N | [57 empty] | N/A | [39 empty] | 0 | 0 | 10.4
5416 | Duke Energy Carolinas, LLC | 3256 | Dearborn | SC | Chester | 3 | HY | OP | 15 | 14 | 14 |  | 3 | 1923 | WAT |  | N | Y | N | Electric Utility |  |  |  |  | N | [57 empty] | N/A | [39 empty] | 0 | 0 | 10.4
5416 | Duke Energy Carolinas, LLC | 3257 | Fishing Creek | SC | Chester | 1 | HY | OP | 9.3 | 11 | 11 |  | 11 | 1916 | WAT |  | N | Y | N | Electric Utility |  |  |  |  | N | [57 empty] | N/A | [39 empty] | 0 | 0 | 10.4
5416 | Duke Energy Carolinas, LLC | 3257 | Fishing Creek | SC | Chester | 2 | HY | OP | 8.8 | 9.5 | 9.5 |  | 11 | 1916 | WAT |  | N | Y | N | Electric Utility |  |  |  |  | N | [57 empty] | N/A | [39 empty] | 0 | 0 | 10.4
5416 | Duke Energy Carolinas, LLC | 3257 | Fishing Creek | SC | Chester | 3 | HY | OP | 8.8 | 9.5 | 9.5 |  | 11 | 1916 | WAT |  | N | Y | N | Electric Utility |  |  |  |  | N | [57 empty] | N/A | [39 empty] | 0 | 0 | 10.4
5416 | Duke Energy Carolinas, LLC | 3257 | Fishing Creek | SC | Chester | 4 | HY | OP | 9.4 | 11 | 11 |  | 11 | 1916 | WAT |  | N | Y | N | Electric Utility | [62 empty] | N/A | [39 empty] | 0 | 0 | 10.4
5416 | Duke Energy Carolinas, LLC | 3257 | Fishing Creek | SC | Chester | 5 | HY | OP | 6 | 8 | 8 |  | 11 | 1916 | WAT |  | N | Y | N | Electric Utility | [62 empty] | N/A | [39 empty] | 0 | 0 | 10.4
5416 | Duke Energy Carolinas, LLC | 3259 | Great Falls | SC | Chester | 1 | HY | OP | 3 | 3 | 3 |  | 4 | 1907 | WAT |  | N | Y | N | Electric Utility |  |  |  |  | N | [57 empty] | N/A | [39 empty] | 0 | 0 | 10.4
5416 | Duke Energy Carolinas, LLC | 3259 | Great Falls | SC | Chester | 2 | HY | OP | 3 | 3 | 3 |  | 4 | 1907 | WAT |  | N | Y | N | Electric Utility |  |  |  |  | N | [57 empty] | N/A | [39 empty] | 0 | 0 | 10.4
5416 | Duke Energy Carolinas, LLC | 3259 | Great Falls | SC | Chester | 3 | HY | OP | 3 | 3 | 3 |  | 4 | 1907 | WAT |  | N | Y | N | Electric Utility |  |  |  |  | N | [57 empty] | N/A | [39 empty] | 0 | 0 | 10.4
5416 | Duke Energy Carolinas, LLC | 3259 | Great Falls | SC | Chester | 4 | HY | OP | 3 | 3 | 3 |  | 4 | 1907 | WAT |  | N | Y | N | Electric Utility |  |  |  |  | N | [57 empty] | N/A | [39 empty] | 0 | 0 | 10.4
5416 | Duke Energy Carolinas, LLC | 3259 | Great Falls | SC | Chester | 5 | HY | OP | 3 | 3 | 3 |  | 4 | 1907 | WAT |  | N | Y | N | Electric Utility |  |  |  |  | N | [57 empty] | N/A | [39 empty] | 0 | 0 | 10.4
5416 | Duke Energy Carolinas, LLC | 3259 | Great Falls | SC | Chester | 6 | HY | OP | 3 | 3 | 3 |  | 4 | 1907 | WAT |  | N | Y | N | Electric Utility |  |  |  |  | N | [57 empty] | N/A | [39 empty] | 0 | 0 | 10.4
5416 | Duke Energy Carolinas, LLC | 3259 | Great Falls | SC | Chester | 7 | HY | OP | 3 | 3 | 3 |  | 4 | 1907 | WAT |  | N | Y | N | Electric Utility |  |  |  |  | N | [57 empty] | N/A | [39 empty] | 0 | 0 | 10.4
5416 | Duke Energy Carolinas, LLC | 3259 | Great Falls | SC | Chester | 8 | HY | OP | 3 | 3 | 3 |  | 4 | 1907 | WAT |  | N | Y | N | Electric Utility |  |  |  |  | N | [57 empty] | N/A | [39 empty] | 0 | 0 | 10.4
5416 | Duke Energy Carolinas, LLC | 3262 | Jocassee | SC | Pickens | 1 | PS | OP | 153 | 195 | 195 |  | 12 | 1973 | WAT |  | N | Y | N | Electric Utility |  |  |  |  | N | [57 empty] | N/A | [39 empty] | 0 | 0 | 10.4
5416 | Duke Energy Carolinas, LLC | 3262 | Jocassee | SC | Pickens | 2 | PS | OP | 153 | 195 | 195 |  | 12 | 1973 | WAT |  | N | Y | N | Electric Utility |  |  |  |  | N | [57 empty] | N/A | [39 empty] | 0 | 0 | 10.4
5416 | Duke Energy Carolinas, LLC | 3262 | Jocassee | SC | Pickens | 3 | PS | OP | 153 | 195 | 195 |  | 5 | 1975 | WAT |  | N | Y | N | Electric Utility |  |  |  |  | N | [57 empty] | N/A | [39 empty] | 0 | 0 | 10.4
5416 | Duke Energy Carolinas, LLC | 3262 | Jocassee | SC | Pickens | 4 | PS | OP | 153 | 195 | 195 |  | 5 | 1975 | WAT |  | N | Y | N | Electric Utility |  |  |  |  | N | [57 empty] | N/A | [39 empty] | 0 | 0 | 10.4
5416 | Duke Energy Carolinas, LLC | 3264 | W S Lee | SC | Anderson | 1 | ST | OP | 90 | 100 | 100 |  | 3 | 1951 | BIT |  | N | Y | N | Electric Utility |  |  |  |  | N | Y | [5 empty] | 1A | 1951 | 91050 | [31 empty] | OP | EW |  |  | 20 |  | 0.5 | 3 | 0.2 | 0.5 | 99 | 93 | 166150 |  |  |  |  | COAL | SC | W S Lee | 3264 | 1 | 2010 | MS1A, MS1B | ARP, CAIRNOX, CAIROS, CAIRSO2 | 3962.42 | 12 | 269660.38 |  | 2040.794 | 0.2588 | 341.027 | 292679.455 | 2852625.376 | 4 | Southeastern Electric Reliability Council | Anderson | Electric Utility | 4911 | Electric Services | 34.6022 | -82.435 | Duke Energy Corporation (Owner/Operator) | Phase 2 | Early Election | Operating | Tangentially-fired | Coal | Diesel Oil, Other Oil, Pipeline Natural Gas |  | Low NOx Burner Technology w/ Closed-coupled/Separated OFA | Electrostatic Precipitator | 1224 | 10.2745 | COAL | 108 | 1960 | 0.2588 | 1.4308 | 10.2745
5416 | Duke Energy Carolinas, LLC | 3264 | W S Lee | SC | Anderson | 2 | ST | OP | 90 | 100 | 102 |  | 7 | 1951 | BIT |  | N | Y | N | Electric Utility |  |  |  |  | N | Y | [5 empty] | 2A | 1951 | 91050 | [31 empty] | OP | EW |  |  | 20 |  | 0.5 | 3 | 0.2 | 0.5 | 99 | 93 | 166150 | OP | LN | SR |  | COAL | SC | W S Lee | 3264 | 2 | 2010 | MS2A, MS2B | ARP, CAIRNOX, CAIROS, CAIRSO2 | 3913.62 | 12 | 268439.55 |  | 2012.848 | 0.2497 | 342.554 | 288871.86 | 2815520.177 | 4 | Southeastern Electric Reliability Council | Anderson | Electric Utility | 4911 | Electric Services | 34.6022 | -82.435 | Duke Energy Corporation (Owner/Operator) | Phase 2 | Early Election | Operating | Tangentially-fired | Coal | Diesel Oil, Other Oil, Pipeline Natural Gas |  | Low NOx Burner Technology w/ Closed-coupled/Separated OFA | Electrostatic Precipitator | 1427 | 10.2087 | COAL | 108 | 1970.5882 | 0.2497 | 1.4298 | 10.2087
5416 | Duke Energy Carolinas, LLC | 3264 | W S Lee | SC | Anderson | 3 | ST | OP | 175 | 170 | 170 |  | 12 | 1958 | BIT |  | N | Y | N | Electric Utility |  |  |  |  | N | Y | [5 empty] | 3A | 1958 | 132500 | [31 empty] | OP | EW |  |  | 20 |  | 0.5 | 3 | 0.2 | 0.5 | 99 | 141 | 248850 | OP | LN | SR |  | COAL | SC | W S Lee | 3264 | 3 | 2010 | MS3A, MS3B | ARP, CAIRNOX, CAIROS, CAIRSO2 | 5096.93 | 12 | 628546.95 |  | 4231.611 | 0.2432 | 687.973 | 607038.06 | 5916523.48 | 4 | Southeastern Electric Reliability Council | Anderson | Electric Utility | 4911 | Electric Services | 34.6022 | -82.435 | Duke Energy Corporation (Owner/Operator) | Phase 2 | Early Election | Operating | Tangentially-fired | Coal | Diesel Oil, Other Oil, Pipeline Natural Gas |  | Low NOx Burner Technology w/ Closed-coupled/Separated OFA | Electrostatic Precipitator | 2457 | 9.1009 | COAL | 188 | 1947.0588 | 0.2432 | 1.4304 | 9.1009
5416 | Duke Energy Carolinas, LLC | 3264 | W S Lee | SC | Anderson | 7 | GT | OP | 54 | 41 | 41 |  | 1 | 2007 | NG | DFO | Y | Y | N | Electric Utility | [62 empty] | GAS | SC | W S Lee | 3264 | 7C | 2010 |  | ARP, CAIRNOX, CAIROS, CAIRSO2 | 210.72 | 12 | 3054.74 |  | 0.111 | 0.1246 | 2.509 | 2873.885 | 43738.492 | 4 | Southeastern Electric Reliability Council | Anderson | Electric Utility | 4911 | Electric Services | 34.6022 | -82.435 | Duke Energy Corporation (Owner/Operator) | Phase 2 |  | Operating | Combustion turbine | Pipeline Natural Gas | Diesel Oil |  | Water Injection |  | 463.5 | 9.3475 | GAS | 49 | 402.439 | 0.1246 | 0.0050756 | 9.3475
5416 | Duke Energy Carolinas, LLC | 3264 | W S Lee | SC | Anderson | 8 | GT | OP | 54 | 41 | 41 |  | 1 | 2007 | NG | DFO | Y | Y | N | Electric Utility | [62 empty] | GAS | SC | W S Lee | 3264 | 8C | 2010 |  | ARP, CAIRNOX, CAIROS, CAIRSO2 | 660.65 | 12 | 3402.79 |  | 0.11 | 0.1044 | 5.149 | 5899.369 | 96506.121 | 4 | Southeastern Electric Reliability Council | Anderson | Electric Utility | 4911 | Electric Services | 34.6022 | -82.435 | Duke Energy Corporation (Owner/Operator) | Phase 2 |  | Operating | Combustion turbine | Pipeline Natural Gas | Diesel Oil |  | Water Injection |  | 463.5 | 9.3021 | GAS | 49 | 402.439 | 0.1044 | 0.0022796 | 9.3021
5416 | Duke Energy Carolinas, LLC | 3265 | Oconee | SC | Oconee | 1 | ST | OP | 886.7 | 846 | 865 |  | 7 | 1973 | NUC |  | N | Y | N | Electric Utility |  |  |  |  | N | [57 empty] | N/A | [39 empty] | 0 | 0 | 10.4
5416 | Duke Energy Carolinas, LLC | 3265 | Oconee | SC | Oconee | 2 | ST | OP | 886.7 | 846 | 865 |  | 9 | 1974 | NUC |  | N | Y | N | Electric Utility |  |  |  |  | N | [57 empty] | N/A | [39 empty] | 0 | 0 | 10.4
5416 | Duke Energy Carolinas, LLC | 3265 | Oconee | SC | Oconee | 3 | ST | OP | 893.3 | 846 | 865 |  | 12 | 1974 | NUC |  | N | Y | N | Electric Utility |  |  |  |  | N | [57 empty] | N/A | [39 empty] | 0 | 0 | 10.4
5416 | Duke Energy Carolinas, LLC | 3266 | Rocky Creek | SC | Fairfield | 1 | HY | OP | 3 | 2.9 | 2.9 |  | 4 | 1909 | WAT |  | N | Y | N | Electric Utility |  |  |  |  | N | [57 empty] | N/A | [39 empty] | 0 | 0 | 10.4
5416 | Duke Energy Carolinas, LLC | 3266 | Rocky Creek | SC | Fairfield | 2 | HY | OP | 3 | 2.9 | 2.9 |  | 4 | 1909 | WAT |  | N | Y | N | Electric Utility |  |  |  |  | N | [57 empty] | N/A | [39 empty] | 0 | 0 | 10.4
5416 | Duke Energy Carolinas, LLC | 3266 | Rocky Creek | SC | Fairfield | 3 | HY | OP | 3 | 2.9 | 2.9 |  | 4 | 1909 | WAT |  | N | Y | N | Electric Utility |  |  |  |  | N | [57 empty] | N/A | [39 empty] | 0 | 0 | 10.4
5416 | Duke Energy Carolinas, LLC | 3266 | Rocky Creek | SC | Fairfield | 4 | HY | OP | 3 | 2.9 | 2.9 |  | 4 | 1909 | WAT |  | N | Y | N | Electric Utility |  |  |  |  | N | [57 empty] | N/A | [39 empty] | 0 | 0 | 10.4
5416 | Duke Energy Carolinas, LLC | 3266 | Rocky Creek | SC | Fairfield | 5 | HY | OP | 5 | 4.8 | 4.8 |  | 4 | 1909 | WAT |  | N | Y | N | Electric Utility |  |  |  |  | N | [57 empty] | N/A | [39 empty] | 0 | 0 | 10.4
5416 | Duke Energy Carolinas, LLC | 3266 | Rocky Creek | SC | Fairfield | 6 | HY | OP | 5 | 4.8 | 4.8 |  | 4 | 1909 | WAT |  | N | Y | N | Electric Utility |  |  |  |  | N | [57 empty] | N/A | [39 empty] | 0 | 0 | 10.4
5416 | Duke Energy Carolinas, LLC | 3266 | Rocky Creek | SC | Fairfield | 7 | HY | OP | 3 | 2.9 | 2.9 |  | 4 | 1909 | WAT |  | N | Y | N | Electric Utility |  |  |  |  | N | [57 empty] | N/A | [39 empty] | 0 | 0 | 10.4
5416 | Duke Energy Carolinas, LLC | 3266 | Rocky Creek | SC | Fairfield | 8 | HY | OP | 3 | 2.9 | 2.9 |  | 4 | 1909 | WAT |  | N | Y | N | Electric Utility |  |  |  |  | N | [57 empty] | N/A | [39 empty] | 0 | 0 | 10.4
5416 | Duke Energy Carolinas, LLC | 3270 | Wateree | SC | Kershaw | 1 | HY | OP | 11.2 | 17 | 17 |  | 10 | 1919 | WAT |  | N | Y | N | Electric Utility |  |  |  |  | N | [57 empty] | N/A | [39 empty] | 0 | 0 | 10.4
5416 | Duke Energy Carolinas, LLC | 3270 | Wateree | SC | Kershaw | 2 | HY | OP | 11.2 | 17 | 17 |  | 10 | 1919 | WAT |  | N | Y | N | Electric Utility |  |  |  |  | N | [57 empty] | N/A | [39 empty] | 0 | 0 | 10.4
5416 | Duke Energy Carolinas, LLC | 3270 | Wateree | SC | Kershaw | 3 | HY | OP | 11.2 | 17 | 17 |  | 10 | 1919 | WAT |  | N | Y | N | Electric Utility |  |  |  |  | N | [57 empty] | N/A | [39 empty] | 0 | 0 | 10.4
5416 | Duke Energy Carolinas, LLC | 3270 | Wateree | SC | Kershaw | 4 | HY | OP | 11.2 | 17 | 17 |  | 10 | 1919 | WAT |  | N | Y | N | Electric Utility |  |  |  |  | N | [57 empty] | N/A | [39 empty] | 0 | 0 | 10.4
5416 | Duke Energy Carolinas, LLC | 3270 | Wateree | SC | Kershaw | 5 | HY | OP | 11.2 | 17 | 17 |  | 10 | 1919 | WAT |  | N | Y | N | Electric Utility |  |  |  |  | N | [57 empty] | N/A | [39 empty] | 0 | 0 | 10.4
5416 | Duke Energy Carolinas, LLC | 3271 | Wylie | SC | York | 1 | HY | OP | 15 | 18 | 18 |  | 8 | 1925 | WAT |  | N | Y | N | Electric Utility |  |  |  |  | N | [57 empty] | N/A | [39 empty] | 0 | 0 | 10.4
5416 | Duke Energy Carolinas, LLC | 3271 | Wylie | SC | York | 2 | HY | OP | 15 | 18 | 18 |  | 8 | 1925 | WAT |  | N | Y | N | Electric Utility |  |  |  |  | N | [57 empty] | N/A | [39 empty] | 0 | 0 | 10.4
5416 | Duke Energy Carolinas, LLC | 3271 | Wylie | SC | York | 3 | HY | OP | 15 | 18 | 18 |  | 8 | 1925 | WAT |  | N | Y | N | Electric Utility |  |  |  |  | N | [57 empty] | N/A | [39 empty] | 0 | 0 | 10.4
5416 | Duke Energy Carolinas, LLC | 3271 | Wylie | SC | York | 4 | HY | OP | 15 | 18 | 18 |  | 8 | 1925 | WAT |  | N | Y | N | Electric Utility |  |  |  |  | N | [57 empty] | N/A | [39 empty] | 0 | 0 | 10.4
5416 | Duke Energy Carolinas, LLC | 3272 | 99 Islands | SC | Cherokee | 1 | HY | OP | 3 | 1.6 | 1.6 |  | 5 | 1910 | WAT |  | N | Y | N | Electric Utility |  |  |  |  | N | [57 empty] | N/A | [39 empty] | 0 | 0 | 10.4
5416 | Duke Energy Carolinas, LLC | 6036 | Catawba | SC | York | 1 | ST | OP | 1205.1 | 1129 | 1163 |  | 6 | 1985 | NUC |  | N | Y | N | Electric Utility |  |  |  |  | N | [57 empty] | N/A | [39 empty] | 0 | 0 | 10.4
5416 | Duke Energy Carolinas, LLC | 6036 | Catawba | SC | York | 2 | ST | OP | 1205.1 | 1129 | 1163 |  | 8 | 1986 | NUC |  | N | Y | N | Electric Utility |  |  |  |  | N | [57 empty] | N/A | [39 empty] | 0 | 0 | 10.4
5416 | Duke Energy Carolinas, LLC | 6038 | McGuire | NC | Mecklenburg | 1 | ST | OP | 1220.3 | 1100 | 1156 |  | 9 | 1981 | NUC |  | N | Y | N | Electric Utility |  |  |  |  | N | [57 empty] | N/A | [39 empty] | 0 | 0 | 10.4
5416 | Duke Energy Carolinas, LLC | 6038 | McGuire | NC | Mecklenburg | 2 | ST | OP | 1220.3 | 1100 | 1156 |  | 3 | 1984 | NUC |  | N | Y | N | Electric Utility |  |  |  |  | N | [57 empty] | N/A | [39 empty] | 0 | 0 | 10.4
5416 | Duke Energy Carolinas, LLC | 6438 | Queens Creek | NC | Macon | 1 | HY | OP | 1.4 | 1.4 | 1.4 |  | 1 | 1949 | WAT |  | N | Y | N | Electric Utility |  |  |  |  | N | [57 empty] | N/A | [39 empty] | 0 | 0 | 10.4
5416 | Duke Energy Carolinas, LLC | 6517 | Keowee | SC | Pickens | 1 | HY | OP | 78.8 | 76 | 76 |  | 4 | 1971 | WAT |  | N | Y | N | Electric Utility |  |  |  |  | N | [57 empty] | N/A | [39 empty] | 0 | 0 | 10.4
5416 | Duke Energy Carolinas, LLC | 6517 | Keowee | SC | Pickens | 2 | HY | OP | 78.8 | 76 | 76 |  | 4 | 1971 | WAT |  | N | Y | N | Electric Utility |  |  |  |  | N | [57 empty] | N/A | [39 empty] | 0 | 0 | 10.4
5416 | Duke Energy Carolinas, LLC | 7125 | Bad Creek | SC | Oconee | 1 | PS | OP | 266.3 | 340 | 340 |  | 5 | 1991 | WAT |  | N | Y | N | Electric Utility |  |  |  |  | N | [57 empty] | N/A | [39 empty] | 0 | 0 | 10.4
5416 | Duke Energy Carolinas, LLC | 7125 | Bad Creek | SC | Oconee | 2 | PS | OP | 266.3 | 340 | 340 |  | 5 | 1991 | WAT |  | N | Y | N | Electric Utility |  |  |  |  | N | [57 empty] | N/A | [39 empty] | 0 | 0 | 10.4
5416 | Duke Energy Carolinas, LLC | 7125 | Bad Creek | SC | Oconee | 3 | PS | OP | 266.3 | 340 | 340 |  | 9 | 1991 | WAT |  | N | Y | N | Electric Utility |  |  |  |  | N | [57 empty] | N/A | [39 empty] | 0 | 0 | 10.4
5416 | Duke Energy Carolinas, LLC | 7125 | Bad Creek | SC | Oconee | 4 | PS | OP | 266.3 | 340 | 340 |  | 9 | 1991 | WAT |  | N | Y | N | Electric Utility |  |  |  |  | N | [57 empty] | N/A | [39 empty] | 0 | 0 | 10.4
5416 | Duke Energy Carolinas, LLC | 7277 | Lincoln Combustion | NC | Lincoln | 1 | GT | OP | 109.6 | 79.2 | 93 |  | 5 | 1995 | NG | DFO | Y | Y | N | Electric Utility |  |  |  |  | N | [57 empty] | GAS | NC | Lincoln | 7277 | 1 | 2010 |  | ARP, CAIRNOX, CAIROS, CAIRSO2 | 85.2 | 12 | 5609.02 |  | 0.066 | 0.0877 | 2.909 | 4200.933 | 69780.959 | 4 |  | Lincoln | Electric Utility | 4911 | Electric Services | 35.4317 | -81.0347 | Duke Energy Corporation (Owner/Operator) | Phase 2 |  | Operating | Combustion turbine | Diesel Oil | Pipeline Natural Gas |  | Water Injection |  | 1446 | 12.5308 | LIQUID | 97 | 1628.4946 | 0.0877 | 0.0018916 | 12.4408
5416 | Duke Energy Carolinas, LLC | 7277 | Lincoln Combustion | NC | Lincoln | 10 | GT | OP | 109.6 | 79.2 | 93 |  | 11 | 1995 | NG | DFO | Y | Y | N | Electric Utility |  |  |  |  | N | [57 empty] | GAS | NC | Lincoln | 7277 | 10 | 2010 |  | ARP, CAIRNOX, CAIROS, CAIRSO2 | 58.85 | 12 | 3893.37 |  | 0.022 | 0.0875 | 1.938 | 3025.857 | 50791.503 | 4 |  | Lincoln | Electric Utility | 4911 | Electric Services | 35.4317 | -81.0347 | Duke Energy Corporation (Owner/Operator) | Phase 2 |  | Operating | Combustion turbine | Diesel Oil | Pipeline Natural Gas |  | Water Injection |  | 1446 | 12.6263 | LIQUID | 77 | 1546.1039 | 0.0875 | 0.000866 | 12.6263
5416 | Duke Energy Carolinas, LLC | 7277 | Lincoln Combustion | NC | Lincoln | 11 | GT | OP | 109.6 | 79.2 | 93 |  | 12 | 1995 | NG | DFO | Y | Y | N | Electric Utility |  |  |  |  | N | [57 empty] | GAS | NC | Lincoln | 7277 | 11 | 2010 |  | ARP, CAIRNOX, CAIROS, CAIRSO2 | 91.07 | 12 | 5968.28 |  | 0.069 | 0.0906 | 3.285 | 4681.095 | 77856.872 | 4 |  | Lincoln | Electric Utility | 4911 | Electric Services | 35.4317 | -81.0347 | Duke Energy Corporation (Owner/Operator) | Phase 2 |  | Operating | Combustion turbine | Diesel Oil | Pipeline Natural Gas |  | Water Injection |  | 1446 | 12.5057 | LIQUID | 81 | 1575.9259 | 0.0906 | 0.0017725 | 12.5057
5416 | Duke Energy Carolinas, LLC | 7277 | Lincoln Combustion | NC | Lincoln | 12 | GT | OP | 109.6 | 79.2 | 93 |  | 12 | 1995 | NG | DFO | Y | Y | N | Electric Utility |  |  |  |  | N | [57 empty] | GAS | NC | Lincoln | 7277 | 12 | 2010 |  | ARP, CAIRNOX, CAIROS, CAIRSO2 | 84.46 | 12 | 5527.84 |  | 0.077 | 0.0976 | 3.253 | 4397.06 | 72879.737 | 4 |  | Lincoln | Electric Utility | 4911 | Electric Services | 35.4317 | -81.0347 | Duke Energy Corporation (Owner/Operator) | Phase 2 |  | Operating | Combustion turbine | Diesel Oil | Pipeline Natural Gas |  | Water Injection |  | 1446 | 12.5552 | LIQUID | 97 | 1628.4946 | 0.0976 | 0.0021131 | 12.5552
5416 | Duke Energy Carolinas, LLC | 7277 | Lincoln Combustion | NC | Lincoln | 13 | GT | OP | 109.6 | 79.2 | 93 |  | 2 | 1996 | NG | DFO | Y | Y | N | Electric Utility |  |  |  |  | N | [57 empty] | GAS | NC | Lincoln | 7277 | 13 | 2010 |  | ARP, CAIRNOX, CAIROS, CAIRSO2 | 84.04 | 12 | 5564 |  | 0.033 | 0.0914 | 2.962 | 4327.387 | 72585.016 | 4 |  | Lincoln | Electric Utility | 4911 | Electric Services | 35.4317 | -81.0347 | Duke Energy Corporation (Owner/Operator) | Phase 2 |  | Operating | Combustion turbine | Diesel Oil | Pipeline Natural Gas |  | Water Injection |  | 1446 | 12.5158 | LIQUID | 78 | 1553.8462 | 0.0914 | 0.000909 | 12.5158
5416 | Duke Energy Carolinas, LLC | 7277 | Lincoln Combustion | NC | Lincoln | 14 | GT | OP | 109.6 | 79.2 | 93 |  | 2 | 1996 | NG | DFO | Y | Y | N | Electric Utility |  |  |  |  | N | [57 empty] | GAS | NC | Lincoln | 7277 | 14 | 2010 |  | ARP, CAIRNOX, CAIROS, CAIRSO2 | 79.49 | 12 | 5253.11 |  | 0.03 | 0.0843 | 2.565 | 4100.622 | 68806.126 | 4 |  | Lincoln | Electric Utility | 4911 | Electric Services | 35.4317 | -81.0347 | Duke Energy Corporation (Owner/Operator) | Phase 2 |  | Operating | Combustion turbine | Diesel Oil | Pipeline Natural Gas |  | Water Injection |  | 1446 | 12.6194 | LIQUID | 78 | 1553.8462 | 0.0843 | 0.000872 | 12.6194
5416 | Duke Energy Carolinas, LLC | 7277 | Lincoln Combustion | NC | Lincoln | 15 | GT | OP | 109.6 | 79.2 | 93 |  | 3 | 1996 | NG | DFO | Y | Y | N | Electric Utility |  |  |  |  | N | [57 empty] | GAS | NC | Lincoln | 7277 | 15 | 2010 |  | ARP, CAIRNOX, CAIROS, CAIRSO2 | 71.99 | 12 | 4724.51 |  | 0.027 | 0.0792 | 2.258 | 3699.078 | 62076.189 | 4 |  | Lincoln | Electric Utility | 4911 | Electric Services | 35.4317 | -81.0347 | Duke Energy Corporation (Owner/Operator) | Phase 2 |  | Operating | Combustion turbine | Diesel Oil | Pipeline Natural Gas |  | Water Injection |  | 1446 | 12.4655 | LIQUID | 78 | 1553.8462 | 0.0792 | 0.00087 | 12.4655
5416 | Duke Energy Carolinas, LLC | 7277 | Lincoln Combustion | NC | Lincoln | 16 | GT | OP | 109.6 | 79.2 | 93 |  | 3 | 1996 | NG | DFO | Y | Y | N | Electric Utility |  |  |  |  | N | [57 empty] | GAS | NC | Lincoln | 7277 | 16 | 2010 |  | ARP, CAIRNOX, CAIROS, CAIRSO2 | 70.33 | 12 | 4708.55 |  | 0.026 | 0.0806 | 2.377 | 3706.712 | 62215.346 | 4 |  | Lincoln | Electric Utility | 4911 | Electric Services | 35.4317 | -81.0347 | Duke Energy Corporation (Owner/Operator) | Phase 2 |  | Operating | Combustion turbine | Diesel Oil | Pipeline Natural Gas |  | Water Injection |  | 1446 | 12.6386 | LIQUID | 78 | 1553.8462 | 0.0806 | 0.000836 | 12.6386
5416 | Duke Energy Carolinas, LLC | 7277 | Lincoln Combustion | NC | Lincoln | 2 | GT | OP | 109.6 | 79.2 | 93 |  | 5 | 1995 | NG | DFO | Y | Y | N | Electric Utility |  |  |  |  | N | [57 empty] | GAS | NC | Lincoln | 7277 | 2 | 2010 |  | ARP, CAIRNOX, CAIROS, CAIRSO2 | 87.28 | 12 | 5849.65 |  | 0.063 | 0.1047 | 3.883 | 4837.415 | 80610.818 | 4 |  | Lincoln | Electric Utility | 4911 | Electric Services | 35.4317 | -81.0347 | Duke Energy Corporation (Owner/Operator) | Phase 2 |  | Operating | Combustion turbine | Diesel Oil | Pipeline Natural Gas |  | Water Injection |  | 1446 | 13.7143 | LIQUID | 95 | 1639.2473 | 0.1047 | 0.0015631 | 13.7143
5416 | Duke Energy Carolinas, LLC | 7277 | Lincoln Combustion | NC | Lincoln | 3 | GT | OP | 109.6 | 79.2 | 93 |  | 6 | 1995 | NG | DFO | Y | Y | N | Electric Utility |  |  |  |  | N | [57 empty] | GAS | NC | Lincoln | 7277 | 3 | 2010 |  | ARP, CAIRNOX, CAIROS, CAIRSO2 | 80.79 | 12 | 5241.03 |  | 0.03 | 0.0839 | 2.672 | 4104.117 | 68874.598 | 4 |  | Lincoln | Electric Utility | 4911 | Electric Services | 35.4317 | -81.0347 | Duke Energy Corporation (Owner/Operator) | Phase 2 |  | Operating | Combustion turbine | Diesel Oil | Pipeline Natural Gas |  | Water Injection |  | 1446 | 12.6166 | LIQUID | 77 | 1546.1039 | 0.0839 | 0.000871 | 12.6166
5416 | Duke Energy Carolinas, LLC | 7277 | Lincoln Combustion | NC | Lincoln | 4 | GT | OP | 109.6 | 79.2 | 93 |  | 6 | 1995 | NG | DFO | Y | Y | N | Electric Utility |  |  |  |  | N | [57 empty] | GAS | NC | Lincoln | 7277 | 4 | 2010 |  | ARP, CAIRNOX, CAIROS, CAIRSO2 | 77.29 | 12 | 5134.05 |  | 0.028 | 0.0865 | 2.709 | 4023.223 | 67546.563 | 4 |  | Lincoln | Electric Utility | 4911 | Electric Services | 35.4317 | -81.0347 | Duke Energy Corporation (Owner/Operator) | Phase 2 |  | Operating | Combustion turbine | Diesel Oil | Pipeline Natural Gas |  | Water Injection |  | 1446 | 12.5677 | LIQUID | 77 | 1546.1039 | 0.0865 | 0.000829 | 12.5677
5416 | Duke Energy Carolinas, LLC | 7277 | Lincoln Combustion | NC | Lincoln | 5 | GT | OP | 109.6 | 79.2 | 93 |  | 7 | 1995 | NG | DFO | Y | Y | N | Electric Utility |  |  |  |  | N | [57 empty] | GAS | NC | Lincoln | 7277 | 5 | 2010 |  | ARP, CAIRNOX, CAIROS, CAIRSO2 | 84.34 | 12 | 5548.6 |  | 0.039 | 0.0874 | 2.727 | 4395.047 | 73605.186 | 4 |  | Lincoln | Electric Utility | 4911 | Electric Services | 35.4317 | -81.0347 | Duke Energy Corporation (Owner/Operator) | Phase 2 |  | Operating | Combustion turbine | Diesel Oil | Pipeline Natural Gas |  | Water Injection |  | 1446 | 12.7863 | LIQUID | 76 | 1538.1579 | 0.0874 | 0.0010597 | 12.7863
5416 | Duke Energy Carolinas, LLC | 7277 | Lincoln Combustion | NC | Lincoln | 6 | GT | OP | 109.6 | 79.2 | 93 |  | 7 | 1995 | NG | DFO | Y | Y | N | Electric Utility |  |  |  |  | N | [57 empty] | GAS | NC | Lincoln | 7277 | 6 | 2010 |  | ARP, CAIRNOX, CAIROS, CAIRSO2 | 58.84 | 12 | 3800.99 |  | 0.029 | 0.093 | 2.063 | 3024.014 | 50601.873 | 4 |  | Lincoln | Electric Utility | 4911 | Electric Services | 35.4317 | -81.0347 | Duke Energy Corporation (Owner/Operator) | Phase 2 |  | Operating | Combustion turbine | Diesel Oil | Pipeline Natural Gas |  | Water Injection |  | 1446 | 12.7665 | LIQUID | 76 | 1538.1579 | 0.093 | 0.0011462 | 12.7665
5416 | Duke Energy Carolinas, LLC | 7277 | Lincoln Combustion | NC | Lincoln | 7 | GT | OP | 109.6 | 79.2 | 93 |  | 9 | 1995 | NG | DFO | Y | Y | N | Electric Utility |  |  |  |  | N | [57 empty] | GAS | NC | Lincoln | 7277 | 7 | 2010 |  | ARP, CAIRNOX, CAIROS, CAIRSO2 | 59.72 | 12 | 3825.98 |  | 0.066 | 0.0826 | 2.084 | 3113.19 | 51357.687 | 4 |  | Lincoln | Electric Utility | 4911 | Electric Services | 35.4317 | -81.0347 | Duke Energy Corporation (Owner/Operator) | Phase 2 |  | Operating | Combustion turbine | Diesel Oil | Pipeline Natural Gas |  | Water Injection |  | 1446 | 12.6946 | LIQUID | 98 | 1623.1183 | 0.0826 | 0.0025702 | 12.6946
5416 | Duke Energy Carolinas, LLC | 7277 | Lincoln Combustion | NC | Lincoln | 8 | GT | OP | 109.6 | 79.2 | 93 |  | 9 | 1995 | NG | DFO | Y | Y | N | Electric Utility |  |  |  |  | N | [57 empty] | GAS | NC | Lincoln | 7277 | 8 | 2010 |  | ARP, CAIRNOX, CAIROS, CAIRSO2 | 60.81 | 12 | 3982.29 |  | 0.065 | 0.083 | 2.065 | 3189.401 | 52671.697 | 4 |  | Lincoln | Electric Utility | 4911 | Electric Services | 35.4317 | -81.0347 | Duke Energy Corporation (Owner/Operator) | Phase 2 |  | Operating | Combustion turbine | Diesel Oil | Pipeline Natural Gas |  | Water Injection |  | 1446 | 12.666 | LIQUID | 98 | 1623.1183 | 0.083 | 0.0024681 | 12.666
5416 | Duke Energy Carolinas, LLC | 7277 | Lincoln Combustion | NC | Lincoln | 9 | GT | OP | 109.6 | 79.2 | 93 |  | 11 | 1995 | NG | DFO | Y | Y | N | Electric Utility |  |  |  |  | N | [57 empty] | GAS | NC | Lincoln | 7277 | 9 | 2010 |  | ARP, CAIRNOX, CAIROS, CAIRSO2 | 64.76 | 12 | 4253.25 |  | 0.024 | 0.0887 | 2.148 | 3350.558 | 56240.163 | 4 |  | Lincoln | Electric Utility | 4911 | Electric Services | 35.4317 | -81.0347 | Duke Energy Corporation (Owner/Operator) | Phase 2 |  | Operating | Combustion turbine | Diesel Oil | Pipeline Natural Gas |  | Water Injection |  | 1446 | 12.8113 | LIQUID | 75 | 1530 | 0.0887 | 0.000853 | 12.8113
5416 | Duke Energy Carolinas, LLC | 7981 | Mill Creek | SC | Cherokee | 1 | GT | OP | 99.9 | 74.4 | 92.4 |  | 12 | 2002 | NG | DFO | Y | Y | N | Electric Utility |  |  |  |  | N | [57 empty] | GAS | SC | Mill Creek Combustion Turbine Sta | 7981 | 1 | 2010 |  | ARP, CAIRNOX, CAIROS, CAIRSO2 | 190.18 | 12 | 12247.64 |  | 0.047 | 0.0352 | 2.522 | 8807.782 | 148146.984 | 4 |  | Cherokee | Electric Utility | 4911 | Electric Services | 35.1597 | -81.4306 | Duke Energy Corporation (Owner/Operator) | Phase 2 |  | Operating | Combustion turbine | Pipeline Natural Gas | Diesel Oil |  | Dry Low NOx Burners Water Injection |  | 1244 | 11.7345 | GAS | 76 | 1892.1053 | 0.0352 | 0.000635 | 11.7345
5416 | Duke Energy Carolinas, LLC | 7981 | Mill Creek | SC | Cherokee | 2 | GT | OP | 99.9 | 74.4 | 92.4 |  | 12 | 2002 | NG | DFO | Y | Y | N | Electric Utility |  |  |  |  | N | [57 empty] | GAS | SC | Mill Creek Combustion Turbine Sta | 7981 | 2 | 2010 |  | ARP, CAIRNOX, CAIROS, CAIRSO2 | 183.35 | 12 | 11641.39 |  | 0.046 | 0.0339 | 2.264 | 8421.39 | 141649.518 | 4 |  | Cherokee | Electric Utility | 4911 | Electric Services | 35.1597 | -81.4306 | Duke Energy Corporation (Owner/Operator) | Phase 2 |  | Operating | Combustion turbine | Pipeline Natural Gas | Diesel Oil |  | Dry Low NOx Burners Water Injection |  | 1244 | 11.8237 | GAS | 75 | 1884 | 0.0339 | 0.000649 | 11.8237
5416 | Duke Energy Carolinas, LLC | 7981 | Mill Creek | SC | Cherokee | 3 | GT | OP | 99.9 | 74.4 | 92.4 |  | 12 | 2002 | NG | DFO | Y | Y | N | Electric Utility |  |  |  |  | N | [57 empty] | GAS | SC | Mill Creek Combustion Turbine Sta | 7981 | 3 | 2010 |  | ARP, CAIROS, CAIRSO2, CAIRNOX | 200.94 | 12 | 12769.07 |  | 0.054 | 0.0376 | 2.779 | 9207.203 | 154795.179 | 4 |  | Cherokee | Electric Utility | 4911 | Electric Services | 35.1597 | -81.4306 | Duke Energy Corporation (Owner/Operator) | Phase 2 |  | Operating | Combustion turbine | Pipeline Natural Gas | Diesel Oil |  | Dry Low NOx Burners Water Injection |  | 1244 | 11.6864 | GAS | 87 | 1968.9655 | 0.0376 | 0.000698 | 11.6864
5416 | Duke Energy Carolinas, LLC | 7981 | Mill Creek | SC | Cherokee | 4 | GT | OP | 99.9 | 74.4 | 92.4 |  | 12 | 2002 | NG | DFO | Y | Y | N | Electric Utility |  |  |  |  | N | [57 empty] | GAS | SC | Mill Creek Combustion Turbine Sta | 7981 | 4 | 2010 |  | ARP, CAIRNOX, CAIROS, CAIRSO2 | 193.88 | 12 | 12101.44 |  | 0.052 | 0.0343 | 2.407 | 8872.062 | 149147.449 | 4 |  | Cherokee | Electric Utility | 4911 | Electric Services | 35.1597 | -81.4306 | Duke Energy Corporation (Owner/Operator) | Phase 2 |  | Operating | Combustion turbine | Pipeline Natural Gas | Diesel Oil |  | Dry Low NOx Burners Water Injection |  | 1244 | 11.8396 | GAS | 87 | 1968.9655 | 0.0343 | 0.000697 | 11.8396
5416 | Duke Energy Carolinas, LLC | 7981 | Mill Creek | SC | Cherokee | 5 | GT | OP | 99.9 | 74.4 | 92.4 |  | 5 | 2003 | NG | DFO | Y | Y | N | Electric Utility |  |  |  |  | N | [57 empty] | GAS | SC | Mill Creek Combustion Turbine Sta | 7981 | 5 | 2010 |  | ARP, CAIRNOX, CAIROS, CAIRSO2 | 181.29 | 12 | 11301.28 |  | 0.048 | 0.03 | 2.034 | 8284.919 | 139294.239 | 4 |  | Cherokee | Electric Utility | 4911 | Electric Services | 35.1597 | -81.4306 | Duke Energy Corporation (Owner/Operator) | Phase 2 |  | Operating | Combustion turbine | Pipeline Natural Gas | Diesel Oil |  | Dry Low NOx Burners Water Injection |  | 1243.9 | 11.8597 | GAS | 74 | 1875.6757 | 0.03 | 0.000689 | 11.8597
5416 | Duke Energy Carolinas, LLC | 7981 | Mill Creek | SC | Cherokee | 6 | GT | OP | 99.9 | 74.4 | 92.4 |  | 5 | 2003 | NG | DFO | Y | Y | N | Electric Utility |  |  |  |  | N | [57 empty] | GAS | SC | Mill Creek Combustion Turbine Sta | 7981 | 6 | 2010 |  | ARP, CAIRNOX, CAIROS, CAIRSO2 | 174.12 | 12 | 11231.56 |  | 0.045 | 0.0364 | 2.372 | 8180.731 | 137586.637 | 4 |  | Cherokee | Electric Utility | 4911 | Electric Services | 35.1597 | -81.4306 | Duke Energy Corporation (Owner/Operator) | Phase 2 |  | Operating | Combustion turbine | Pipeline Natural Gas | Diesel Oil |  | Dry Low NOx Burners Water Injection |  | 1243.9 | 11.8198 | GAS | 76 | 1892.1053 | 0.0364 | 0.000654 | 11.8198
5416 | Duke Energy Carolinas, LLC | 7981 | Mill Creek | SC | Cherokee | 7 | GT | OP | 99.9 | 74.4 | 92.4 |  | 5 | 2003 | NG | DFO | Y | Y | N | Electric Utility |  |  |  |  | N | [57 empty] | GAS | SC | Mill Creek Combustion Turbine Sta | 7981 | 7 | 2010 |  | ARP, CAIRNOX, CAIROS, CAIRSO2 | 163.18 | 12 | 10713.07 |  | 0.042 | 0.0294 | 1.829 | 7724.702 | 129920.141 | 4 |  | Cherokee | Electric Utility | 4911 | Electric Services | 35.1597 | -81.4306 | Duke Energy Corporation (Owner/Operator) | Phase 2 |  | Operating | Combustion turbine | Pipeline Natural Gas | Diesel Oil |  | Dry Low NOx Burners Water Injection |  | 1243.9 | 11.8023 | GAS | 77 | 1900 | 0.0294 | 0.000647 | 11.8023
5416 | Duke Energy Carolinas, LLC | 7981 | Mill Creek | SC | Cherokee | 8 | GT | OP | 99.9 | 74.4 | 92.4 |  | 5 | 2003 | NG | DFO | Y | Y | N | Electric Utility |  |  |  |  | N | [57 empty] | GAS | SC | Mill Creek Combustion Turbine Sta | 7981 | 8 | 2010 |  | ARP, CAIRNOX, CAIROS, CAIRSO2 | 159.71 | 12 | 10506.59 |  | 0.041 | 0.0287 | 1.723 | 7623.865 | 128250.871 | 4 |  | Cherokee | Electric Utility | 4911 | Electric Services | 35.1597 | -81.4306 | Duke Energy Corporation (Owner/Operator) | Phase 2 |  | Operating | Combustion turbine | Pipeline Natural Gas | Diesel Oil |  | Dry Low NOx Burners Water Injection |  | 1243.9 | 11.8929 | GAS | 76 | 1892.1053 | 0.0287 | 0.000639 | 11.8929
5416 | Duke Energy Carolinas, LLC | 8042 | Belews Creek | NC | Stokes | 1 | ST | OP | 1080.1 | 1110 | 1135 |  | 8 | 1974 | BIT |  | N | Y | N | Electric Utility |  |  |  |  | N | Y | [24 empty] | OP | SP |  |  |  | LS |  |  |  | N | 1.8 | 95 | 1675 | 3666238 | 100 | OP | EC |  |  | 20 |  | 0.8 | 3 | 0.2 | 0.5 | 99.7 | 280 | 3200000 |  |  |  |  | COAL | NC | Belews Creek | 8042 | 1 | 2010 |  | ARP, CAIRNOX, CAIROS, CAIRSO2 | 8090.65 | 12 | 8896490.97 |  | 2102.45 | 0.0548 | 1850.771 | 7618613.938 | 74255520.78 | 4 | Southeastern Electric Reliability Council | Stokes | Electric Utility | 4911 | Electric Services | 36.2811 | -80.0603 | Duke Energy Corporation (Owner/Operator) | Phase 2 | Group 2 | Operating | Cell burner boiler | Coal | Diesel Oil | Wet Limestone | Low NOx Cell Burner Overfire Air Selective Catalytic Reduction | Electrostatic Precipitator | 12253 | 8.3065 | COAL | 1209 | 1967.4009 | 0.0548 | 0.056627 | 8.3065
5416 | Duke Energy Carolinas, LLC | 8042 | Belews Creek | NC | Stokes | 2 | ST | OP | 1080.1 | 1110 | 1135 |  | 12 | 1975 | BIT |  | N | Y | N | Electric Utility |  |  |  |  | N | Y | [24 empty] | OP | SP |  |  |  | LS |  |  |  | n | 1.8 | 95 | 1675 | 3666238 | 100 | OP | EC |  |  | 20 |  | 0.8 | 3 | 0.2 | 0.5 | 99.7 | 280 | 3200000 |  |  |  |  | COAL | NC | Belews Creek | 8042 | 2 | 2010 |  | ARP, CAIRNOX, CAIROS, CAIRSO2 | 6550.67 | 12 | 6819287.3 |  | 1522.628 | 0.0558 | 1420.142 | 6058031.735 | 59045182.87 | 4 | Southeastern Electric Reliability Council | Stokes | Electric Utility | 4911 | Electric Services | 36.2811 | -80.0603 | Duke Energy Corporation (Owner/Operator) | Phase 2 | Group 2 | Operating | Cell burner boiler | Coal | Diesel Oil | Wet Limestone | Low NOx Cell Burner Overfire Air Selective Catalytic Reduction | Electrostatic Precipitator | 12632 | 8.6056 | COAL | 1208 | 1967.8414 | 0.0558 | 0.051575 | 8.6056
5416 | Duke Energy Carolinas, LLC | 2719 | Bridgewater | NC | Burke | 3 | HY | OP | 1.7 | 1.5 | 1.5 |  | 11 | 2011 | WAT |  | N | Y | N | Electric Utility |  |  |  |  | N | [57 empty] | N/A | [39 empty] | 0 | 0 | 10.4
5416 | Duke Energy Carolinas, LLC | 2720 | Buck | NC | Rowan | CT11 | CT | OP | 185.3 | 165 | 170 |  | 11 | 2011 | NG | DFO | Y | Y | N | Electric Utility | [62 empty] | GAS | NC | Buck | 2720 | 7C | 2010 |  | CAIRNOX, CAIROS, CAIRSO2 | 0.25 | 12 |  |  | 0 | 0.7 | 0.066 | 11.1 | 188.5 | 4 | Southeastern Electric Reliability Council | Rowan | Electric Utility | 4911 | Electric Services | 35.7133 | -80.3767 | Duke Energy Corporation (Owner/Operator) |  |  | Operating | Combustion turbine | Pipeline Natural Gas | Diesel Oil |  |  |  | 754 | 10.4 | GAS | 72.5 | -672.4138 | 0.7 | 0.000142 | 9.087
5416 | Duke Energy Carolinas, LLC | 2720 | Buck | NC | Rowan | CT12 | CT | OP | 185.3 | 165 | 170 |  | 11 | 2011 | NG | DFO | Y | Y | N | Electric Utility | [62 empty] | GAS | NC | Buck | 2720 | 7C | 2010 |  | CAIRNOX, CAIROS, CAIRSO2 | 0.25 | 12 |  |  | 0 | 0.7 | 0.066 | 11.1 | 188.5 | 4 | Southeastern Electric Reliability Council | Rowan | Electric Utility | 4911 | Electric Services | 35.7133 | -80.3767 | Duke Energy Corporation (Owner/Operator) |  |  | Operating | Combustion turbine | Pipeline Natural Gas | Diesel Oil |  |  |  | 754 | 10.4 | GAS | 72.5 | -672.4138 | 0.7 | 0.000142 | 9.087
5416 | Duke Energy Carolinas, LLC | 2720 | Buck | NC | Rowan | ST10 | CA | OP | 320.5 | 290 | 300 |  | 11 | 2011 | NG |  | N | Y | N | Electric Utility | [62 empty] | GAS | [39 empty] | 0 | 0 | 10.4
5416 | Duke Energy Carolinas, LLC | 2745 | Franklin | NC | Macon | 1 | HY | OP | 0.5 | 0.5 | 0.5 |  | 1 | 1925 | WAT |  | N | Y | N | Electric Utility |  |  |  |  | N | [57 empty] | N/A | [39 empty] | 0 | 0 | 10.4
5416 | Duke Energy Carolinas, LLC | 2745 | Franklin | NC | Macon | 2 | HY | OP | 0.5 | 0.6 | 0.6 |  | 1 | 1925 | WAT |  | N | Y | N | Electric Utility | [62 empty] | N/A | [39 empty] | 0 | 0 | 10.4
5416 | Duke Energy Carolinas, LLC | 2746 | Mission | NC | Clay | 1 | HY | OP | 0.6 | 0.6 | 0.6 |  | 12 | 1924 | WAT |  | N | Y | N | Electric Utility |  |  |  |  | N | [57 empty] | N/A | [39 empty] | 0 | 0 | 10.4
5416 | Duke Energy Carolinas, LLC | 2746 | Mission | NC | Clay | 2 | HY | OP | 0.6 | 0.6 | 0.6 |  | 12 | 1924 | WAT |  | N | Y | N | Electric Utility |  |  |  |  | N | [57 empty] | N/A | [39 empty] | 0 | 0 | 10.4
5416 | Duke Energy Carolinas, LLC | 2746 | Mission | NC | Clay | 3 | HY | OP | 0.6 | 0.6 | 0.6 |  | 1 | 1943 | WAT |  | N | Y | N | Electric Utility |  |  |  |  | N | [57 empty] | N/A | [39 empty] | 0 | 0 | 10.4
5416 | Duke Energy Carolinas, LLC | 2751 | Tuckasegee | NC | Jackson | 1 | HY | OP | 3 | 2.5 | 2.5 |  | 5 | 1950 | WAT |  | N | Y | N | Electric Utility |  |  |  |  | N | [57 empty] | N/A | [39 empty] | 0 | 0 | 10.4
5416 | Duke Energy Carolinas, LLC | 3258 | Gaston Shoals | SC | Cherokee | 3 | HY | OP | 1.4 | 1 | 1 |  | 8 | 1908 | WAT |  | N | Y | N | Electric Utility |  |  |  |  | N | [57 empty] | N/A | [39 empty] | 0 | 0 | 10.4
5416 | Duke Energy Carolinas, LLC | 3258 | Gaston Shoals | SC | Cherokee | 4 | HY | OP | 1.4 | 1 | 1 |  | 8 | 1908 | WAT |  | N | Y | N | Electric Utility |  |  |  |  | N | [57 empty] | N/A | [39 empty] | 0 | 0 | 10.4
5416 | Duke Energy Carolinas, LLC | 3258 | Gaston Shoals | SC | Cherokee | 5 | HY | OP | 1.4 | 1 | 1 |  | 5 | 1908 | WAT |  | N | Y | N | Electric Utility |  |  |  |  | N | [57 empty] | N/A | [39 empty] | 0 | 0 | 10.4
5416 | Duke Energy Carolinas, LLC | 3258 | Gaston Shoals | SC | Cherokee | 6 | HY | OP | 2.5 | 1.7 | 1.7 |  | 8 | 1927 | WAT |  | N | Y | N | Electric Utility |  |  |  |  | N | [57 empty] | N/A | [39 empty] | 0 | 0 | 10.4
5416 | Duke Energy Carolinas, LLC | 3272 | 99 Islands | SC | Cherokee | 2 | HY | OP | 3 | 1.6 | 1.6 |  | 5 | 1910 | WAT |  | N | Y | N | Electric Utility |  |  |  |  | N | [57 empty] | N/A | [39 empty] | 0 | 0 | 10.4
5416 | Duke Energy Carolinas, LLC | 3272 | 99 Islands | SC | Cherokee | 3 | HY | OP | 3 | 1.6 | 1.6 |  | 5 | 1910 | WAT |  | N | Y | N | Electric Utility |  |  |  |  | N | [57 empty] | N/A | [39 empty] | 0 | 0 | 10.4
5416 | Duke Energy Carolinas, LLC | 3272 | 99 Islands | SC | Cherokee | 4 | HY | OP | 3 | 1.6 | 1.6 |  | 5 | 1910 | WAT |  | N | Y | N | Electric Utility |  |  |  |  | N | [57 empty] | N/A | [39 empty] | 0 | 0 | 10.4
5416 | Duke Energy Carolinas, LLC | 3272 | 99 Islands | SC | Cherokee | 5 | HY | OP | 3 | 1.6 | 1.6 |  | 5 | 1910 | WAT |  | N | Y | N | Electric Utility |  |  |  |  | N | [57 empty] | N/A | [39 empty] | 0 | 0 | 10.4
5416 | Duke Energy Carolinas, LLC | 3272 | 99 Islands | SC | Cherokee | 6 | HY | OP | 3 | 1.6 | 1.6 |  | 5 | 1910 | WAT |  | N | Y | N | Electric Utility |  |  |  |  | N | [57 empty] | N/A | [39 empty] | 0 | 0 | 10.4
5416 | Duke Energy Carolinas, LLC | 57334 | DE Solar 10240 Old Dowd Rd | NC | Mecklenburg | PV01 | PV | OP | 1.9 | 1.9 | 1.9 |  | 9 | 2010 | SUN |  | N | Y | N | Electric Utility |  |  |  |  | N | [57 empty] | N/A | [39 empty] | 0 | 0 | 10.4
5416 | Duke Energy Carolinas, LLC | 57335 | DE Solar 657 Brigham Rd | NC | Guilford | PV01 | PV | OP | 1.3 | 1.3 | 1.3 |  | 4 | 2010 | SUN |  | N | Y | N | Electric Utility |  |  |  |  | N | [57 empty] | N/A | [39 empty] | 0 | 0 | 10.4
5416 | Duke Energy Carolinas, LLC | 57336 | DE Solar 1725 Drywall Dr | NC | Gaston | PV01 | PV | OP | 1 | 1 | 1 |  | 1 | 2010 | SUN |  | N | Y | N | Electric Utility |  |  |  |  | N | [57 empty] | N/A | [39 empty] | 0 | 0 | 10.4
5483 | DuPage County | 54987 | Woodridge Greene Valley Treatment Plant | IL | DU PAGE | FM01 | IC | OP | 1.5 | 1.5 | 1.5 |  | 4 | 1996 | NG | DFO | Y | Y | Y | Commercial CHP | [62 empty] | GAS | [39 empty] | 1.1659 | 0.0016829 | 10.4
5499 | Targa Midstream Services LP | 54531 | Stingray Facility | LA | Cameron | 1S72 | GT | OP | 2.5 | 2.5 | 2.3 |  | 9 | 1977 | NG |  | N | N | N | Industrial Non-CHP |  |  |  |  | N | [57 empty] | GAS | [39 empty] | 0.48785 | 0.0049089 | 7.2911
5511 | Dynegy Northeast Gen Inc | 2480 | Danskammer Generating Station | NY | Orange | 1 | ST | OP | 72 | 61 | 63.5 |  | 12 | 1951 | RFO | NG | Y | Y | N | IPP Non-CHP |  |  |  |  | N |  |  |  | N |  |  | 1 | 1951 | 100310 | 0.2 |  |  | PG | DP | NP | 1971 | 1980 | 1997 | MS | SS | [20 empty] | OP | EK |  |  |  | 0.2 |  |  | 2 |  | 98 | 91 | 200620 |  |  |  |  | LIQUID | NY | Dynegy Danskammer | 2480 | 1 | 2010 |  | ARP, CAIRNOX, CAIROS, CAIRSO2, RGGI | 118.14 | 12 | 3192.98 |  | 15.261 | 0.2004 | 6.745 | 3946.135 | 54513.716 | 2 | Northeast Power Coordinating Council | Orange | Electric Utility | 4911 | Electric Services | 41.5736 | -73.9747 | Dynegy Power Corporation (Owner/Operator) | Phase 2 |  | Operating | Tangentially-fired | Residual Oil | Pipeline Natural Gas |  |  |  | 709 | 10.819 | LIQUID | 71 | 1940.9449 | 0.2004 | 0.5599 | 10.819
5511 | Dynegy Northeast Gen Inc | 2480 | Danskammer Generating Station | NY | Orange | 2 | ST | OP | 73.5 | 59.2 | 61.7 |  | 9 | 1954 | RFO | NG | Y | Y | N | IPP Non-CHP |  |  |  |  | N | [6 empty] | 2 | 1954 | 100310 | 0.2 |  |  | PG | DP | NP | 1971 | 1980 | 1997 | MS | SS | [20 empty] | OP | EK |  |  |  | 0.2 |  |  | 2 |  | 98 | 91 | 200620 |  |  |  |  | LIQUID | NY | Dynegy Danskammer | 2480 | 2 | 2010 |  | ARP, CAIRNOX, CAIROS, CAIRSO2, RGGI | 152.46 | 12 | 4728.86 |  | 24.381 | 0.1812 | 6.821 | 4850.133 | 64366.396 | 2 | Northeast Power Coordinating Council | Orange | Electric Utility | 4911 | Electric Services | 41.5736 | -73.9747 | Dynegy Power Corporation (Owner/Operator) | Phase 2 |  | Operating | Tangentially-fired | Residual Oil | Pipeline Natural Gas |  |  |  | 904 | 12.6916 | LIQUID | 67 | 1957.0502 | 0.1812 | 0.75757 | 12.6916
5511 | Dynegy Northeast Gen Inc | 2480 | Danskammer Generating Station | NY | Orange | 3 | ST | OP | 147.1 | 137.7 | 137.2 |  | 10 | 1959 | BIT | NG | Y | Y | N | IPP Non-CHP |  |  |  |  | N | Y | [5 empty] | 3 | 1987 | 220912 | [31 empty] | OP | EK |  |  | 10 |  | 0.7 |  |  |  | 99.7 | 37 | 443500 |  |  |  |  | COAL | NY | Dynegy Danskammer | 2480 | 3 | 2010 |  | ARP, CAIRNOX, CAIROS, CAIRSO2, RGGI | 6215.69 | 12 | 712826.56 |  | 3328.141 | 0.2393 | 862.008 | 708179.511 | 6938470.721 | 2 | Northeast Power Coordinating Council | Orange | Electric Utility | 4911 | Electric Services | 41.5736 | -73.9747 | Dynegy Power Corporation (Owner/Operator) | Phase 2 | Phase II Group 1 | Operating | Tangentially-fired | Coal | Pipeline Natural Gas |  | Low NOx Burner Technology w/ Separated OFA | Electrostatic Precipitator | 1337 | 9.6176 | COAL | 148 | 1960.6414 | 0.2393 | 0.95933 | 9.6176
5511 | Dynegy Northeast Gen Inc | 2480 | Danskammer Generating Station | NY | Orange | 4 | ST | OP | 239.4 | 237 | 236.5 |  | 9 | 1967 | BIT | NG | Y | Y | N | IPP Non-CHP |  |  |  |  | N | Y | [5 empty] | 4 | 1987 | 392871 | [31 empty] | OP | EK |  |  | 10 |  | 0.7 |  |  |  | 99.6 | 66 | 785741 |  |  |  |  | COAL | NY | Dynegy Danskammer | 2480 | 4 | 2010 |  | ARP, CAIRNOX, CAIROS, CAIRSO2, RGGI | 6388.71 | 12 | 1098389.81 |  | 5003.939 | 0.2338 | 1293.636 | 1058888.855 | 10354382.36 | 2 | Northeast Power Coordinating Council | Orange | Electric Utility | 4911 | Electric Services | 41.5736 | -73.9747 | Dynegy Power Corporation (Owner/Operator) | Phase 2 | Phase II Group 1 | Operating | Tangentially-fired | Coal | Pipeline Natural Gas |  | Low NOx Burner Technology w/ Separated OFA | Electrostatic Precipitator | 2419 | 9.2671 | COAL | 250 | 1971.4588 | 0.2338 | 0.96654 | 9.2671
5511 | Dynegy Northeast Gen Inc | 2480 | Danskammer Generating Station | NY | Orange | 5 | IC | OP | 2.7 | 2.5 | 2.5 |  | 1 | 1967 | DFO |  | N | Y | N | IPP Non-CHP |  |  |  |  | N | [57 empty] | LIQUID | [39 empty] | 0.7385 | 0.025484 | 12.5895
5511 | Dynegy Northeast Gen Inc | 2480 | Danskammer Generating Station | NY | Orange | 6 | IC | OP | 2.7 | 2.5 | 2.5 |  | 1 | 1967 | DFO |  | N | Y | N | IPP Non-CHP |  |  |  |  | N | [57 empty] | LIQUID | [39 empty] | 0.7385 | 0.025484 | 12.5895
5511 | Dynegy Northeast Gen Inc | 8006 | Roseton Generating Station | NY | Orange | 1 | ST | OP | 621 | 599.5 | 614 |  | 12 | 1974 | NG | RFO | Y | Y | N | IPP Non-CHP |  |  |  |  | N | [6 empty] | 1 | 1974 | 745500 | [31 empty] | OP | MC |  |  |  | 0.2 |  |  | 3 |  | 85 | 243 | 1491000 |  |  |  |  | GAS | NY | Dynegy Roseton | 8006 | 1 | 2010 |  | ARP, CAIRNOX, CAIROS, CAIRSO2, RGGI | 1097.42 | 12 | 261253.46 |  | 102.181 | 0.0742 | 132.535 | 174655.949 | 2865301.637 | 2 | Northeast Power Coordinating Council | Orange | Electric Utility | 4911 | Electric Services | 41.5711 | -73.9739 | Dynegy Power Corporation (Owner/Operator) | Phase 2 |  | Operating | Tangentially-fired | Residual Oil | Pipeline Natural Gas |  | Other | Cyclone | 7031 | 10.3375 | LIQUID | 649 | 1621.4984 | 0.0742 | 0.071323 | 10.3375
5511 | Dynegy Northeast Gen Inc | 8006 | Roseton Generating Station | NY | Orange | 2 | ST | OP | 621 | 559.5 | 587.5 |  | 9 | 1974 | NG | RFO | Y | Y | N | IPP Non-CHP |  |  |  |  | N | [6 empty] | 2 | 1974 | 745500 | [31 empty] | OP | MC |  |  |  | 0.2 |  |  | 3 |  | 85 | 243 | 1491000 |  |  |  |  | GAS | NY | Dynegy Roseton | 8006 | 2 | 2010 |  | ARP, CAIRNOX, CAIROS, CAIRSO2, RGGI | 1021.28 | 12 | 233528.82 |  | 105.89 | 0.0479 | 82.495 | 157946.036 | 2582815.954 | 2 | Northeast Power Coordinating Council | Orange | Electric Utility | 4911 | Electric Services | 41.5711 | -73.9739 | Dynegy Power Corporation (Owner/Operator) | Phase 2 |  | Operating | Tangentially-fired | Residual Oil | Pipeline Natural Gas |  | Other | Cyclone | 6987 | 9.8097 | LIQUID | 635 | 1609.5745 | 0.0479 | 0.081996 | 9.8097
5517 | Dynegy Midwest Generation Inc | 889 | Baldwin Energy Complex | IL | Randolph | 1 | ST | OP | 625.1 | 586 | 600 |  | 7 | 1970 | SUB | DFO | N | Y | N | IPP Non-CHP |  |  |  |  | N |  |  |  | Y |  |  | 1 | 1970 | 860000 | 0.12 |  |  | PG | DP |  | 1973 | 1985 |  | MS | SS | [5 empty] | OP | SD |  |  |  | LI |  |  |  | N | 0.4 | 90 | 592 | 2217866 | 100 | OP | EK | BP |  | 4.1 |  | 0.2 | 0.4 |  |  | 99 | 66 | 2217866 |  |  |  |  | COAL | IL | Baldwin Energy Complex | 889 | 1 | 2010 |  | ARP, CAIRNOX, CAIROS, CAIRSO2 | 8148.79 | 12 | 4922425.9 |  | 7907.285 | 0.0548 | 1074.511 | 4495252.743 | 42860895.93 | 5 | Mid-America Interconnected Network | Randolph | Electric Utility | 4911 | Electric Services | 38.205 | -89.855 | Dynegy Power Corporation (Owner/Operator) | Table 1 | Group 2 | Operating | Cyclone boiler | Coal | Residual Oil |  | Overfire Air Selective Catalytic Reduction | Electrostatic Precipitator | 6000 | 8.687 | COAL | 648 | 1960 | 0.0548 | 0.36897 | 8.687
5517 | Dynegy Midwest Generation Inc | 889 | Baldwin Energy Complex | IL | Randolph | 2 | ST | OP | 634.5 | 591 | 605 |  | 3 | 1973 | SUB | DFO | N | Y | N | IPP Non-CHP |  |  |  |  | N |  |  |  | Y |  |  | 2 | 1973 | 860000 | 0.12 |  |  | PG | DP |  | 1973 | 1985 |  | MS | SS | [20 empty] | OP | EK |  |  | 14.6 |  | 4.5 |  |  |  | 99 | 445 | 1730000 |  |  |  |  | COAL | IL | Baldwin Energy Complex | 889 | 2 | 2010 |  | ARP, CAIRNOX, CAIROS, CAIRSO2 | 8293.46 | 12 | 5076724.79 |  | 8981.05 | 0.0514 | 1129.007 | 4874915.054 | 46480908.95 | 5 | Mid-America Interconnected Network | Randolph | Electric Utility | 4911 | Electric Services | 38.205 | -89.855 | Dynegy Power Corporation (Owner/Operator) | Table 1 | Group 2 | Operating | Cyclone boiler | Coal | Residual Oil |  | Overfire Air Selective Catalytic Reduction | Electrostatic Precipitator | 6200 | 9.142 | COAL | 644 | 1967.7686 | 0.0514 | 0.38644 | 9.142
5517 | Dynegy Midwest Generation Inc | 889 | Baldwin Energy Complex | IL | Randolph | 3 | ST | OP | 634.5 | 608 | 615 |  | 4 | 1975 | SUB | DFO | N | Y | N | IPP Non-CHP |  |  |  |  | N | Y |  |  | Y |  |  | 3 | 1975 | 920000 | [16 empty] | OP | SD |  |  |  | LI |  |  |  | N | 0.4 | 90 | 592 | 2310397 | 100 | OP | EC | BP |  | 4.1 |  | 0.2 | 0.4 |  |  | 99 | 88 | 2310397 |  |  |  |  | COAL | IL | Baldwin Energy Complex | 889 | 3 | 2010 |  | ARP, CAIRNOX, CAIROS, CAIRSO2 | 5853.06 | 12 | 3547575.87 |  | 5201.362 | 0.0923 | 1557.798 | 3567182.802 | 34012080.76 | 5 | Mid-America Interconnected Network | Randolph | Electric Utility | 4911 | Electric Services | 38.205 | -89.855 | Dynegy Power Corporation (Owner/Operator) | Table 1 | Phase 1 Group 1 | Operating | Tangentially-fired | Coal | Residual Oil | Dry Lime FGD (Began May 28, 2010) | Low NOx Burner Technology w/ Separated OFA | Baghouse (Began May 29, 2010) Electrostatic Precipitator | 6600 | 9.5656 | COAL | 656 | 1966.6667 | 0.0923 | 0.30585 | 9.5656
5517 | Dynegy Midwest Generation Inc | 891 | Havana | IL | Mason | 6 | ST | OP | 488 | 428 | 431 |  | 6 | 1978 | SUB | DFO | N | Y | N | IPP Non-CHP |  |  |  |  | N |  |  | Y | N |  |  | 6 | 1978 | 900000 | [31 empty] | OP | EW | BP |  | 4.1 |  | 0.2 | 0.4 |  |  | 99 | 64 | 2164662 |  |  |  |  | COAL | IL | Havana | 891 | 9 | 2010 |  | ARP, CAIRNOX, CAIROS, CAIRSO2 | 8139.93 | 12 | 3356095.74 |  | 7457.749 | 0.0366 | 582.545 | 3694482.909 | 35225774.74 | 5 | Mid-America Interconnected Network | Mason | Electric Utility | 4911 | Electric Services | 40.2797 | -90.0775 | Dynegy Power Corporation (Owner/Operator) | Phase 2 | Phase II Group 1 | Operating | Dry bottom wall-fired boiler | Coal |  |  | Overfire Air Selective Catalytic Reduction | Baghouse Electrostatic Precipitator | 5760 | 10.4199 | COAL | 485 | 437.355 | 0.0366 | 0.42343 | 10.4199
5517 | Dynegy Midwest Generation Inc | 892 | Hennepin Power Station | IL | Putnam | 1 | ST | OP | 75 | 68 | 70 |  | 6 | 1953 | SUB | NG | Y | Y | N | IPP Non-CHP |  |  |  |  | N |  |  | Y |  |  |  | 1 | 1953 | 466000 | 0.03 |  |  | PB | SU | NP | 1999 | 1999 | 1999 | MS | NC | [20 empty] | OP | EK | BP |  | 4.1 |  | 0.2 | 0.4 |  |  | 99.5 | 19.5 | 290000 | OP | OV | LN |  | COAL | IL | Hennepin Power Station | 892 | 1 | 2010 | CS3 | ARP, CAIRNOX, CAIROS, CAIRSO2 | 8244.58 | 12 | 573819.18 |  | 1451.948 | 0.1325 | 389.804 | 620541.894 | 5916687.7 | 5 | Mid-America Interconnected Network | Putnam | Electric Utility | 4911 | Electric Services | 41.3017 | -89.3136 | Dynegy Power Corporation (Owner/Operator) | Phase 2 | Phase II Group 1 | Operating | Tangentially-fired | Coal | Pipeline Natural Gas |  | Low NOx Burner Technology w/ Separated OFA | Electrostatic Precipitator Baghouse | 860 | 10.3254 | COAL | 80 | 1928.5714 | 0.1325 | 0.4908 | 10.3111
5517 | Dynegy Midwest Generation Inc | 892 | Hennepin Power Station | IL | Putnam | 2 | ST | OP | 231.3 | 217 | 226 |  | 5 | 1959 | SUB | NG | Y | Y | N | IPP Non-CHP |  |  |  |  | N |  |  | Y |  |  |  | 1 | 1953 | 466000 | [31 empty] | OP | EK | BP |  | 4.1 |  | 0.2 | 0.4 |  |  | 99.5 | 57 | 750000 |  |  |  |  | COAL | IL | Hennepin Power Station | 892 | 2 | 2010 | CS3 | ARP, CAIRNOX, CAIROS, CAIRSO2 | 8450.26 | 12 | 1868434.11 |  | 4690.627 | 0.1317 | 1245.06 | 2001717.126 | 19085795.27 | 5 | Mid-America Interconnected Network | Putnam | Electric Utility | 4911 | Electric Services | 41.3017 | -89.3136 | Dynegy Power Corporation (Owner/Operator) | Table 1 | Phase 1 Group 1 | Operating | Tangentially-fired | Coal | Pipeline Natural Gas |  | Low NOx Burner Technology w/ Separated OFA | Electrostatic Precipitator Baghouse | 3000 | 10.2237 | COAL | 245 | 1957.9646 | 0.1317 | 0.49153 | 10.2149
5517 | Dynegy Midwest Generation Inc | 898 | Wood River | IL | Madison | 4 | ST | OP | 112.5 | 88 | 91 |  | 6 | 1954 | SUB | NG | Y | Y | N | IPP Non-CHP |  |  |  |  | N |  |  | Y |  |  |  | 4 | 1954 | 166000 | [31 empty] | OP | MC | EC |  | 13.6 |  | 4.1 |  |  |  | 99.4 | 18 | 410900 |  |  |  |  | COAL | IL | Wood River Power Station | 898 | 4 | 2010 |  | ARP, CAIRNOX, CAIROS, CAIRSO2 | 8669.66 | 12 | 822010.36 |  | 2433.329 | 0.1275 | 582.851 | 964726.861 | 9198381.312 | 5 | Mid-America Interconnected Network | Madison | Electric Utility | 4911 | Electric Services | 38.8639 | -90.1325 | Dynegy Power Corporation (Owner/Operator) | Phase 2 | Phase II Group 1 | Operating | Tangentially-fired | Coal | Pipeline Natural Gas |  | Low NOx Burner Technology w/ Separated OFA | Electrostatic Precipitator | 1230 | 11.1648 | COAL | 106 | 1917.5824 | 0.1275 | 0.52908 | 11.1648
5517 | Dynegy Midwest Generation Inc | 898 | Wood River | IL | Madison | 5 | ST | OP | 387.6 | 368 | 374 |  | 7 | 1964 | SUB | NG | Y | Y | N | IPP Non-CHP |  |  |  |  | N |  |  | Y |  |  |  | 5 | 1964 | 562000 | [31 empty] | OP | EK |  |  | 13.6 |  | 4.1 |  |  |  | 99 | 501 | 1205000 |  |  |  |  | COAL | IL | Wood River Power Station | 898 | 5 | 2010 |  | ARP, CAIRNOX, CAIROS, CAIRSO2 | 8219.02 | 12 | 3060484.38 |  | 7330.722 | 0.1495 | 2167.102 | 3033440.915 | 28923045.2 | 5 | Mid-America Interconnected Network | Madison | Electric Utility | 4911 | Electric Services | 38.8639 | -90.1325 | Dynegy Power Corporation (Owner/Operator) | Phase 2 | Phase II Group 1 | Operating | Tangentially-fired | Coal | Pipeline Natural Gas |  | Low NOx Burner Technology w/ Separated OFA | Electrostatic Precipitator | 3880 | 9.4428 | COAL | 400 | 1965.2406 | 0.1495 | 0.50691 | 9.4428
5519 | ExxonMobil Oil Corp | 50627 | ExxonMobil Oil Joliet Refinery | IL | Will | GTG1 | GT | OP | 21.9 | 22 | 22 |  | 11 | 1987 | OG |  | N | Y | Y | Industrial CHP |  |  |  |  | N | [57 empty] | GAS | IL | Exxonmobil Oil Corporation | 50627 | 20B1 | 2010 |  | SIPNOX | 1693.61 | 6 | 28723 |  |  |  | 28.826 |  |  | 5 |  | Will | Petroleum Refinery |  |  | 41.4167 | -88.1833 | Exxon Mobil Oil Corporation (Owner/Operator) |  |  | Operating | Combined cycle | Process Gas |  |  | Steam Injection |  | 143 | 10.4 | GAS | 21 | -23.8095 | 0.0016829 | 0.0016829 | 10.4
5519 | ExxonMobil Oil Corp | 50627 | ExxonMobil Oil Joliet Refinery | IL | Will | MG | ST | OP | 11.2 | 11.2 | 11.2 |  | 5 | 1986 | OG |  | N | Y | N | Industrial CHP |  |  |  |  | N | [25 empty] | ¦¦OP¦¦OP | ¦¦VE¦¦VE |  |  |  | ¦¦SL¦¦SL |  |  |  | ¦¦N¦¦N |  | ¦¦ 97.9¦¦ 97.9 | ¦¦ 82¦¦ 82 | ¦¦ 311843¦¦ 311843 | ¦¦ 100¦¦ 100 | ¦¦OP¦¦OP | ¦¦WS¦¦WS | [7 empty] | ¦¦ .2¦¦ .2 | ¦¦ 20¦¦ 20 | ¦¦ 102¦¦ 102 | ¦¦ 311843¦¦ 311843 |  |  |  |  | GAS | IL | Exxonmobil Oil Corporation | 50627 | 20B1 | 2010 |  | SIPNOX | 1693.61 | 6 | 28723 |  |  |  | 28.826 |  |  | 5 |  | Will | Petroleum Refinery |  |  | 41.4167 | -88.1833 | Exxon Mobil Oil Corporation (Owner/Operator) |  |  | Operating | Combined cycle | Process Gas |  |  | Steam Injection |  | 143 | 10.4 | GAS | 21 | -437.5 | 0.1167 | 0.0044251 | 10.4
5528 | DTE East China LLC | 55718 | DTE East China LLC | MI | St Clair | GT1 | GT | OP | 89.4 | 73 | 91 |  | 6 | 2002 | NG |  | N | Y | N | IPP Non-CHP | [62 empty] | GAS | MI | DTE East China | 55718 | 1 | 2010 |  | ARP, CAIRNOX, CAIROS, CAIRSO2 | 194.2 | 12 | 12937.73 |  | 0.047 | 0.0197 | 1.561 | 9316.119 | 156762.426 | 5 |  | Saint Clair | Electric Utility | 4911 | Electric Services | 42.774 | -82.4818 | DTE East China, LLC (Owner/Operator) | Phase 2 |  | Operating | Combustion turbine | Pipeline Natural Gas |  |  | Dry Low NOx Burners |  | 1100 | 12.0023 | GAS | 85 | 464.7059 | 0.0197 | 0.0006 | 12.0023
5528 | DTE East China LLC | 55718 | DTE East China LLC | MI | St Clair | GT2 | GT | OP | 89.4 | 72.6 | 90 |  | 6 | 2002 | NG |  | N | Y | N | IPP Non-CHP | [62 empty] | GAS | MI | DTE East China | 55718 | 2 | 2010 |  | ARP, CAIRNOX, CAIROS, CAIRSO2 | 200.69 | 12 | 13741.74 |  | 0.049 | 0.0238 | 1.996 | 9777.221 | 164514.595 | 5 |  | Saint Clair | Electric Utility | 4911 | Electric Services | 42.774 | -82.4818 | DTE East China, LLC (Owner/Operator) | Phase 2 |  | Operating | Combustion turbine | Pipeline Natural Gas |  |  | Dry Low NOx Burners |  | 1100 | 11.7632 | GAS | 85 | 470.5882 | 0.0238 | 0.000596 | 11.7632
5528 | DTE East China LLC | 55718 | DTE East China LLC | MI | St Clair | GT3 | GT | OP | 89.4 | 74.1 | 91 |  | 6 | 2002 | NG |  | N | Y | N | IPP Non-CHP | [62 empty] | GAS | MI | DTE East China | 55718 | 3 | 2010 |  | ARP, CAIRNOX, CAIROS, CAIRSO2 | 204.24 | 12 | 13934.72 |  | 0.051 | 0.0239 | 2.059 | 10041.916 | 168984.495 | 5 |  | Saint Clair | Electric Utility | 4911 | Electric Services | 42.774 | -82.4818 | DTE East China, LLC (Owner/Operator) | Phase 2 |  | Operating | Combustion turbine | Pipeline Natural Gas |  |  | Dry Low NOx Burners |  | 1100 | 12.0044 | GAS | 85 | 464.7059 | 0.0239 | 0.000604 | 12.0044
5528 | DTE East China LLC | 55718 | DTE East China LLC | MI | St Clair | GT4 | GT | OP | 89.4 | 75.7 | 90 |  | 6 | 2002 | NG |  | N | Y | N | IPP Non-CHP | [62 empty] | GAS | MI | DTE East China | 55718 | 4 | 2010 |  | ARP, CAIRNOX, CAIROS, CAIRSO2 | 204.38 | 12 | 13955.28 |  | 0.049 | 0.0203 | 1.663 | 9775.501 | 164465.433 | 5 |  | Saint Clair | Electric Utility | 4911 | Electric Services | 42.774 | -82.4818 | DTE East China, LLC (Owner/Operator) | Phase 2 |  | Operating | Combustion turbine | Pipeline Natural Gas |  |  | Dry Low NOx Burners |  | 1100 | 11.6637 | GAS | 86 | 476.7442 | 0.0203 | 0.000596 | 11.6637
5530 | E F Kenilworth LLC | 10805 | Kenilworth Energy Facility | NJ | Union | GEN1 | CT | OP | 22 | 20 | 22 | G741 | 3 | 1989 | NG | DFO | Y | Y | Y | IPP CHP | [62 empty] | GAS | NJ | E F Kenilworth, Inc. | 10805 | 2001 | 2010 |  | SIPNOX | 6817.75 | 12 | 131046 |  |  | 0.1217 | 89.314 |  | 1470524.475 | 2 |  | Union | Cogeneration | 4931 | Elec & Other Services Combined | 40.6781 | -74.2744 | E F Kenilworth, Inc. (Owner/Operator) |  |  | Operating | Combined cycle | Pipeline Natural Gas | Diesel Oil |  | Water Injection |  | 328 | 10.4 | GAS | 31.5385 | -216.7832 | 0.1217 | 0.0012296 | 12.3903
5530 | E F Kenilworth LLC | 10805 | Kenilworth Energy Facility | NJ | Union | GEN2 | CA | OP | 6.8 | 4.5 | 5.5 | G741 | 4 | 1989 | NG | DFO | Y | Y | Y | IPP CHP | [62 empty] | GAS | [39 empty] | 0 | 0 | 10.4
5532 | E I Colton LLC | 55951 | Agua Mansa Power Plant | CA | San Bernardino | AMP1 | GT | OP | 60.5 | 40.8 | 47 |  | 6 | 2003 | NG |  | N | Y | N | Electric Utility |  |  |  |  | N | [57 empty] | GAS | CA | Agua Mansa Power | 55951 | AMP-1 | 2010 |  | ARP | 831.5 | 12 | 31236.5 |  | 0.092 | 0.0306 | 2.737 | 18174.3 | 305808.65 | 9 |  | San Bernardino | Electric Utility |  |  | 34.0414 | -117.3603 | City of Colton (Owner) E I Colton, LLC (Operator) | Phase 2 |  | Operating | Combustion turbine | Pipeline Natural Gas |  |  | Water Injection Selective Catalytic Reduction |  | 456 | 9.4228 | GAS | 45 | 477.7778 | 0.0306 | 0.000602 | 9.4228
5533 | EF Oxnard, LLC | 10776 | E F Oxnard Energy Facility | CA | Ventura | GTG | GT | OP | 48.5 | 48.5 | 48.5 |  | 6 | 1990 | NG |  | N | Y | Y | IPP CHP |  |  |  |  | N | [57 empty] | GAS | [39 empty] | 0.098017 | 0.0011535 | 12.3134
5543 | E I DuPont De Nemours & Co | 10789 | Sabine River Works | TX | Orange | GEN1 | CT | OP | 89.9 | 82 | 98 |  | 3 | 1987 | NG |  | N | Y | Y | Industrial CHP |  |  |  |  | N | [57 empty] | GAS | [39 empty] | 0.051768 | 0.0007768 | 11.2105
5543 | E I DuPont De Nemours & Co | 10789 | Sabine River Works | TX | Orange | GEN3 | CA | OP | 6.2 | 5 | 5 |  | 1 | 1948 | NG |  | N | Y | Y | Industrial CHP |  |  |  |  | N | [57 empty] | GAS | [39 empty] | 0 | 0 | 10.4
5563 | City of Earlville | 7865 | Earlville | IA | Delaware | 1 | IC | OP | 1.8 | 1.8 | 1.8 |  | 7 | 2001 | DFO |  | N | Y | N | Electric Utility |  |  |  |  | N | [57 empty] | LIQUID | [39 empty] | 0.7385 | 0.025484 | 12.5895
5571 | East Bay Municipal Util Dist | 376 | Pardee | CA | Calaveras | 1 | HY | OP | 7.5 | 8.9 | 8.9 |  | 7 | 1930 | WAT |  | N | Y | N | Electric Utility |  |  |  |  | N | [57 empty] | N/A | [39 empty] | 0 | 0 | 10.4
5571 | East Bay Municipal Util Dist | 376 | Pardee | CA | Calaveras | 2 | HY | OP | 7.5 | 8.9 | 8.9 |  | 7 | 1930 | WAT |  | N | Y | N | Electric Utility |  |  |  |  | N | [57 empty] | N/A | [39 empty] | 0 | 0 | 10.4
5571 | East Bay Municipal Util Dist | 537 | Camanche | CA | San Joaquin | 1 | HY | OP | 3.6 | 3.5 | 3.5 |  | 7 | 1983 | WAT |  | N | Y | N | Electric Utility |  |  |  |  | N | [57 empty] | N/A | [39 empty] | 0 | 0 | 10.4
5571 | East Bay Municipal Util Dist | 537 | Camanche | CA | San Joaquin | 2 | HY | OP | 3.6 | 3.5 | 3.5 |  | 7 | 1983 | WAT |  | N | Y | N | Electric Utility |  |  |  |  | N | [57 empty] | N/A | [39 empty] | 0 | 0 | 10.4
5571 | East Bay Municipal Util Dist | 537 | Camanche | CA | San Joaquin | 3 | HY | OP | 3.6 | 3.5 | 3.5 |  | 8 | 1983 | WAT |  | N | Y | N | Electric Utility |  |  |  |  | N | [57 empty] | N/A | [39 empty] | 0 | 0 | 10.4
5571 | East Bay Municipal Util Dist | 376 | Pardee | CA | Calaveras | 3 | HY | OP | 8.6 | 9.9 | 9.9 |  | 6 | 1983 | WAT |  | N | Y | N | Electric Utility |  |  |  |  | N | [57 empty] | N/A | [39 empty] | 0 | 0 | 10.4
5571 | East Bay Municipal Util Dist | 56036 | WWTP Power Generation Station | CA | Alameda | GEN1 | IC | OP | 2.2 | 2 | 2 |  | 8 | 1985 | OBG | NG | Y | Y | Y | Commercial CHP |  |  |  |  | N | [57 empty] | GAS | [39 empty] | 1.1659 | 0.0016829 | 10.4
5571 | East Bay Municipal Util Dist | 56036 | WWTP Power Generation Station | CA | Alameda | GEN2 | IC | OP | 2.2 | 2 | 2 |  | 8 | 1985 | OBG | NG | Y | Y | Y | Commercial CHP |  |  |  |  | N | [57 empty] | GAS | [39 empty] | 1.1659 | 0.0016829 | 10.4
5571 | East Bay Municipal Util Dist | 56036 | WWTP Power Generation Station | CA | Alameda | GEN3 | IC | OP | 2.2 | 2 | 2 |  | 8 | 1985 | OBG | NG | Y | Y | Y | Commercial CHP |  |  |  |  | N | [57 empty] | GAS | [39 empty] | 1.1659 | 0.0016829 | 10.4
5571 | East Bay Municipal Util Dist | 57696 | Power Generation Station (PGS) 2 | CA | Alameda | 1 | GT | OP | 4.6 | 3.8 | 3.8 |  | 11 | 2011 | OBG |  | N | Y | Y | Electric Utility | [62 empty] | GAS | [39 empty] | 0.0016829 | 0.0016829 | 10.4
5580 | East Kentucky Power Coop, Inc | 54 | J K Smith | KY | Clark | GT1 | GT | OP | 149 | 104 | 142 |  | 3 | 1999 | NG | DFO | Y | Y | N | Electric Utility |  |  |  |  | N | [57 empty] | GAS | KY | Smith Generating Facility | 54 | SCT1 | 2010 |  | ARP, CAIRNOX, CAIROS, CAIRSO2 | 555.34 | 12 | 29433.98 |  | 0.136 | 0.0751 | 17.787 | 26991.353 | 454191.392 | 4 | East Central Area Reliability Coordination Agreement | Clark | Electric Utility | 4911 | Electric Services | 37.8824 | -84.1025 | East Kentucky Power Cooperative (Owner/Operator) | Phase 2 |  | Operating | Combustion turbine | Pipeline Natural Gas | Residual Oil |  | Water Injection |  | 1800 | 12.2773 | GAS | 131 | 458.0153 | 0.0751 | 0.000599 | 12.2773
5580 | East Kentucky Power Coop, Inc | 54 | J K Smith | KY | Clark | GT10 | GT | OP | 98 | 88 | 107 |  | 5 | 2010 | NG |  | N | Y | N | Electric Utility |  |  |  |  | N | [57 empty] | GAS | KY | Smith Generating Facility | 54 | SCT10 | 2010 |  | ARP, CAIRNOX, CAIROS, CAIRSO2 | 1672.93 | 12 | 94446.9 |  | 0.291 | 0.0151 | 6.014 | 57577.318 | 968860.818 | 4 | East Central Area Reliability Coordination Agreement | Clark | Electric Utility | 4911 | Electric Services | 37.8824 | -84.1025 | East Kentucky Power Cooperative (Owner/Operator) | Phase 2 |  | Operating | Combustion turbine | Pipeline Natural Gas |  |  | Water Injection Selective Catalytic Reduction |  | 993 | 9.0715 | GAS | 106 | 495.283 | 0.0151 | 0.000601 | 9.0715
5580 | East Kentucky Power Coop, Inc | 54 | J K Smith | KY | Clark | GT2 | GT | OP | 149 | 104 | 142 |  | 1 | 1999 | NG | DFO | Y | Y | N | Electric Utility |  |  |  |  | N | [57 empty] | GAS | KY | Smith Generating Facility | 54 | SCT2 | 2010 |  | ARP, CAIRNOX, CAIROS, CAIRSO2 | 90.73 | 12 | 4494.87 |  | 0.022 | 0.0685 | 2.689 | 4370.528 | 73534.595 | 4 | East Central Area Reliability Coordination Agreement | Clark | Electric Utility | 4911 | Electric Services | 37.8824 | -84.1025 | East Kentucky Power Cooperative (Owner/Operator) | Phase 2 |  | Operating | Combustion turbine | Pipeline Natural Gas | Residual Oil |  | Water Injection |  | 1800 | 13.1319 | GAS | 109 | 348.6239 | 0.0685 | 0.000598 | 13.1319
5580 | East Kentucky Power Coop, Inc | 54 | J K Smith | KY | Clark | GT3 | GT | OP | 149 | 104 | 142 |  | 4 | 1999 | NG | DFO | Y | Y | N | Electric Utility |  |  |  |  | N | [57 empty] | GAS | KY | Smith Generating Facility | 54 | SCT3 | 2010 |  | ARP, CAIRNOX, CAIROS, CAIRSO2 | 911.05 | 12 | 47623.04 |  | 0.23 | 0.0703 | 29.985 | 45530.258 | 766153.295 | 4 | East Central Area Reliability Coordination Agreement | Clark | Electric Utility | 4911 | Electric Services | 37.8824 | -84.1025 | East Kentucky Power Cooperative (Owner/Operator) | Phase 2 |  | Operating | Combustion turbine | Pipeline Natural Gas | Residual Oil |  | Water Injection |  | 1800 | 12.6415 | GAS | 140 | 492.8571 | 0.0703 | 0.0006 | 12.6415
5580 | East Kentucky Power Coop, Inc | 54 | J K Smith | KY | Clark | GT4 | GT | OP | 108 | 74 | 98 |  | 11 | 2001 | NG | DFO | Y | Y | N | Electric Utility |  |  |  |  | N | [57 empty] | GAS | KY | Smith Generating Facility | 54 | SCT4 | 2010 |  | ARP, CAIRNOX, CAIROS, CAIRSO2 | 570.88 | 12 | 39605.8 |  | 0.37 | 0.0454 | 10.719 | 32672.228 | 545863.031 | 4 | East Central Area Reliability Coordination Agreement | Clark | Electric Utility | 4911 | Electric Services | 37.8824 | -84.1025 | East Kentucky Power Cooperative (Owner/Operator) | Phase 2 |  | Operating | Combustion turbine | Pipeline Natural Gas | Residual Oil |  | Dry Low NOx Burners Water Injection |  | 1300 | 13.2803 | GAS | 98 | 500 | 0.0454 | 0.0013557 | 13.2803
5580 | East Kentucky Power Coop, Inc | 54 | J K Smith | KY | Clark | GT5 | GT | OP | 108 | 74 | 98 |  | 11 | 2001 | NG | DFO | Y | Y | N | Electric Utility |  |  |  |  | N | [57 empty] | GAS | KY | Smith Generating Facility | 54 | SCT5 | 2010 |  | ARP, CAIRNOX, CAIROS, CAIRSO2 | 524.12 | 12 | 36991.65 |  | 0.397 | 0.0383 | 7.708 | 30280.99 | 504681.256 | 4 | East Central Area Reliability Coordination Agreement | Clark | Electric Utility | 4911 | Electric Services | 37.8824 | -84.1025 | East Kentucky Power Cooperative (Owner/Operator) | Phase 2 |  | Operating | Combustion turbine | Pipeline Natural Gas | Residual Oil |  | Dry Low NOx Burners Water Injection |  | 1300 | 13.1281 | GAS | 86 | 430.2326 | 0.0383 | 0.0015733 | 13.1281
5580 | East Kentucky Power Coop, Inc | 54 | J K Smith | KY | Clark | GT6 | GT | OP | 98 | 74 | 98 |  | 1 | 2005 | NG | DFO | Y | Y | N | Electric Utility |  |  |  |  | N | [57 empty] | GAS | KY | Smith Generating Facility | 54 | SCT6 | 2010 |  | ARP, CAIRNOX, CAIROS, CAIRSO2 | 901.03 | 12 | 62929.42 |  | 0.535 | 0.039 | 13.816 | 51435.493 | 860604.772 | 4 | East Central Area Reliability Coordination Agreement | Clark | Electric Utility | 4911 | Electric Services | 37.8824 | -84.1025 | East Kentucky Power Cooperative (Owner/Operator) | Phase 2 |  | Operating | Combustion turbine | Pipeline Natural Gas | Residual Oil |  | Dry Low NOx Burners Water Injection |  | 1300 | 13.2316 | GAS | 85 | 423.5294 | 0.039 | 0.0012433 | 13.2316
5580 | East Kentucky Power Coop, Inc | 54 | J K Smith | KY | Clark | GT7 | GT | OP | 98 | 74 | 98 |  | 1 | 2005 | NG | DFO | Y | Y | N | Electric Utility |  |  |  |  | N | [57 empty] | GAS | KY | Smith Generating Facility | 54 | SCT7 | 2010 |  | ARP, CAIRNOX, CAIROS, CAIRSO2 | 538.84 | 12 | 36149.22 |  | 0.264 | 0.0362 | 6.433 | 29372.605 | 492088.607 | 4 | East Central Area Reliability Coordination Agreement | Clark | Electric Utility | 4911 | Electric Services | 37.8824 | -84.1025 | East Kentucky Power Cooperative (Owner/Operator) | Phase 2 |  | Operating | Combustion turbine | Pipeline Natural Gas | Residual Oil |  | Dry Low NOx Burners Water Injection |  | 1300 | 13.1203 | GAS | 85 | 423.5294 | 0.0362 | 0.001073 | 13.1203
5580 | East Kentucky Power Coop, Inc | 54 | J K Smith | KY | Clark | GT9 | GT | OP | 98 | 88 | 107 |  | 5 | 2010 | NG |  | N | Y | N | Electric Utility |  |  |  |  | N | [57 empty] | GAS | KY | Smith Generating Facility | 54 | SCT9 | 2010 |  | ARP, CAIRNOX, CAIROS, CAIRSO2 | 1605.45 | 12 | 91962.81 |  | 0.278 | 0.0155 | 5.819 | 55154.069 | 928076.4 | 4 | East Central Area Reliability Coordination Agreement | Clark | Electric Utility | 4911 | Electric Services | 37.8824 | -84.1025 | East Kentucky Power Cooperative (Owner/Operator) | Phase 2 |  | Operating | Combustion turbine | Pipeline Natural Gas |  |  | Water Injection Selective Catalytic Reduction |  | 993 | 8.995 | GAS | 108 | 495.3271 | 0.0155 | 0.000599 | 8.995
5580 | East Kentucky Power Coop, Inc | 1384 | Cooper | KY | Pulaski | 1 | ST | OP | 113.6 | 116 | 116 |  | 2 | 1965 | BIT |  | N | Y | N | Electric Utility |  |  |  |  | N | Y |  | Y |  |  |  | 1 | 1965 | 562500 | [31 empty] | OP | EK |  |  | 12 |  | 1.6 |  |  |  | 98 | 302 | 400000 |  |  |  |  | COAL | KY | John S. Cooper | 1384 | 1 | 2010 | CS1 | ARP, CAIRNOX, CAIROS, CAIRSO2 | 7870.43 | 12 | 656750.62 |  | 5957.363 | 0.4482 | 1289.42 | 589498.421 | 5745590.148 | 4 | East Central Area Reliability Coordination Agreement | Pulaski | Electric Utility | 4911 | Electric Services | 37 | -84.5917 | East Kentucky Power Cooperative (Owner/Operator) | Table 1 | Phase 1 Group 1 | Operating | Dry bottom wall-fired boiler | Coal |  |  | Low NOx Burner Technology (Dry Bottom only) | Electrostatic Precipitator | 1381 | 8.7298 | COAL | 122 | 1974.1379 | 0.4482 | 2.0737 | 8.7298
5580 | East Kentucky Power Coop, Inc | 1384 | Cooper | KY | Pulaski | 2 | ST | OP | 230.4 | 225 | 225 |  | 10 | 1969 | BIT |  | N | Y | N | Electric Utility |  |  |  |  | N | Y |  | Y |  |  |  | 1 | 1965 | 562500 | [31 empty] | OP | EK |  |  | 12 |  | 1.6 |  |  |  | 98 | 584 | 754000 | OP | LN | OV | SN | COAL | KY | John S. Cooper | 1384 | 2 | 2010 | CS1 | ARP, CAIRNOX, CAIROS, CAIRSO2 | 7675.36 | 12 | 1313436.27 |  | 12052.056 | 0.4539 | 2618.808 | 1180946.258 | 11510161.63 | 4 | East Central Area Reliability Coordination Agreement | Pulaski | Electric Utility | 4911 | Electric Services | 37 | -84.5917 | East Kentucky Power Cooperative (Owner/Operator) | Table 1 | Phase 1 Group 1 | Operating | Dry bottom wall-fired boiler | Coal |  |  | Low NOx Burner Technology (Dry Bottom only) | Electrostatic Precipitator | 2418 | 8.7469 | COAL | 242 | 1962.2222 | 0.4539 | 2.0942 | 8.7469
5580 | East Kentucky Power Coop, Inc | 1385 | Dale | KY | Clark | 1 | ST | OP | 27 | 23 | 23 |  | 12 | 1954 | BIT |  | N | Y | N | Electric Utility |  |  |  |  | N | Y |  | Y |  |  |  | 1 | 1954 | 125000 | [31 empty] | OP | EW |  |  | 12 |  | 1.1 |  |  |  | 99.1 | 21 | 353000 |  |  |  |  | COAL | KY | William C. Dale | 1385 | 1 | 2010 | CS1 | ARP, CAIRNOX, CAIROS, CAIRSO2 | 5959.65 | 12 | 97119.53 |  | 818.173 | 0.3867 | 237.347 | 124107.572 | 1209730.6 | 4 | East Central Area Reliability Coordination Agreement | Clark | Electric Utility | 4911 | Electric Services | 37.8807 | -84.2634 | East Kentucky Power Cooperative (Owner/Operator) | Phase 2 | Phase II Group 1 | Operating | Dry bottom wall-fired boiler | Coal |  |  | Low NOx Burner Technology w/ Overfire Air | Electrostatic Precipitator | 278 | 12.1337 | COAL | 24 | 1978.2609 | 0.3867 | 1.3527 | 12.1337
5580 | East Kentucky Power Coop, Inc | 1385 | Dale | KY | Clark | 2 | ST | OP | 27 | 23 | 23 |  | 12 | 1954 | BIT |  | N | Y | N | Electric Utility |  |  |  |  | N | Y |  | Y |  |  |  | 1 | 1954 | 125000 | [31 empty] | OP | EW |  |  | 12 |  | 1.1 |  |  |  | 99.1 | 21 | 353000 |  |  |  |  | COAL | KY | William C. Dale | 1385 | 2 | 2010 | CS1 | ARP, CAIRNOX, CAIROS, CAIRSO2 | 6020.73 | 12 | 96765.83 |  | 818.606 | 0.3928 | 240.746 | 124452.586 | 1213090.66 | 4 | East Central Area Reliability Coordination Agreement | Clark | Electric Utility | 4911 | Electric Services | 37.8807 | -84.2634 | East Kentucky Power Cooperative (Owner/Operator) | Phase 2 | Phase II Group 1 | Operating | Dry bottom wall-fired boiler | Coal |  |  | Low NOx Burner Technology w/ Overfire Air | Electrostatic Precipitator | 278 | 12.2113 | COAL | 24 | 1978.2609 | 0.3928 | 1.3496 | 12.2113
5580 | East Kentucky Power Coop, Inc | 1385 | Dale | KY | Clark | 3 | ST | OP | 81 | 74 | 75 |  | 10 | 1957 | BIT |  | N | Y | N | Electric Utility |  |  |  |  | N | Y |  | Y |  |  |  | 2 | 1954 | 184000 | [31 empty] | OP | EK |  |  | 12 |  | 0.9 |  |  |  | 98 | 96 | 291000 | OP | OV |  |  | COAL | KY | William C. Dale | 1385 | 3 | 2010 | CS2 | ARP, CAIRNOX, CAIROS, CAIRSO2 | 7300.89 | 12 | 387775.72 |  | 2984.051 | 0.378 | 805.736 | 433476.322 | 4224941.082 | 4 | East Central Area Reliability Coordination Agreement | Clark | Electric Utility | 4911 | Electric Services | 37.8807 | -84.2634 | East Kentucky Power Cooperative (Owner/Operator) | Phase 2 | Early Election | Operating | Dry bottom wall-fired boiler | Coal |  |  | Low NOx Burner Technology (Dry Bottom only) | Electrostatic Precipitator | 944 | 10.83 | COAL | 80 | 1966.6667 | 0.378 | 1.4126 | 10.83
5580 | East Kentucky Power Coop, Inc | 1385 | Dale | KY | Clark | 4 | ST | OP | 81 | 75 | 75 |  | 8 | 1960 | BIT |  | N | Y | N | Electric Utility |  |  |  |  | N | Y |  | Y |  |  |  | 2 | 1954 | 184000 | [31 empty] | OP | EK |  |  | 12 |  | 0.9 |  |  |  | 98 | 95 | 291000 | OP | OV |  |  | COAL | KY | William C. Dale | 1385 | 4 | 2010 | CS2 | ARP, CAIRNOX, CAIROS, CAIRSO2 | 6572.95 | 12 | 356837.34 |  | 2732.708 | 0.3732 | 727.982 | 399662.832 | 3895392.755 | 4 | East Central Area Reliability Coordination Agreement | Clark | Electric Utility | 4911 | Electric Services | 37.8807 | -84.2634 | East Kentucky Power Cooperative (Owner/Operator) | Phase 2 | Early Election | Operating | Dry bottom wall-fired boiler | Coal |  |  | Low NOx Burner Technology (Dry Bottom only) | Electrostatic Precipitator | 985 | 10.8355 | COAL | 80 | 1966.6667 | 0.3732 | 1.403 | 10.8355
5580 | East Kentucky Power Coop, Inc | 6041 | H L Spurlock | KY | Mason | 1 | ST | OP | 357.6 | 300 | 300 |  | 9 | 1977 | BIT |  | N | Y | N | Electric Utility |  |  |  |  | N | Y |  | Y |  |  |  | 1 | 1977 | 619320 | [16 empty] | OP | SP |  |  |  | LS |  |  |  | N | 3.5 | 98 | 313 | 1021000 | 100 | OP | EK | WS |  | 20 |  | 3.7 |  |  |  | 99.7 | 99 | 1300000 | OP | OV | SR |  | COAL | KY | H L Spurlock | 6041 | 1 | 2010 |  | ARP, CAIRNOX, CAIROS, CAIRSO2 | 8080.41 | 12 | 2223987.12 |  | 2327.873 | 0.0899 | 963.24 | 2200838.247 | 21450632.71 | 4 | East Central Area Reliability Coordination Agreement | Mason | Electric Utility | 4911 | Electric Services | 38.7 | -83.8175 | East Kentucky Power Cooperative (Owner/Operator) | Table 1 | Phase 1 Group 1 | Operating | Dry bottom wall-fired boiler | Coal |  | Wet Limestone | Selective Catalytic Reduction Low NOx Burner Technology (Dry Bottom only) | Electrostatic Precipitator Wet ESP Wet Scrubber | 3641 | 9.6066 | COAL | 331 | 1948.3333 | 0.0899 | 0.21704 | 9.6066
5580 | East Kentucky Power Coop, Inc | 6041 | H L Spurlock | KY | Mason | 2 | ST | OP | 592.1 | 510 | 510 |  | 3 | 1981 | BIT |  | N | Y | N | Electric Utility |  |  |  |  | N | Y |  | Y |  |  |  | 2 | 1981 | 1000000 | [16 empty] | OP | SD |  |  |  | LI |  |  |  | Y | 3.6 | 90 | 2000 | 1468000 | 90 | OP | EW | WS |  | 10.1 |  | 0.7 |  |  |  | 99.5 | 238 | 2924000 |  |  |  |  | COAL | KY | H L Spurlock | 6041 | 2 | 2010 |  | ARP, CAIRNOX, CAIROS, CAIRSO2 | 7325.58 | 12 | 3411447.69 |  | 1876.017 | 0.0779 | 1351.056 | 3614029.109 | 35224440.52 | 4 | East Central Area Reliability Coordination Agreement | Mason | Electric Utility | 4911 | Electric Services | 38.7 | -83.8175 | East Kentucky Power Cooperative (Owner/Operator) | Phase 2 | Early Election | Operating | Tangentially-fired | Coal |  | Wet Lime FGD | Selective Catalytic Reduction Low NOx Burner Technology w/ Closed-coupled OFA | Wet ESP Wet Scrubber Electrostatic Precipitator | 5600 | 10.3371 | COAL | 561 | 1950 | 0.0779 | 0.10652 | 10.3254
5580 | East Kentucky Power Coop, Inc | 6041 | H L Spurlock | KY | Mason | 3 | ST | OP | 329.4 | 268 | 268 |  | 3 | 2005 | BIT | WC | Y | Y | N | Electric Utility |  |  |  |  | N |  | Y | Y |  |  |  | 3 | 2005 | 317000 | [16 empty] | OP | SD |  |  |  | LS |  |  |  | N | 4.5 | 71.2 | 494 |  | 100 | OP | BP |  |  | 20 |  | 4.5 |  |  |  | 99 | 37.5 | 1270000 |  |  |  |  | COAL | KY | H L Spurlock | 6041 | 3 | 2010 |  | ARP, CAIRNOX, CAIROS, CAIRSO2 | 7628.08 | 12 | 2135053.43 |  | 1387.066 | 0.0739 | 699.869 | 2015152.235 | 19640878.68 | 4 | East Central Area Reliability Coordination Agreement | Mason | Electric Utility | 4911 | Electric Services | 38.7 | -83.8175 | East Kentucky Power Cooperative (Owner/Operator) | Phase 2 |  | Operating | Circulating fluidized bed boiler | Coal |  | Fluidized Bed Limestone Injection | Selective Non-catalytic Reduction | Baghouse | 2500 | 9.1747 | COAL | 302 | 1936.5672 | 0.0739 | 0.14124 | 9.1747
5580 | East Kentucky Power Coop, Inc | 6041 | H L Spurlock | KY | Mason | 4 | ST | OP | 329.4 | 268 | 268 |  | 4 | 2009 | BIT | WC | Y | Y | N | Electric Utility |  |  |  |  | N |  | Y | Y |  |  |  | 4 | 2009 | 317000 | [16 empty] | OP | SD |  |  |  | LS |  |  |  | N | 4.5 | 73.1 | 520.6 |  | 100 | OP | BP |  |  | 20 |  | 4.5 |  |  |  | 99 | 37.5 | 1270000 |  |  |  |  | COAL | KY | H L Spurlock | 6041 | 4 | 2010 |  | ARP, CAIRNOX, CAIROS, CAIRSO2 | 7986.09 | 12 | 2256165 |  | 1023.745 | 0.0678 | 664.212 | 2059857.011 | 20076538.55 | 4 | East Central Area Reliability Coordination Agreement | Mason | Electric Utility | 4911 | Electric Services | 38.7 | -83.8175 | East Kentucky Power Cooperative (Owner/Operator) | Phase 2 |  | Operating | Circulating fluidized bed boiler | Coal |  | Fluidized Bed Limestone Injection | Selective Non-catalytic Reduction | Baghouse | 2800 | 8.8898 | COAL | 302 | 1936.5672 | 0.0678 | 0.10198 | 8.8898
5580 | East Kentucky Power Coop, Inc | 56277 | Bavarian LFGTE | KY | Boone | 1 | IC | OP | 0.8 | 0.8 | 0.8 |  | 9 | 2003 | LFG |  | N | Y | N | Electric Utility |  |  |  |  | N | [57 empty] | GAS | [39 empty] | 1.1659 | 0.0016829 | 10.4
5580 | East Kentucky Power Coop, Inc | 56277 | Bavarian LFGTE | KY | Boone | 2 | IC | OP | 0.8 | 0.8 | 0.8 |  | 9 | 2003 | LFG |  | N | Y | N | Electric Utility |  |  |  |  | N | [57 empty] | GAS | [39 empty] | 1.1659 | 0.0016829 | 10.4
5580 | East Kentucky Power Coop, Inc | 56277 | Bavarian LFGTE | KY | Boone | 3 | IC | OP | 0.8 | 0.8 | 0.8 |  | 9 | 2003 | LFG |  | N | Y | N | Electric Utility |  |  |  |  | N | [57 empty] | GAS | [39 empty] | 1.1659 | 0.0016829 | 10.4
5580 | East Kentucky Power Coop, Inc | 56277 | Bavarian LFGTE | KY | Boone | 4 | IC | OP | 0.8 | 0.8 | 0.8 |  | 9 | 2003 | LFG |  | N | Y | N | Electric Utility |  |  |  |  | N | [57 empty] | GAS | [39 empty] | 1.1659 | 0.0016829 | 10.4
5580 | East Kentucky Power Coop, Inc | 56278 | Green Valley LFGTE | KY | Greenup | 1 | IC | OP | 0.8 | 0.8 | 0.8 |  | 9 | 2003 | LFG |  | N | Y | N | Electric Utility |  |  |  |  | N | [57 empty] | GAS | [39 empty] | 1.1659 | 0.0016829 | 10.4
5580 | East Kentucky Power Coop, Inc | 56278 | Green Valley LFGTE | KY | Greenup | 2 | IC | OP | 0.8 | 0.8 | 0.8 |  | 9 | 2003 | LFG |  | N | Y | N | Electric Utility |  |  |  |  | N | [57 empty] | GAS | [39 empty] | 1.1659 | 0.0016829 | 10.4
5580 | East Kentucky Power Coop, Inc | 56278 | Green Valley LFGTE | KY | Greenup | 3 | IC | OP | 0.8 | 0.8 | 0.8 |  | 9 | 2003 | LFG |  | N | Y | N | Electric Utility |  |  |  |  | N | [57 empty] | GAS | [39 empty] | 1.1659 | 0.0016829 | 10.4
5580 | East Kentucky Power Coop, Inc | 56279 | Laurel Ridge LFGTE | KY | Laurel | 1 | IC | OP | 0.8 | 0.8 | 0.8 |  | 9 | 2003 | LFG |  | N | Y | N | Electric Utility |  |  |  |  | N | [57 empty] | GAS | [39 empty] | 1.1659 | 0.0016829 | 10.4
5580 | East Kentucky Power Coop, Inc | 56279 | Laurel Ridge LFGTE | KY | Laurel | 2 | IC | OP | 0.8 | 0.8 | 0.8 |  | 9 | 2003 | LFG |  | N | Y | N | Electric Utility |  |  |  |  | N | [57 empty] | GAS | [39 empty] | 1.1659 | 0.0016829 | 10.4
5580 | East Kentucky Power Coop, Inc | 56279 | Laurel Ridge LFGTE | KY | Laurel | 3 | IC | OP | 0.8 | 0.8 | 0.8 |  | 9 | 2003 | LFG |  | N | Y | N | Electric Utility |  |  |  |  | N | [57 empty] | GAS | [39 empty] | 1.1659 | 0.0016829 | 10.4
5580 | East Kentucky Power Coop, Inc | 56279 | Laurel Ridge LFGTE | KY | Laurel | 4 | IC | OP | 0.8 | 0.8 | 0.8 |  | 9 | 2003 | LFG |  | N | Y | N | Electric Utility |  |  |  |  | N | [57 empty] | GAS | [39 empty] | 1.1659 | 0.0016829 | 10.4
5580 | East Kentucky Power Coop, Inc | 56279 | Laurel Ridge LFGTE | KY | Laurel | 5 | IC | OP | 0.8 | 0.8 | 0.8 |  | 2 | 2006 | LFG |  | N | Y | N | Electric Utility | [62 empty] | GAS | [39 empty] | 1.1659 | 0.0016829 | 10.4
5580 | East Kentucky Power Coop, Inc | 56280 | Hardin County LFGTE | KY | Hardin | 1 | IC | OP | 0.8 | 0.8 | 0.8 |  | 1 | 2006 | LFG |  | N | Y | N | Electric Utility |  |  |  |  | N | [57 empty] | GAS | [39 empty] | 1.1659 | 0.0016829 | 10.4
5580 | East Kentucky Power Coop, Inc | 56280 | Hardin County LFGTE | KY | Hardin | 2 | IC | OP | 0.8 | 0.8 | 0.8 |  | 1 | 2006 | LFG |  | N | Y | N | Electric Utility |  |  |  |  | N | [57 empty] | GAS | [39 empty] | 1.1659 | 0.0016829 | 10.4
5580 | East Kentucky Power Coop, Inc | 56280 | Hardin County LFGTE | KY | Hardin | 3 | IC | OP | 0.8 | 0.8 | 0.8 |  | 1 | 2006 | LFG |  | N | Y | N | Electric Utility |  |  |  |  | N | [57 empty] | GAS | [39 empty] | 1.1659 | 0.0016829 | 10.4
5580 | East Kentucky Power Coop, Inc | 56327 | Pendleton County LFGTE | KY | Pendleton | 1 | IC | OP | 0.8 | 0.8 | 0.8 |  | 2 | 2007 | LFG |  | N | Y | N | Electric Utility |  |  |  |  | N | [57 empty] | GAS | [39 empty] | 1.1659 | 0.0016829 | 10.4
5580 | East Kentucky Power Coop, Inc | 56327 | Pendleton County LFGTE | KY | Pendleton | 2 | IC | OP | 0.8 | 0.8 | 0.8 |  | 2 | 2007 | LFG |  | N | Y | N | Electric Utility |  |  |  |  | N | [57 empty] | GAS | [39 empty] | 1.1659 | 0.0016829 | 10.4
5580 | East Kentucky Power Coop, Inc | 56327 | Pendleton County LFGTE | KY | Pendleton | 3 | IC | OP | 0.8 | 0.8 | 0.8 |  | 2 | 2007 | LFG |  | N | Y | N | Electric Utility |  |  |  |  | N | [57 empty] | GAS | [39 empty] | 1.1659 | 0.0016829 | 10.4
5580 | East Kentucky Power Coop, Inc | 56327 | Pendleton County LFGTE | KY | Pendleton | 4 | IC | OP | 0.8 | 0.8 | 0.8 |  | 2 | 2007 | LFG |  | N | Y | N | Electric Utility | [62 empty] | GAS | [39 empty] | 1.1659 | 0.0016829 | 10.4
5580 | East Kentucky Power Coop, Inc | 56977 | Mason County LFGTE | KY | Mason | 1 | IC | OP | 2 | 1.6 | 1.6 |  | 5 | 2009 | LFG |  | N | Y | N | Electric Utility |  |  |  |  | N | [57 empty] | GAS | [39 empty] | 1.1659 | 0.0016829 | 10.4
5610 | Eastman Chemical Co-TN Ops | 50481 | Tennessee Eastman Operations | TN | Sullivan | TG10 | ST | OP | 6 | 6 | 6 |  | 2 | 1946 | BIT | NG | N | N | Y | Industrial CHP |  |  |  |  | N |  |  | Y |  |  |  | B | 1947 | 283500 | [31 empty] | OP | EK | [5 empty] | 2.7 |  |  | 97¦¦ 96¦¦ 96 | 6.8¦¦ 9.52¦¦ 2.82¦¦ 5.93¦¦ 4.47¦¦ 12.19¦¦ 21.82 | 109000¦¦ 97942¦¦ 95838¦¦ 100065¦¦ 79559¦¦ 235000¦¦ 235000 |  |  |  |  | COAL | [39 empty] | 0.89635 | 1.813 | 14.5033
5610 | Eastman Chemical Co-TN Ops | 50481 | Tennessee Eastman Operations | TN | Sullivan | TG11 | ST | OP | 6 | 6 | 6 |  | 5 | 1949 | BIT | NG | N | N | Y | Industrial CHP |  |  |  |  | N |  |  | Y |  |  |  | B | 1947 | 283500 | [31 empty] | OP | EK | [5 empty] | 2.7 |  |  | 97¦¦ 96¦¦ 96 | 6.8¦¦ 9.52¦¦ 2.82¦¦ 5.93¦¦ 4.47¦¦ 12.19¦¦ 21.82 | 109000¦¦ 97942¦¦ 95838¦¦ 100065¦¦ 79559¦¦ 235000¦¦ 235000 |  |  |  |  | COAL | [39 empty] | 0.88677 | 1.7561 | 14.3278
5610 | Eastman Chemical Co-TN Ops | 50481 | Tennessee Eastman Operations | TN | Sullivan | TG12 | ST | OP | 6 | 6 | 6 |  | 2 | 1953 | BIT | NG | N | N | Y | Industrial CHP |  |  |  |  | N |  |  | Y |  |  |  | B | 1947 | 283500 | [31 empty] | OP | EK | [5 empty] | 2.7 |  |  | 97¦¦ 96¦¦ 96 | 6.8¦¦ 9.52¦¦ 2.82¦¦ 5.93¦¦ 4.47¦¦ 12.19¦¦ 21.82 | 109000¦¦ 97942¦¦ 95838¦¦ 100065¦¦ 79559¦¦ 235000¦¦ 235000 |  |  |  |  | COAL | [39 empty] | 0.87341 | 1.6787 | 14.0939
5610 | Eastman Chemical Co-TN Ops | 50481 | Tennessee Eastman Operations | TN | Sullivan | TG13 | ST | OP | 7 | 7 | 7 |  | 1 | 1960 | BIT | NG | N | N | Y | Industrial CHP |  |  |  |  | N |  |  | Y |  |  |  | B | 1947 | 283500 | [31 empty] | OP | EK | [5 empty] | 2.7 |  |  | 96 | 12.19 | 235000 |  |  |  |  | COAL | [39 empty] | 0.80021 | 1.4881 | 13.5358
5610 | Eastman Chemical Co-TN Ops | 50481 | Tennessee Eastman Operations | TN | Sullivan | TG14 | ST | OP | 10 | 10 | 10 |  | 4 | 1962 | BIT | NG | N | N | Y | Industrial CHP |  |  |  |  | N |  |  | Y |  |  |  | B | 1947 | 283500 | [31 empty] | OP | EK | [5 empty] | 2.7 |  |  | 97¦¦ 96¦¦ 96 | 6.8¦¦ 9.52¦¦ 2.82¦¦ 5.93¦¦ 4.47¦¦ 12.19¦¦ 21.82 | 109000¦¦ 97942¦¦ 95838¦¦ 100065¦¦ 79559¦¦ 235000¦¦ 235000 |  |  |  |  | COAL | [39 empty] | 0.69304 | 1.3405 | 13.0951
5610 | Eastman Chemical Co-TN Ops | 50481 | Tennessee Eastman Operations | TN | Sullivan | TG15 | ST | OP | 7.5 | 7.5 | 7.5 |  | 10 | 1963 | BIT | NG | N | N | Y | Industrial CHP |  |  |  |  | N |  |  | Y |  |  |  | B | 1947 | 283500 | [31 empty] | OP | EK | [5 empty] | 2.7 |  |  | 96 | 21.82 | 235000 |  |  |  |  | COAL | [39 empty] | 0.76892 | 1.407 | 13.307
5610 | Eastman Chemical Co-TN Ops | 50481 | Tennessee Eastman Operations | TN | Sullivan | TG16 | ST | OP | 10.4 | 10.4 | 10.4 |  | 7 | 1966 | BIT | NG | N | N | Y | Industrial CHP |  |  |  |  | N | Y |  | Y |  |  |  | 253-25 | 1966 | 105000 | [31 empty] | OP | EK | [5 empty] | 1.4 |  |  | 99.9 | 11 | 235000 |  |  |  |  | COAL | [39 empty] | 0.66968 | 1.2545 | 12.8685
5610 | Eastman Chemical Co-TN Ops | 50481 | Tennessee Eastman Operations | TN | Sullivan | TG17 | ST | OP | 10.4 | 10.4 | 10.4 |  | 10 | 1966 | BIT | NG | N | N | Y | Industrial CHP |  |  |  |  | N | Y |  | Y |  |  |  | 253-26 | 1966 | 105000 | [31 empty] | OP | EK | [5 empty] | 1.4 |  |  | 99.9 | 11 | 235000 |  |  |  |  | COAL | [39 empty] | 0.66968 | 1.2545 | 12.8685
5610 | Eastman Chemical Co-TN Ops | 50481 | Tennessee Eastman Operations | TN | Sullivan | TG18 | ST | OP | 10.4 | 10.4 | 10.4 |  | 7 | 1967 | BIT | NG | N | N | Y | Industrial CHP |  |  |  |  | N | Y |  | Y |  |  |  | 253-27 | 1967 | 105000 | [31 empty] | OP | EK | [5 empty] | 1.4 |  |  | 99.9 | 11 | 235000 |  |  |  |  | COAL | [39 empty] | 0.66625 | 1.2355 | 12.8209
5610 | Eastman Chemical Co-TN Ops | 50481 | Tennessee Eastman Operations | TN | Sullivan | TG19 | ST | OP | 10.4 | 10.4 | 10.4 |  | 3 | 1970 | BIT | NG | N | N | Y | Industrial CHP |  |  |  |  | N | Y |  | Y |  |  |  | 253-28 | 1970 | 105000 | [31 empty] | OP | EK | [5 empty] | 1.4 |  |  | 99.9 | 11 | 235000 |  |  |  |  | COAL | [39 empty] | 0.65555 | 1.1775 | 12.6782
5610 | Eastman Chemical Co-TN Ops | 50481 | Tennessee Eastman Operations | TN | Sullivan | TG20 | ST | OP | 10.4 | 10.4 | 10.4 |  | 4 | 1972 | BIT | NG | N | N | Y | Industrial CHP |  |  |  |  | N | Y |  | Y |  |  |  | 253-29 | 1972 | 105000 | [31 empty] | OP | EK | [5 empty] | 1.4 |  |  | 99.9 | 11 | 235000 |  |  |  |  | COAL | [39 empty] | 0.64807 | 1.138 | 12.5831
5610 | Eastman Chemical Co-TN Ops | 50481 | Tennessee Eastman Operations | TN | Sullivan | TG21 | ST | OP | 15 | 15 | 15 |  | 7 | 1969 | BIT | NG | N | N | Y | Industrial CHP |  |  |  |  | N | Y |  | Y |  |  |  | 253-28¦¦253-29¦¦253-25¦¦253-26¦¦253-27 | 1970¦¦ 1972¦¦ 1966¦¦ 1966¦¦ 1967 | 105000 | [31 empty] | OP | EK | [5 empty] | 1.4 |  |  | 99.9 | 11 | 235000 |  |  |  |  | COAL | [39 empty] | 0.57406 | 1.1056 | 12.438
5610 | Eastman Chemical Co-TN Ops | 50481 | Tennessee Eastman Operations | TN | Sullivan | TG22 | ST | OP | 15.4 | 15.4 | 15.4 |  | 9 | 1982 | BIT | NG | N | N | Y | Industrial CHP |  |  |  |  | N | Y |  | Y |  |  |  | 325-30 | 1982 | 275000 | [16 empty] | OP | SD |  |  |  | LA |  |  |  | N | 1 | 91 | 257 | 316512 | 100 | OP | EK | [5 empty] | 1 |  |  | 99.8 | 14 | 285570 |  |  |  |  | COAL | [39 empty] | 0.52188 | 0.35976 | 11.9002
5610 | Eastman Chemical Co-TN Ops | 50481 | Tennessee Eastman Operations | TN | Sullivan | TG24 | ST | OP | 16.8 | 16.8 | 16.8 |  | 7 | 1983 | BIT | NG | N | N | Y | Industrial CHP |  |  |  |  | N | Y |  | Y |  |  |  | 253-27¦¦253-28¦¦253-29¦¦253-25¦¦253-26 | 1967¦¦ 1970¦¦ 1972¦¦ 1966¦¦ 1966 | 105000 | [31 empty] | OP | EK | [5 empty] | 1.4 |  |  | 99.9 | 11 | 235000 |  |  |  |  | COAL | [39 empty] | 0.50092 | 0.81725 | 11.8162
5610 | Eastman Chemical Co-TN Ops | 50481 | Tennessee Eastman Operations | TN | Sullivan | TG25 | ST | OP | 18 | 18 | 18 |  | 12 | 1994 | BIT | NG | N | N | Y | Industrial CHP |  |  |  |  | N | Y |  | Y |  |  |  | 325-30 | 1982 | 275000 | [16 empty] | OP | SD |  |  |  | LA |  |  |  | N | 1 | 91¦¦ 93 | 257¦¦ 197 | 316512¦¦ 310939 | 100 | OP | EK¦¦BR | [5 empty] | 1 |  |  | 99.8¦¦ 99.7 | 14¦¦ 16 | 285570¦¦ 276300 |  |  |  |  | COAL | [39 empty] | 0.43411 | 0.23978 | 11.3777
5610 | Eastman Chemical Co-TN Ops | 50481 | Tennessee Eastman Operations | TN | Sullivan | TG26 | ST | OP | 16.6 | 16.6 | 16.6 |  | 10 | 1994 | BIT | NG | N | N | Y | Industrial CHP |  |  |  |  | N | Y |  | Y | N |  |  | 325-30 | 1982 | 275000 | [16 empty] | OP | SD |  |  |  | LA |  |  |  | N | 1 | 93 | 197 | 310939 | 100 | OP | BR | [5 empty] | 1 |  |  | 99.7 | 16 | 276300 |  |  |  |  | COAL | [39 empty] | 0.44758 | 0.24402 | 11.4011
5610 | Eastman Chemical Co-TN Ops | 50481 | Tennessee Eastman Operations | TN | Sullivan | TGO7 | ST | OP | 6 | 6 | 6 |  | 9 | 1936 | BIT | NG | N | N | Y | Industrial CHP |  |  |  |  | N |  |  | Y |  |  |  | B | 1947 | 283500 | [31 empty] | OP | EK | [5 empty] | 2.7 |  |  | 97¦¦ 96¦¦ 96 | 6.8¦¦ 9.52¦¦ 2.82¦¦ 5.93¦¦ 4.47¦¦ 12.19¦¦ 21.82 | 109000¦¦ 97942¦¦ 95838¦¦ 100065¦¦ 79559¦¦ 235000¦¦ 235000 |  |  |  |  | COAL | [39 empty] | 0.92595 | 1.9967 | 15.0883
5610 | Eastman Chemical Co-TN Ops | 50481 | Tennessee Eastman Operations | TN | Sullivan | TGO8 | ST | OP | 6 | 6 | 6 |  | 9 | 1939 | BIT | NG | N | N | Y | Industrial CHP |  |  |  |  | N |  |  | Y |  |  |  | B | 1947 | 283500 | [31 empty] | OP | EK | [5 empty] | 2.7 |  |  | 97¦¦ 96¦¦ 96 | 6.8¦¦ 9.52¦¦ 2.82¦¦ 5.93¦¦ 4.47¦¦ 12.19¦¦ 21.82 | 109000¦¦ 97942¦¦ 95838¦¦ 100065¦¦ 79559¦¦ 235000¦¦ 235000 |  |  |  |  | COAL | [39 empty] | 0.91742 | 1.9425 | 14.9128
5610 | Eastman Chemical Co-TN Ops | 50481 | Tennessee Eastman Operations | TN | Sullivan | TGO9 | ST | OP | 6 | 6 | 6 |  | 7 | 1941 | BIT | NG | N | N | Y | Industrial CHP |  |  |  |  | N |  |  | Y |  |  |  | B | 1947 | 283500 | [31 empty] | OP | EK | [5 empty] | 2.7 |  |  | 97¦¦ 96¦¦ 96 | 6.8¦¦ 9.52¦¦ 2.82¦¦ 5.93¦¦ 4.47¦¦ 12.19¦¦ 21.82 | 109000¦¦ 97942¦¦ 95838¦¦ 100065¦¦ 79559¦¦ 235000¦¦ 235000 |  |  |  |  | COAL | [39 empty] | 0.91157 | 1.906 | 14.7958
5623 | Eastman Gelatine Corp | 50955 | Eastman Gelatine | MA | Essex | GEN3 | ST | OP | 3.7 | 3.3 | 3.3 |  | 4 | 1969 | NG | RFO | Y | Y | Y | Industrial CHP |  |  |  |  | N | [57 empty] | GAS | [39 empty] | 0.777 | 0.0027749 | 12.86
5624 | Eastman Kodak Co | 10025 | Kodak Park Site | NY | Monroe | 17TG | ST | OP | 15 | 15 | 15 |  | 12 | 1968 | BIT | RFO | N | Y | Y | Industrial CHP |  |  |  |  | N | [5 empty] | Y | 41¦¦13/14¦¦13/14¦¦13/14¦¦13/14 | 1984¦¦ 1907¦¦ 1907¦¦ 1907¦¦ 1907 | 173000¦¦ 179750¦¦ 179750¦¦ 179750¦¦ 179750 | [31 empty] | OP | EH¦¦EW¦¦EW |  |  | 6.5¦¦ 6.6¦¦ 6.6¦¦ 10.8 | 0.1¦¦ 0 | 1.7¦¦ .7 |  | 1.2¦¦ .1 |  | 95¦¦ 98.3¦¦ 99.7 | 59.6¦¦ 68.8¦¦ 7.2 | 152000¦¦ 204000¦¦ 224000 |  |  |  |  | COAL | [39 empty] | 0.52656 | 1.2102 | 12.2822
5624 | Eastman Kodak Co | 10025 | Kodak Park Site | NY | Monroe | 22TG | ST | OP | 12.5 | 12.5 | 12.5 |  | 8 | 1954 | BIT | RFO | N | Y | Y | Industrial CHP |  |  |  |  | N | [5 empty] | Y | 41 | 1984 | 173000 | [31 empty] | OP | EH¦¦EW¦¦EW |  |  | 6.5¦¦ 6.6¦¦ 6.6¦¦ 10.8 | 0.1¦¦ 0 | 1.7¦¦ .7 |  | 1.2¦¦ .1 |  | 95¦¦ 98.3¦¦ 99.7 | 59.6¦¦ 68.8¦¦ 7.2 | 152000¦¦ 204000¦¦ 224000 |  |  |  |  | COAL | [39 empty] | 0.6016 | 1.5243 | 13.044
5624 | Eastman Kodak Co | 10025 | Kodak Park Site | NY | Monroe | 41TG | ST | OP | 25.6 | 25.6 | 25.6 |  | 5 | 1964 | BIT | NG | Y | Y | Y | Industrial CHP |  |  |  |  | N | [5 empty] | Y | 41 | 1984 | 173000 | [31 empty] | OP | EH¦¦EW¦¦EW |  |  | 6.5¦¦ 6.6¦¦ 6.6¦¦ 10.8 | 0.1¦¦ 0 | 1.7¦¦ .7 |  | 1.2¦¦ .1 |  | 95¦¦ 98.3¦¦ 99.7 | 59.6¦¦ 68.8¦¦ 7.2 | 152000¦¦ 204000¦¦ 224000 |  |  |  |  | COAL | NY | Eastman Kodak - Kodak Park | 10025 | 3B | 2010 |  | CAIROS | 7599.82 | 12 |  | 2640030.78 |  | 0.5747 | 996.951 |  | 3465133.247 | 2 |  | Monroe | Industrial Boiler | 3861 | Manufacturing of Photographic Supplies | 43.1969 | -77.6289 | Eastman Kodak Company (Owner) Suez-DEGS of Rochester, LLC (Operator) |  |  | Operating | Cyclone boiler | Coal | Natural Gas, Residual Oil |  | Combustion Modification/Fuel Reburning | Electrostatic Precipitator | 805 | 10.4 | COAL | 61.5953 | -703.0327 | 0.5747 | 1.145 | 11.9703
5624 | Eastman Kodak Co | 10025 | Kodak Park Site | NY | Monroe | 42TG | ST | OP | 25.6 | 25.6 | 25.6 |  | 8 | 1967 | BIT | NG | Y | Y | Y | Industrial CHP |  |  |  |  | N | [5 empty] | Y | 41 | 1984 | 173000 | [31 empty] | OP | EH¦¦EW¦¦EW |  |  | 6.5¦¦ 6.6¦¦ 6.6¦¦ 10.8 | 0.1¦¦ 0 | 1.7¦¦ .7 |  | 1.2¦¦ .1 |  | 95¦¦ 98.3¦¦ 99.7 | 59.6¦¦ 68.8¦¦ 7.2 | 152000¦¦ 204000¦¦ 224000 |  |  |  |  | COAL | NY | Eastman Kodak - Kodak Park | 10025 | 3B | 2010 |  | CAIROS | 7599.82 | 12 |  | 2640030.78 |  | 0.5747 | 996.951 |  | 3465133.247 | 2 |  | Monroe | Industrial Boiler | 3861 | Manufacturing of Photographic Supplies | 43.1969 | -77.6289 | Eastman Kodak Company (Owner) Suez-DEGS of Rochester, LLC (Operator) |  |  | Operating | Cyclone boiler | Coal | Natural Gas, Residual Oil |  | Combustion Modification/Fuel Reburning | Electrostatic Precipitator | 805 | 10.4 | COAL | 61.5953 | -703.0327 | 0.5747 | 1.0948 | 11.8812
5624 | Eastman Kodak Co | 10025 | Kodak Park Site | NY | Monroe | 43TG | ST | OP | 25.6 | 25.6 | 25.6 |  | 4 | 1969 | BIT | NG | Y | Y | Y | Industrial CHP |  |  |  |  | N | [5 empty] | Y | 41 | 1984 | 173000 | [31 empty] | OP | EH¦¦EW¦¦EW |  |  | 6.5¦¦ 6.6¦¦ 6.6¦¦ 10.8 | 0.1¦¦ 0 | 1.7¦¦ .7 |  | 1.2¦¦ .1 |  | 95¦¦ 98.3¦¦ 99.7 | 59.6¦¦ 68.8¦¦ 7.2 | 152000¦¦ 204000¦¦ 224000 |  |  |  |  | COAL | NY | Eastman Kodak - Kodak Park | 10025 | 3B | 2010 |  | CAIROS | 7599.82 | 12 |  | 2640030.78 |  | 0.5747 | 996.951 |  | 3465133.247 | 2 |  | Monroe | Industrial Boiler | 3861 | Manufacturing of Photographic Supplies | 43.1969 | -77.6289 | Eastman Kodak Company (Owner) Suez-DEGS of Rochester, LLC (Operator) |  |  | Operating | Cyclone boiler | Coal | Natural Gas, Residual Oil |  | Combustion Modification/Fuel Reburning | Electrostatic Precipitator | 805 | 10.4 | COAL | 61.5953 | -703.0327 | 0.5747 | 1.0607 | 11.8219
5624 | Eastman Kodak Co | 10025 | Kodak Park Site | NY | Monroe | 44TG | ST | OP | 25.6 | 25.6 | 25.6 |  | 8 | 1987 | BIT | DFO | Y | Y | Y | Industrial CHP |  |  |  |  | N | Y |  |  |  |  | Y | 41 | 1984 | 173000 | [31 empty] | OP | EH¦¦EW¦¦EW |  |  | 6.5¦¦ 6.6¦¦ 6.6¦¦ 10.8 | 0.1¦¦ 0 | 1.7¦¦ .7 |  | 1.2¦¦ .1 |  | 95¦¦ 98.3¦¦ 99.7 | 59.6¦¦ 68.8¦¦ 7.2 | 152000¦¦ 204000¦¦ 224000 |  |  |  |  | COAL | NY | Eastman Kodak - Kodak Park | 10025 | 3B | 2010 |  | CAIROS | 7599.82 | 12 |  | 2640030.78 |  | 0.5747 | 996.951 |  | 3465133.247 | 2 |  | Monroe | Industrial Boiler | 3861 | Manufacturing of Photographic Supplies | 43.1969 | -77.6289 | Eastman Kodak Company (Owner) Suez-DEGS of Rochester, LLC (Operator) |  |  | Operating | Cyclone boiler | Coal | Natural Gas, Residual Oil |  | Combustion Modification/Fuel Reburning | Electrostatic Precipitator | 805 | 10.4 | COAL | 61.5953 | -703.0327 | 0.5747 | 0.72231 | 11.2874
5624 | Eastman Kodak Co | 10025 | Kodak Park Site | NY | Monroe | KPR1 | HY | OP | 0.4 | 0.4 | 0.4 |  | 6 | 1957 | WAT |  | N | N | N | Industrial CHP |  |  |  |  | N | [57 empty] | N/A | [39 empty] | 0 | 0 | 10.4
5625 | Easton Utilities Comm | 1580 | Easton | MD | Talbot | 10 | IC | OP | 3.5 | 3.5 | 3.5 |  | 5 | 1966 | DFO |  | N | Y | N | Electric Utility |  |  |  |  | N | [57 empty] | LIQUID | [39 empty] | 0.7385 | 0.025484 | 12.5895
5625 | Easton Utilities Comm | 1580 | Easton | MD | Talbot | 101 | IC | OP | 1.5 | 1.5 | 1.5 |  | 12 | 1995 | DFO |  | N | Y | N | Electric Utility |  |  |  |  | N | [57 empty] | LIQUID | [39 empty] | 0.7385 | 0.025484 | 12.5895
5625 | Easton Utilities Comm | 1580 | Easton | MD | Talbot | 102 | IC | OP | 1.5 | 1.5 | 1.5 |  | 12 | 1995 | DFO |  | N | Y | N | Electric Utility |  |  |  |  | N | [57 empty] | LIQUID | [39 empty] | 0.7385 | 0.025484 | 12.5895
5625 | Easton Utilities Comm | 1580 | Easton | MD | Talbot | 11 | IC | OP | 3.8 | 3.6 | 3.6 |  | 6 | 1968 | DFO |  | N | Y | N | Electric Utility |  |  |  |  | N | [57 empty] | LIQUID | [39 empty] | 0.7385 | 0.025484 | 12.5895
5625 | Easton Utilities Comm | 1580 | Easton | MD | Talbot | 12 | IC | OP | 4.1 | 4.1 | 4.1 |  | 7 | 1970 | DFO |  | N | Y | N | Electric Utility |  |  |  |  | N | [57 empty] | LIQUID | [39 empty] | 0.7385 | 0.025484 | 12.5895
5625 | Easton Utilities Comm | 1580 | Easton | MD | Talbot | 13 | IC | OP | 5.6 | 5.6 | 5.6 |  | 7 | 1973 | DFO |  | N | Y | N | Electric Utility |  |  |  |  | N | [57 empty] | LIQUID | [39 empty] | 0.7385 | 0.025484 | 12.5895
5625 | Easton Utilities Comm | 1580 | Easton | MD | Talbot | 14 | IC | OP | 5.6 | 5.6 | 5.6 |  | 7 | 1973 | DFO |  | N | Y | N | Electric Utility |  |  |  |  | N | [57 empty] | LIQUID | [39 empty] | 0.7385 | 0.025484 | 12.5895
5625 | Easton Utilities Comm | 1580 | Easton | MD | Talbot | 7 | IC | OP | 2.5 | 2 | 2 |  | 11 | 1954 | DFO |  | N | Y | N | Electric Utility |  |  |  |  | N | [57 empty] | LIQUID | [39 empty] | 0.7385 | 0.025484 | 12.5895
5625 | Easton Utilities Comm | 1580 | Easton | MD | Talbot | 8 | IC | OP | 2.5 | 2 | 2 |  | 5 | 1957 | DFO |  | N | Y | N | Electric Utility |  |  |  |  | N | [57 empty] | LIQUID | [39 empty] | 0.7385 | 0.025484 | 12.5895
5625 | Easton Utilities Comm | 1580 | Easton | MD | Talbot | 9 | IC | OP | 3 | 2.5 | 2.5 |  | 12 | 1961 | DFO |  | N | Y | N | Electric Utility |  |  |  |  | N | [57 empty] | LIQUID | [39 empty] | 0.7385 | 0.025484 | 12.5895
5625 | Easton Utilities Comm | 4257 | Easton 2 | MD | Talbot | 201 | IC | OP | 1.5 | 1.5 | 1.5 |  | 5 | 1995 | DFO |  | N | Y | N | Electric Utility |  |  |  |  | N | [57 empty] | LIQUID | [39 empty] | 0.7385 | 0.025484 | 12.5895
5625 | Easton Utilities Comm | 4257 | Easton 2 | MD | Talbot | 202 | IC | OP | 1.5 | 1.5 | 1.5 |  | 5 | 1995 | DFO |  | N | Y | N | Electric Utility |  |  |  |  | N | [57 empty] | LIQUID | [39 empty] | 0.7385 | 0.025484 | 12.5895
5625 | Easton Utilities Comm | 4257 | Easton 2 | MD | Talbot | 203 | GT | OP | 5.4 | 4.5 | 5.1 |  | 11 | 2004 | DFO | NG | N | Y | N | Electric Utility |  |  |  |  | N | [57 empty] | LIQUID | [39 empty] | 0.17489 | 0.06036 | 18.1195
5625 | Easton Utilities Comm | 4257 | Easton 2 | MD | Talbot | 204 | GT | OP | 5.4 | 4.5 | 5.1 |  | 11 | 2004 | DFO | NG | N | Y | N | Electric Utility |  |  |  |  | N | [57 empty] | LIQUID | [39 empty] | 0.17489 | 0.06036 | 18.1195
5625 | Easton Utilities Comm | 4257 | Easton 2 | MD | Talbot | 21 | IC | OP | 6.2 | 6.2 | 6.2 |  | 3 | 1978 | DFO | RFO | Y | Y | N | Electric Utility |  |  |  |  | N | [57 empty] | LIQUID | [39 empty] | 0.7385 | 0.025484 | 12.5895
5625 | Easton Utilities Comm | 4257 | Easton 2 | MD | Talbot | 22 | IC | OP | 6.2 | 6.2 | 6.2 |  | 3 | 1978 | DFO | RFO | Y | Y | N | Electric Utility |  |  |  |  | N | [57 empty] | LIQUID | [39 empty] | 0.7385 | 0.025484 | 12.5895
5625 | Easton Utilities Comm | 4257 | Easton 2 | MD | Talbot | 23 | IC | OP | 6.3 | 6.3 | 6.3 |  | 6 | 1989 | RFO | DFO | Y | Y | N | Electric Utility |  |  |  |  | N | [57 empty] | LIQUID | [39 empty] | 2.8617 | 0.16958 | 10.4
5625 | Easton Utilities Comm | 4257 | Easton 2 | MD | Talbot | 24 | IC | OP | 6.3 | 6.3 | 6.3 |  | 6 | 1989 | RFO | DFO | Y | Y | N | Electric Utility |  |  |  |  | N | [57 empty] | LIQUID | [39 empty] | 2.8617 | 0.16958 | 10.4
5670 | Ebensburg Power Co | 10603 | Ebensburg Power | PA | Cambria | GEN1 | ST | OP | 57.6 | 50 | 50 |  | 11 | 1990 | WC |  | N | Y | Y | IPP CHP |  |  |  |  | N |  | Y | [38 empty] | OP | BP |  |  | 35 |  | 0.2 | 3 |  |  | 99.9 | 21 | 230400 |  |  |  |  | COAL | PA | Ebensburg Power Company | 10603 | 31 | 2010 |  | CAIRNOX, CAIROS, CAIRSO2 | 8567.95 | 12 | 499862.51 |  | 2404.066 | 0.0989 | 324.992 |  | 6569849.841 | 3 | Mid-Atlantic Area Council | Cambria | Cogeneration | 4911 | Electric Services | 40.455 | -78.7472 | Power Systems Operations, Inc. (Operator) Ebensburg Power Company (Owner) |  |  | Operating | Circulating fluidized bed boiler | Coal |  | Fluidized Bed Limestone Injection |  | Baghouse | 840 | 10.4 | COAL | 80.7692 | -307.6923 | 0.0989 | 0.73185 | 11.4514
5677 | EQ-Waste Energy Services Inc | 50077 | EQ Waste Energy Services | MI | Wayne | CAT1 | IC | OP | 0.5 | 0.5 | 0.5 |  | 6 | 1986 | LFG |  | N | Y | Y | IPP CHP |  |  |  |  | N | [57 empty] | GAS | [39 empty] | 1.1659 | 0.0016829 | 10.4
5677 | EQ-Waste Energy Services Inc | 50077 | EQ Waste Energy Services | MI | Wayne | CAT2 | IC | OP | 0.3 | 0.3 | 0.3 |  | 6 | 1986 | LFG |  | N | Y | Y | IPP CHP |  |  |  |  | N | [57 empty] | GAS | [39 empty] | 1.1659 | 0.0016829 | 10.4
5677 | EQ-Waste Energy Services Inc | 50077 | EQ Waste Energy Services | MI | Wayne | CAT3 | IC | OP | 0.3 | 0.3 | 0.3 |  | 6 | 1986 | LFG |  | N | Y | Y | IPP CHP |  |  |  |  | N | [57 empty] | GAS | [39 empty] | 1.1659 | 0.0016829 | 10.4
5677 | EQ-Waste Energy Services Inc | 50077 | EQ Waste Energy Services | MI | Wayne | CAT4 | IC | OP | 0.3 | 0.3 | 0.3 |  | 6 | 1986 | LFG |  | N | Y | Y | IPP CHP |  |  |  |  | N | [57 empty] | GAS | [39 empty] | 1.1659 | 0.0016829 | 10.4
5695 | Desert Star Energy Center SDG&E | 55077 | Desert Star Energy Center | NV | Clark | ED01 | CT | OP | 170 | 150 | 160 |  | 5 | 2000 | NG |  | N | Y | N | IPP Non-CHP |  |  |  |  | N | [57 empty] | GAS | NV | El Dorado Energy | 55077 | EDE1 | 2010 | CP1 | ARP | 8131.07 | 12 | 1746753.26 |  | 3.664 | 0.0122 | 74.07 | 725844.878 | 12213760.81 | 9 |  | Clark | Electric Utility | 4911 | Electric Services | 35.7867 | -114.9928 | El Dorado Energy, LLC (Owner/Operator) | Phase 2 |  | Operating | Combined cycle | Pipeline Natural Gas |  |  | Selective Catalytic Reduction |  | 1925 | 6.9333 | GAS | 263 | 178.125 | 0.0122 | 0.0006 | 9.5842
5695 | Desert Star Energy Center SDG&E | 55077 | Desert Star Energy Center | NV | Clark | ED02 | CT | OP | 170 | 150 | 160 |  | 5 | 2000 | NG |  | N | Y | N | IPP Non-CHP |  |  |  |  | N | [57 empty] | GAS | NV | El Dorado Energy | 55077 | EDE2 | 2010 | CP1 | ARP | 6472.5 | 12 | 1384121.26 |  | 2.99 | 0.012 | 59.861 | 592335.496 | 9967188.571 | 9 |  | Clark | Electric Utility | 4911 | Electric Services | 35.7867 | -114.9928 | El Dorado Energy, LLC (Owner/Operator) | Phase 2 |  | Operating | Combined cycle | Pipeline Natural Gas |  |  | Selective Catalytic Reduction |  | 1925 | 7.0997 | GAS | 257 | 196.875 | 0.012 | 0.0006 | 7.0997
5695 | Desert Star Energy Center SDG&E | 55077 | Desert Star Energy Center | NV | Clark | ED03 | CA | OP | 196 | 150 | 170 |  | 5 | 2000 | NG |  | N | Y | N | IPP Non-CHP |  |  |  |  | N | [6 empty] | 1¦¦2 | 2000 | [49 empty] | GAS | [39 empty] | 0 | 0 | 10.4
5701 | El Paso Electric Co | 9 | Copper | TX | El Paso | 1 | GT | OP | 80.5 | 62 | 62 |  | 7 | 1980 | NG | DFO | N | Y | N | Electric Utility |  |  |  |  | N | [57 empty] | GAS | TX | Copper Station | 9 | CTG-1 | 2010 |  | CAIRNOX, CAIRSO2 | 450.87 | 12 | 16403.64 |  | 0.073 | 0.1799 | 24.317 |  | 243751.948 | 6 |  | El Paso | Electric Utility |  |  | 31.7569 | -106.375 | El Paso Electric Company (Owner/Operator) |  |  | Operating | Combustion turbine | Pipeline Natural Gas |  |  | Water Injection |  | 865 | 13.1895 | GAS | 65 | 475.8065 | 0.1799 | 0.000599 | 13.1895
5701 | El Paso Electric Co | 2444 | Rio Grande | NM | Dona Ana | 6 | ST | OP | 50 | 45 | 48 |  | 6 | 1957 | NG |  | N | Y | N | Electric Utility |  |  |  | 2014 | N | [6 empty] | 6 | 1957 | 81236 | [48 empty] | GAS | NM | Rio Grande | 2444 | 6 | 2010 |  | ARP | 4841.96 | 12 | 127651.24 |  | 0.439 | 0.1848 | 139.079 | 86970.37 | 1463414.711 | 6 | Western Electricity Coordinating Council | Dona Ana | Electric Utility | 4911 | Electric Services | 31.8047 | -106.5472 | El Paso Electric Company (Owner/Operator) | Phase 2 |  | Operating | Dry bottom wall-fired boiler | Pipeline Natural Gas | Diesel Oil |  |  |  | 610 | 11.3586 | GAS | 49 | 1989.5833 | 0.1848 | 0.0006 | 11.3586
5701 | El Paso Electric Co | 2444 | Rio Grande | NM | Dona Ana | 7 | ST | OP | 50 | 46 | 48 |  | 6 | 1958 | NG |  | N | Y | N | Electric Utility |  |  |  | 2017 | N | [6 empty] | 7 | 1958 | 102983 | [48 empty] | GAS | NM | Rio Grande | 2444 | 7 | 2010 |  | ARP | 4020.88 | 12 | 102984.75 |  | 0.327 | 0.1079 | 59.866 | 64811.915 | 1090615.367 | 6 | Western Electricity Coordinating Council | Dona Ana | Electric Utility | 4911 | Electric Services | 31.8047 | -106.5472 | El Paso Electric Company (Owner/Operator) | Phase 2 |  | Operating | Dry bottom wall-fired boiler | Pipeline Natural Gas | Diesel Oil |  |  |  | 615 | 10.3194 | GAS | 50 | 1979.1667 | 0.1079 | 0.0006 | 10.3194
5701 | El Paso Electric Co | 2444 | Rio Grande | NM | Dona Ana | 8 | ST | OP | 166.5 | 145 | 150 |  | 7 | 1972 | NG |  | N | Y | N | Electric Utility |  |  |  |  | N | [6 empty] | 8 | 1972 | 246721 | [48 empty] | GAS | NM | Rio Grande | 2444 | 8 | 2010 |  | ARP | 7472.53 | 12 | 564517.46 |  | 1.778 | 0.2023 | 617.458 | 352084.836 | 5924525.876 | 6 | Western Electricity Coordinating Council | Dona Ana | Electric Utility | 4911 | Electric Services | 31.8047 | -106.5472 | El Paso Electric Company (Owner/Operator) | Phase 2 |  | Operating | Dry bottom wall-fired boiler | Pipeline Natural Gas | Diesel Oil |  |  |  | 1569 | 10.2187 | GAS | 147 | 1989.7959 | 0.2023 | 0.0006 | 10.2187
5701 | El Paso Electric Co | 3456 | Newman | TX | El Paso | 1 | ST | OP | 81.6 | 74 | 74 |  | 5 | 1960 | NG | DFO | Y | Y | N | Electric Utility |  |  |  | 2019 | N | [6 empty] | 1 | 1960 | 72016 | 0.02 | 0.12 | 0.1 | PB | DP | NP | 2008 | 2008 | 2008 | MS | IF | [33 empty] | OP | OT |  |  | GAS | TX | Newman | 3456 | 1 | 2010 |  | ARP, CAIRNOX, CAIRSO2 | 6981.83 | 12 | 269724.11 |  | 0.908 | 0.1678 | 255.777 | 179783.877 | 3025229.714 | 6 | Western Electricity Coordinating Council | El Paso | Electric Utility | 4911 | Electric Services | 31.9858 | -106.4322 | El Paso Electric Company (Owner/Operator) | Phase 2 |  | Operating | Dry bottom wall-fired boiler | Pipeline Natural Gas | Diesel Oil |  |  |  | 858 | 10.8524 | GAS | 78 | 1972.973 | 0.1678 | 0.0006 | 10.8524
5701 | El Paso Electric Co | 3456 | Newman | TX | El Paso | 2 | ST | OP | 81.6 | 76 | 76 |  | 6 | 1963 | NG | DFO | Y | Y | N | Electric Utility |  |  |  | 2015 | N | [6 empty] | 2 | 1963 | 72016 | [44 empty] | OP | OT |  |  | GAS | TX | Newman | 3456 | 2 | 2010 |  | ARP, CAIRNOX, CAIRSO2 | 6298.46 | 12 | 302261.58 |  | 0.957 | 0.1545 | 251.506 | 189484.249 | 3188446.211 | 6 | Western Electricity Coordinating Council | El Paso | Electric Utility | 4911 | Electric Services | 31.9858 | -106.4322 | El Paso Electric Company (Owner/Operator) | Phase 2 |  | Operating | Dry bottom wall-fired boiler | Pipeline Natural Gas | Diesel Oil |  |  |  | 858 | 10.4672 | GAS | 80 | 1973.6842 | 0.1545 | 0.0006 | 10.4672
5701 | El Paso Electric Co | 3456 | Newman | TX | El Paso | 3 | ST | OP | 121.8 | 102 | 102 |  | 3 | 1966 | NG | DFO | Y | Y | N | Electric Utility |  |  |  | 2019 | N | [6 empty] | 3 | 1966 | 160173 | [48 empty] | GAS | TX | Newman | 3456 | 3 | 2010 |  | ARP, CAIRNOX, CAIRSO2 | 8644.93 | 12 | 475957.11 |  | 1.447 | 0.1733 | 420.929 | 286538.187 | 4821630.784 | 6 | Western Electricity Coordinating Council | El Paso | Electric Utility | 4911 | Electric Services | 31.9858 | -106.4322 | El Paso Electric Company (Owner/Operator) | Phase 2 |  | Operating | Dry bottom wall-fired boiler | Pipeline Natural Gas | Diesel Oil |  |  |  | 1030 | 9.9395 | GAS | 102 | 2000 | 0.1733 | 0.0006 | 9.9395
5701 | El Paso Electric Co | 3456 | Newman | TX | El Paso | 4 | CA | OP | 120 | 83 | 83 |  | 8 | 1975 | NG |  | N | Y | N | Electric Utility |  |  |  | 2017 | N | [6 empty] | 4¦¦5 | 1975 | [49 empty] | GAS | [39 empty] | 0 | 0 | 10.4
5701 | El Paso Electric Co | 3456 | Newman | TX | El Paso | 5CA1 | CA | OP | 165 | 141.9 | 155.1 |  | 2 | 2011 | NG |  | N | Y | N | Electric Utility |  |  |  |  | N | [6 empty] | CT3¦¦CT4 | 2010 | [49 empty] | GAS | [39 empty] | 0 | 0 | 10.4
5701 | El Paso Electric Co | 3456 | Newman | TX | El Paso | 5CT1 | GT | OP | 86.5 | 70 | 70 |  | 6 | 2009 | NG |  | N | Y | N | Electric Utility | [62 empty] | GAS | TX | Newman | 3456 | GT-6B | 2010 |  | ARP, CAIRNOX, CAIRSO2 | 727.34 | 12 | 44515.82 |  | 0.203 | 0.0357 | 9.986 | 40153.295 | 675610.632 | 6 | Western Electricity Coordinating Council | El Paso | Electric Utility | 4911 | Electric Services | 31.9858 | -106.4322 | El Paso Electric Company (Owner/Operator) | Phase 2 |  | Operating | Combined cycle | Pipeline Natural Gas |  |  | Dry Low NOx Burners |  | 1120 | 14.664 | GAS | 72 | -14.2857 | 0.0357 | 0.000601 | 14.664
5701 | El Paso Electric Co | 3456 | Newman | TX | El Paso | 5CT2 | GT | OP | 86.5 | 70 | 70 |  | 6 | 2009 | NG |  | N | Y | N | Electric Utility | [62 empty] | GAS | TX | Newman | 3456 | GT-6B | 2010 |  | ARP, CAIRNOX, CAIRSO2 | 727.34 | 12 | 44515.82 |  | 0.203 | 0.0357 | 9.986 | 40153.295 | 675610.632 | 6 | Western Electricity Coordinating Council | El Paso | Electric Utility | 4911 | Electric Services | 31.9858 | -106.4322 | El Paso Electric Company (Owner/Operator) | Phase 2 |  | Operating | Combined cycle | Pipeline Natural Gas |  |  | Dry Low NOx Burners |  | 1120 | 14.664 | GAS | 72 | -14.2857 | 0.0357 | 0.000601 | 14.664
5701 | El Paso Electric Co | 3456 | Newman | TX | El Paso | CT1 | CT | OP | 85 | 72 | 72 |  | 8 | 1975 | NG |  | N | Y | N | Electric Utility |  |  |  | 2017 | N | [57 empty] | GAS | TX | Newman | 3456 | 1 | 2010 |  | ARP, CAIRNOX, CAIRSO2 | 6981.83 | 12 | 269724.11 |  | 0.908 | 0.1678 | 255.777 | 179783.877 | 3025229.714 | 6 | Western Electricity Coordinating Council | El Paso | Electric Utility | 4911 | Electric Services | 31.9858 | -106.4322 | El Paso Electric Company (Owner/Operator) | Phase 2 |  | Operating | Dry bottom wall-fired boiler | Pipeline Natural Gas | Diesel Oil |  |  |  | 858 | 10.8524 | GAS | 78 | 458.3333 | 0.1678 | 0.0006 | 10.8524
5701 | El Paso Electric Co | 3456 | Newman | TX | El Paso | CT2 | CT | OP | 85 | 72 | 72 |  | 8 | 1975 | NG |  | N | Y | N | Electric Utility |  |  |  | 2017 | N | [57 empty] | GAS | TX | Newman | 3456 | 2 | 2010 |  | ARP, CAIRNOX, CAIRSO2 | 6298.46 | 12 | 302261.58 |  | 0.957 | 0.1545 | 251.506 | 189484.249 | 3188446.211 | 6 | Western Electricity Coordinating Council | El Paso | Electric Utility | 4911 | Electric Services | 31.9858 | -106.4322 | El Paso Electric Company (Owner/Operator) | Phase 2 |  | Operating | Dry bottom wall-fired boiler | Pipeline Natural Gas | Diesel Oil |  |  |  | 858 | 10.4672 | GAS | 80 | 444.4444 | 0.1545 | 0.0006 | 10.4672
5701 | El Paso Electric Co | 55578 | Hueco Mountain Wind Ranch | TX | Hudspeth | EXIS | WT | OP | 1.3 | 1.3 | 1.3 |  | 2 | 2001 | WND |  | N | Y | N | Electric Utility |  |  |  |  | N | [57 empty] | N/A | [39 empty] | 0 | 0 | 10.4
5748 | Electric Energy Inc | 887 | Joppa Steam | IL | Massac | 1 | ST | OP | 183.3 | 167 | 167 |  | 8 | 1953 | SUB | NG | Y | Y | N | IPP Non-CHP |  |  |  |  | N | Y |  | Y |  |  |  | 1 | 1978 | 673000 | [31 empty] | OP | EC | [5 empty] | 2.5 |  |  | 98.6 | 257 | 673000 | OP | OV | SN |  | COAL | IL | Joppa Steam | 887 | 1 | 2010 | CS1 | ARP, CAIRNOX, CAIROS, CAIRSO2 | 8580.29 | 12 | 1456298.09 |  | 4497.141 | 0.1178 | 875.961 | 1557662.772 | 14851873.83 | 5 | Mid-America Interconnected Network | Massac | Electric Utility | 4911 | Electric Services | 37.2103 | -88.8606 | Electric Energy, Inc. (Owner/Operator) | Table 1 | Phase 1 Group 1 | Operating | Tangentially-fired | Coal | Pipeline Natural Gas |  | Low NOx Burner Technology w/ Closed-coupled OFA | Electrostatic Precipitator | 2400 | 10.1921 | COAL | 185 | 1946.1078 | 0.1178 | 0.6056 | 10.1921
5748 | Electric Energy Inc | 887 | Joppa Steam | IL | Massac | 2 | ST | OP | 183.3 | 167 | 167 |  | 9 | 1953 | SUB |  | N | Y | N | IPP Non-CHP |  |  |  |  | N | Y |  | Y |  |  |  | 1 | 1978 | 673000 | 0.6 |  |  | PB | DP | NP | 1972 | 1990 | 1997 | MS | NC | [20 empty] | OP | EC | [5 empty] | 2.5 |  |  | 98.6 | 257 | 673000 | OP | OV | SN |  | COAL | IL | Joppa Steam | 887 | 2 | 2010 | CS1 | ARP, CAIRNOX, CAIROS, CAIRSO2 | 8382.53 | 12 | 1397275.45 |  | 4299.761 | 0.1183 | 841.387 | 1489732.335 | 14204176.5 | 5 | Mid-America Interconnected Network | Massac | Electric Utility | 4911 | Electric Services | 37.2103 | -88.8606 | Electric Energy, Inc. (Owner/Operator) | Table 1 | Phase 1 Group 1 | Operating | Tangentially-fired | Coal |  |  | Low NOx Burner Technology w/ Closed-coupled OFA | Electrostatic Precipitator | 2300 | 10.1547 | COAL | 186 | 1943.1138 | 0.1183 | 0.60542 | 10.1547
5748 | Electric Energy Inc | 887 | Joppa Steam | IL | Massac | 3 | ST | OP | 183.3 | 167 | 167 |  | 5 | 1954 | SUB |  | N | Y | N | IPP Non-CHP |  |  |  |  | N | Y |  | Y |  |  |  | 2 | 1978 | 673000 | [31 empty] | OP | EC | [5 empty] | 2.5 |  |  | 98.6 | 257 | 673000 |  |  |  |  | COAL | IL | Joppa Steam | 887 | 3 | 2010 | CS2 | ARP, CAIRNOX, CAIROS, CAIRSO2 | 8131.6 | 12 | 1341576.67 |  | 4110.556 | 0.109 | 727.827 | 1403505.905 | 13382030.38 | 5 | Mid-America Interconnected Network | Massac | Electric Utility | 4911 | Electric Services | 37.2103 | -88.8606 | Electric Energy, Inc. (Owner/Operator) | Table 1 | Phase 1 Group 1 | Operating | Tangentially-fired | Coal |  |  | Low NOx Burner Technology w/ Closed-coupled OFA | Electrostatic Precipitator | 2300 | 9.936 | COAL | 184 | 1949.1018 | 0.109 | 0.61434 | 9.936
5748 | Electric Energy Inc | 887 | Joppa Steam | IL | Massac | 4 | ST | OP | 183.3 | 167 | 167 |  | 8 | 1954 | SUB | NG | Y | Y | N | IPP Non-CHP |  |  |  |  | N | Y |  | Y |  |  |  | 2 | 1978 | 673000 | [31 empty] | OP | EC | [5 empty] | 2.5 |  |  | 98.6 | 257 | 673000 |  |  |  |  | COAL | IL | Joppa Steam | 887 | 4 | 2010 | CS2 | ARP, CAIRNOX, CAIROS, CAIRSO2 | 8529.4 | 12 | 1439559.03 |  | 4387.323 | 0.1083 | 777.842 | 1503114.668 | 14331785.8 | 5 | Mid-America Interconnected Network | Massac | Electric Utility | 4911 | Electric Services | 37.2103 | -88.8606 | Electric Energy, Inc. (Owner/Operator) | Table 1 | Phase 1 Group 1 | Operating | Tangentially-fired | Coal | Pipeline Natural Gas |  | Low NOx Burner Technology w/ Closed-coupled OFA | Electrostatic Precipitator | 2300 | 9.9138 | COAL | 185 | 1946.1078 | 0.1083 | 0.61225 | 9.9138
5748 | Electric Energy Inc | 887 | Joppa Steam | IL | Massac | 5 | ST | OP | 183.3 | 167 | 167 |  | 6 | 1955 | SUB |  | N | Y | N | IPP Non-CHP |  |  |  |  | N | Y |  | Y |  |  |  | 3 | 1978 | 673000 | [31 empty] | OP | EC | [5 empty] | 2.5 |  |  | 98.6 | 257 | 673000 |  |  |  |  | COAL | IL | Joppa Steam | 887 | 5 | 2010 | CS3 | ARP, CAIRNOX, CAIROS, CAIRSO2 | 8235.3 | 12 | 1373654.37 |  | 4254.169 | 0.1135 | 805.24 | 1488086.809 | 14188500.72 | 5 | Mid-America Interconnected Network | Massac | Electric Utility | 4911 | Electric Services | 37.2103 | -88.8606 | Electric Energy, Inc. (Owner/Operator) | Table 1 | Phase 1 Group 1 | Operating | Tangentially-fired | Coal |  |  | Low NOx Burner Technology w/ Closed-coupled OFA | Electrostatic Precipitator | 2300 | 10.3092 | COAL | 186 | 1943.1138 | 0.1135 | 0.59966 | 10.3092
5748 | Electric Energy Inc | 887 | Joppa Steam | IL | Massac | 6 | ST | OP | 183.3 | 167 | 167 |  | 8 | 1955 | SUB |  | N | Y | N | IPP Non-CHP |  |  |  |  | N | Y |  | Y |  |  |  | 3 | 1978 | 673000 | [31 empty] | OP | EC | [5 empty] | 2.5 |  |  | 98.6 | 257 | 673000 |  |  |  |  | COAL | IL | Joppa Steam | 887 | 6 | 2010 | CS3 | ARP, CAIRNOX, CAIROS, CAIRSO2 | 8422.73 | 12 | 1407796.95 |  | 4347.763 | 0.1133 | 823.71 | 1521458.502 | 14506685.82 | 5 | Mid-America Interconnected Network | Massac | Electric Utility | 4911 | Electric Services | 37.2103 | -88.8606 | Electric Energy, Inc. (Owner/Operator) | Table 1 | Phase 1 Group 1 | Operating | Tangentially-fired | Coal |  |  | Low NOx Burner Technology w/ Closed-coupled OFA | Electrostatic Precipitator | 2300 | 10.2711 | COAL | 187 | 1940.1198 | 0.1133 | 0.59942 | 10.2711
5761 | Ennis Power Company LLC | 55223 | Ennis Power Company LLC | TX | Ellis | GT1 | CT | OP | 285 | 245.1 | 267.9 |  | 5 | 2002 | NG |  | N | Y | N | IPP Non-CHP |  |  |  |  | N | [57 empty] | GAS | TX | Ennis Power Company, LLC | 55223 | GT-1 | 2010 |  | ARP, CAIRNOX, CAIRSO2 | 5688.73 | 12 | 1024977.97 |  | 3.225 | 0.0285 | 142.994 | 638734.681 | 10747994.43 | 6 | Electric Reliability Council of Texas | Ellis | Cogeneration | 4911 | Electric Services | 32.3194 | -96.6739 | Ennis Power Company, LLC (Owner/Operator) | Phase 2 |  | Operating | Combined cycle | Pipeline Natural Gas |  |  | Selective Catalytic Reduction |  | 2706 | 6.571 | GAS | 349 | 348.6376 | 0.0285 | 0.0006 | 9.3516
5761 | Ennis Power Company LLC | 55223 | Ennis Power Company LLC | TX | Ellis | ST1 | CA | OP | 133 | 114.4 | 125 |  | 5 | 2002 | NG |  | N | Y | N | IPP Non-CHP |  |  |  |  | N | [57 empty] | GAS | [39 empty] | 0 | 0 | 10.4
5773 | City of Elk River | 1971 | Elk River City of | MN | SHERBURNE | 5 | IC | OP | 0.8 | 0.8 | 0.8 |  | 10 | 2002 | NG |  | N | Y | N | Electric Utility |  |  |  |  | N | [57 empty] | GAS | [39 empty] | 1.1659 | 0.0016829 | 10.4
5773 | City of Elk River | 1971 | Elk River City of | MN | SHERBURNE | 6 | IC | OP | 0.8 | 0.8 | 0.8 |  | 10 | 2002 | NG |  | N | Y | N | Electric Utility |  |  |  |  | N | [57 empty] | GAS | [39 empty] | 1.1659 | 0.0016829 | 10.4
5773 | City of Elk River | 1971 | Elk River City of | MN | SHERBURNE | 7 | IC | OP | 0.8 | 0.8 | 0.8 |  | 10 | 2002 | NG |  | N | Y | N | Electric Utility |  |  |  |  | N | [57 empty] | GAS | [39 empty] | 1.1659 | 0.0016829 | 10.4
5773 | City of Elk River | 1971 | Elk River City of | MN | SHERBURNE | 8 | IC | OP | 0.8 | 0.8 | 0.8 |  | 7 | 2006 | NG |  | N | Y | N | Electric Utility |  |  |  |  | N | [57 empty] | GAS | [39 empty] | 1.1659 | 0.0016829 | 10.4
5802 | City of Ellinwood | 1274 | Ellinwood | KS | BARTON | 1 | IC | OP | 2.1 | 1.8 | 1.8 |  | 8 | 1965 | DFO | NG | Y | Y | N | Electric Utility | [62 empty] | LIQUID | [39 empty] | 0.7385 | 0.025484 | 12.5895
5802 | City of Ellinwood | 1274 | Ellinwood | KS | BARTON | 2 | IC | OP | 1.4 | 1.3 | 1.3 |  | 6 | 1957 | DFO | NG | Y | Y | N | Electric Utility | [62 empty] | LIQUID | [39 empty] | 0.7385 | 0.025484 | 12.5895
5802 | City of Ellinwood | 1274 | Ellinwood | KS | BARTON | 3 | IC | OP | 0.6 | 0.3 | 0.3 |  | 6 | 1948 | DFO | NG | Y | Y | N | Electric Utility | [62 empty] | LIQUID | [39 empty] | 0.7385 | 0.025484 | 12.5895
5802 | City of Ellinwood | 1274 | Ellinwood | KS | BARTON | 4 | IC | OP | 1.1 | 1 | 1 |  | 7 | 1953 | DFO | NG | Y | Y | N | Electric Utility | [62 empty] | LIQUID | [39 empty] | 0.7385 | 0.025484 | 12.5895
5802 | City of Ellinwood | 1274 | Ellinwood | KS | BARTON | 5 | IC | OP | 3.3 | 2.5 | 2.5 |  | 6 | 1971 | DFO | NG | Y | Y | N | Electric Utility | [62 empty] | LIQUID | [39 empty] | 0.7385 | 0.025484 | 12.5895
5811 | Empire Hydro Partners | 10817 | Port Leyden Hydroelectric Project | NY | Lewis | GEN1 | HY | OP | 0.5 | 0.5 | 0.5 |  | 12 | 1985 | WAT |  | N | Y | N | IPP Non-CHP | [62 empty] | N/A | [39 empty] | 0 | 0 | 10.4
5811 | Empire Hydro Partners | 10817 | Port Leyden Hydroelectric Project | NY | Lewis | GEN2 | HY | OP | 0.5 | 0.5 | 0.5 |  | 12 | 1985 | WAT |  | N | Y | N | IPP Non-CHP | [62 empty] | N/A | [39 empty] | 0 | 0 | 10.4
5834 | City of Elroy | 4113 | Elroy | WI | Juneau | 5 | IC | OP | 2 | 2.2 | 2.2 |  | 5 | 1973 | DFO | NG | Y | Y | N | Electric Utility |  |  |  |  | N | [57 empty] | LIQUID | [39 empty] | 0.7385 | 0.025484 | 12.5895
5834 | City of Elroy | 4113 | Elroy | WI | Juneau | 1A | IC | OP | 2.3 | 2.2 | 2.3 |  | 2 | 2005 | DFO |  | N | Y | N | Electric Utility |  |  |  |  | N | [57 empty] | LIQUID | [39 empty] | 0.7385 | 0.025484 | 12.5895
5834 | City of Elroy | 4113 | Elroy | WI | Juneau | 2A | IC | OP | 2.3 | 2.2 | 2.3 |  | 2 | 2005 | DFO |  | N | Y | N | Electric Utility |  |  |  |  | N | [57 empty] | LIQUID | [39 empty] | 0.7385 | 0.025484 | 12.5895
5850 | City of Emerson | 2235 | Emerson | NE | Dixon | 2 | IC | OP | 1.1 | 1.1 | 1.1 |  | 1 | 1968 | NG | DFO | N | Y | N | Electric Utility |  |  |  |  | N | [57 empty] | GAS | [39 empty] | 1.1659 | 0.0016829 | 10.4
5850 | City of Emerson | 2235 | Emerson | NE | Dixon | 3 | IC | OP | 0.1 | 0.1 | 0.1 |  | 1 | 1947 | DFO |  | N | Y | N | Electric Utility |  |  |  |  | N | [57 empty] | LIQUID | [39 empty] | 0.7385 | 0.025484 | 12.5895
5850 | City of Emerson | 2235 | Emerson | NE | Dixon | 4 | IC | OP | 0.4 | 0.4 | 0.4 |  | 1 | 1960 | NG | DFO | N | Y | N | Electric Utility |  |  |  |  | N | [57 empty] | GAS | [39 empty] | 1.1659 | 0.0016829 | 10.4
5860 | Empire District Electric Co | 1239 | Riverton | KS | Cherokee | 10 | GT | OP | 16.3 | 16 | 17 |  | 12 | 1988 | NG | DFO | Y | Y | N | Electric Utility |  |  |  |  | N | [57 empty] | GAS | [39 empty] | 0.19229 | 0.0024601 | 11.1109
5860 | Empire District Electric Co | 1239 | Riverton | KS | Cherokee | 11 | GT | OP | 16.3 | 16 | 17 |  | 11 | 1988 | NG | DFO | Y | Y | N | Electric Utility |  |  |  |  | N | [57 empty] | GAS | [39 empty] | 0.19229 | 0.0024601 | 11.1109
5860 | Empire District Electric Co | 1239 | Riverton | KS | Cherokee | 12 | GT | OP | 148.8 | 142 | 180 |  | 5 | 2007 | NG |  | N | Y | N | Electric Utility |  |  |  |  | N | [57 empty] | GAS | KS | Riverton | 1239 | 12 | 2010 |  | ARP | 1395.49 | 12 | 185335.11 |  | 0.642 | 0.0406 | 32.497 | 127248.413 | 2141187.345 | 7 | Southwest Power Pool | Cherokee | Electric Utility | 4911 | Electric Services | 37.0719 | -94.6986 | Empire District Electric Company (Owner/Operator) | Phase 2 |  | Operating | Combustion turbine | Pipeline Natural Gas |  |  |  |  | 2018 | 11.3247 | GAS | 185 | 1986.1111 | 0.0406 | 0.0006 | 11.3247
5860 | Empire District Electric Co | 1239 | Riverton | KS | Cherokee | 7 | ST | OP | 37.5 | 38 | 38 |  | 6 | 1950 | SUB | BIT | Y | Y | N | Electric Utility |  |  |  |  | N | Y |  | Y | [37 empty] | OP | EK |  |  | 12.7 |  | 4.5 | 4.6 |  |  | 99 | 35 | 175000 |  |  |  |  | COAL | KS | Riverton | 1239 | 39 | 2010 |  | ARP | 7003.99 | 12 | 132368.36 |  | 1522.009 | 0.4228 | 401.606 | 198704.344 | 1888604.991 | 7 | Southwest Power Pool | Cherokee | Electric Utility | 4911 | Electric Services | 37.0719 | -94.6986 | Empire District Electric Company (Owner/Operator) | Phase 2 | Early Election | Operating | Dry bottom wall-fired boiler | Coal |  |  |  | Electrostatic Precipitator | 422 | 13.7912 | COAL | 30 | 366.6667 | 0.4228 | 1.6118 | 13.7912
5860 | Empire District Electric Co | 1239 | Riverton | KS | Cherokee | 8 | ST | OP | 50 | 54 | 54 |  | 6 | 1954 | SUB | BIT | Y | Y | N | Electric Utility |  |  |  |  | N | Y |  | Y | [37 empty] | OP | EK |  |  | 9.2 |  | 1.2 |  |  |  | 99 | 41 | 250000 |  |  |  |  | COAL | KS | Riverton | 1239 | 40 | 2010 |  | ARP | 8360.75 | 12 | 346155.12 |  | 2681.926 | 0.3458 | 711.646 | 431976.186 | 4113659.121 | 7 | Southwest Power Pool | Cherokee | Electric Utility | 4911 | Electric Services | 37.0719 | -94.6986 | Empire District Electric Company (Owner/Operator) | Phase 2 | Early Election | Operating | Tangentially-fired | Coal |  |  |  | Electrostatic Precipitator | 638 | 11.8736 | COAL | 51 | 470.5882 | 0.3458 | 1.3039 | 11.8736
5860 | Empire District Electric Co | 1239 | Riverton | KS | Cherokee | 9 | GT | OP | 12.5 | 12 | 12 |  | 6 | 1964 | NG | DFO | Y | Y | N | Electric Utility |  |  |  | 2014 | N | [57 empty] | GAS | [39 empty] | 0.31243 | 0.0040587 | 11.0766
5860 | Empire District Electric Co | 2076 | Asbury | MO | Jasper | 1 | ST | OP | 212.8 | 189 | 189 |  | 6 | 1970 | SUB | BIT | Y | Y | N | Electric Utility |  |  |  |  | N | Y |  | Y | [37 empty] | ¦¦OP | ¦¦EK |  |  | ¦¦ 30 |  | ¦¦ 6 |  |  |  | ¦¦ 98.4 | ¦¦ 235 | ¦¦ 613688 | OP | LN | OV |  | COAL | MO | Asbury | 2076 | 1 | 2010 |  | ARP, CAIRNOX, CAIROS, CAIRSO2 | 7480.55 | 12 | 1382061.83 |  | 9403.441 | 0.1366 | 962.489 | 1548967.12 | 14768982.07 | 7 | Southwest Power Pool | Jasper | Electric Utility | 4911 | Electric Services | 37.3596 | -94.5913 | Empire District Electric Company (Owner/Operator) | Table 1 | Group 2 | Operating | Cyclone boiler | Coal |  |  | Overfire Air Selective Catalytic Reduction | Electrostatic Precipitator | 2158 | 10.688 | COAL | 214 | 1933.8624 | 0.1366 | 1.2734 | 10.6862
5860 | Empire District Electric Co | 2076 | Asbury | MO | Jasper | 2 | ST | OP | 18.7 | 18 | 18 |  | 4 | 1986 | SUB | BIT | Y | Y | N | Electric Utility |  |  |  | 2014 | N | Y |  | Y | [37 empty] | ¦¦OP | ¦¦EK |  |  | ¦¦ 30 |  | ¦¦ 6 |  |  |  | ¦¦ 98.4 | ¦¦ 235 | ¦¦ 613688 | OP | LN | OV |  | COAL | [39 empty] | 0.32007 | 0.54158 | 11.9035
5860 | Empire District Electric Co | 6223 | Empire Energy Center | MO | Jasper | 1 | GT | OP | 129 | 82 | 88 |  | 3 | 1978 | NG | DFO | Y | Y | N | Electric Utility |  |  |  |  | N | [57 empty] | GAS | MO | Empire District Elec Co Energy Ctr | 6223 | 1 | 2010 |  | CAIRNOX, CAIROS, CAIRSO2 | 21.16 | 12 | 1264.76 |  | 0.378 | 0.3558 | 3.576 | 1316.256 | 19503.563 | 7 | Southwest Power Pool | Jasper | Electric Utility |  |  | 37.1385 | -94.1041 | Empire District Electric Company (Owner/Operator) |  |  | Operating | Combustion turbine | Pipeline Natural Gas | Diesel Oil |  | Water Injection |  | 1336.9 | 13.8269 | GAS | 84 | 1976.1905 | 0.3558 | 0.038762 | 13.8269
5860 | Empire District Electric Co | 6223 | Empire Energy Center | MO | Jasper | 2 | GT | OP | 129 | 82 | 88 |  | 6 | 1981 | NG | DFO | Y | Y | N | Electric Utility |  |  |  |  | N | [57 empty] | GAS | MO | Empire District Elec Co Energy Ctr | 6223 | 2 | 2010 |  | CAIRNOX, CAIROS, CAIRSO2 | 76.47 | 12 | 4227.55 |  | 0.173 | 0.1798 | 5.859 | 3731.133 | 60483.619 | 7 | Southwest Power Pool | Jasper | Electric Utility |  |  | 37.1385 | -94.1041 | Empire District Electric Company (Owner/Operator) |  |  | Operating | Combustion turbine | Pipeline Natural Gas | Diesel Oil |  | Water Injection |  | 1352.6 | 13.5797 | GAS | 83 | 1969.8795 | 0.1798 | 0.0057206 | 13.5797
5860 | Empire District Electric Co | 6223 | Empire Energy Center | MO | Jasper | 3 | GT | OP | 60.5 | 49 | 62 |  | 4 | 2003 | NG | DFO | Y | Y | N | Electric Utility |  |  |  |  | N | [57 empty] | GAS | MO | Empire District Elec Co Energy Ctr | 6223 | 2 | 2010 |  | CAIRNOX, CAIROS, CAIRSO2 | 76.47 | 12 | 4227.55 |  | 0.173 | 0.1798 | 5.859 | 3731.133 | 60483.619 | 7 | Southwest Power Pool | Jasper | Electric Utility |  |  | 37.1385 | -94.1041 | Empire District Electric Company (Owner/Operator) |  |  | Operating | Combustion turbine | Pipeline Natural Gas | Diesel Oil |  | Water Injection |  | 1352.6 | 13.5797 | GAS | 83 | 330.6452 | 0.1798 | 0.0057206 | 13.5797
5860 | Empire District Electric Co | 6223 | Empire Energy Center | MO | Jasper | 4 | GT | OP | 60.5 | 49 | 62 |  | 4 | 2003 | NG | DFO | Y | Y | N | Electric Utility |  |  |  |  | N | [57 empty] | GAS | MO | Empire District Elec Co Energy Ctr | 6223 | 2 | 2010 |  | CAIRNOX, CAIROS, CAIRSO2 | 76.47 | 12 | 4227.55 |  | 0.173 | 0.1798 | 5.859 | 3731.133 | 60483.619 | 7 | Southwest Power Pool | Jasper | Electric Utility |  |  | 37.1385 | -94.1041 | Empire District Electric Company (Owner/Operator) |  |  | Operating | Combustion turbine | Pipeline Natural Gas | Diesel Oil |  | Water Injection |  | 1352.6 | 13.5797 | GAS | 83 | 330.6452 | 0.1798 | 0.0057206 | 13.5797
5860 | Empire District Electric Co | 7296 | State Line Combined Cycle | MO | Jasper | 1 | GT | OP | 123 | 94 | 96 |  | 5 | 1995 | NG | DFO | Y | Y | N | Electric Utility |  |  |  |  | N | [57 empty] | GAS | MO | State Line (MO) | 7296 | 1 | 2010 |  | ARP, CAIRNOX, CAIROS, CAIRSO2 | 260 | 12 | 19924.41 |  | 0.07 | 0.0782 | 8.401 | 13928.501 | 234373.675 | 7 |  | Jasper | Electric Utility | 4911 | Electric Services | 37.0659 | -94.614 | Empire District Electric Company (Owner/Operator) | Phase 2 |  | Operating | Combustion turbine | Pipeline Natural Gas | Diesel Oil |  | Dry Low NOx Burners Water Injection |  | 1350 | 11.2622 | GAS | 109 | 1932.2917 | 0.0782 | 0.000597 | 11.2622
5860 | Empire District Electric Co | 7296 | State Line Combined Cycle | MO | Jasper | 2013-02-01 | CT | OP | 181 | 159 | 159 |  | 6 | 2001 | NG |  | N | Y | N | Electric Utility |  |  |  |  | N | [57 empty] | GAS | MO | State Line (MO) | 7296 | 1 | 2010 |  | ARP, CAIRNOX, CAIROS, CAIRSO2 | 260 | 12 | 19924.41 |  | 0.07 | 0.0782 | 8.401 | 13928.501 | 234373.675 | 7 |  | Jasper | Electric Utility | 4911 | Electric Services | 37.0659 | -94.614 | Empire District Electric Company (Owner/Operator) | Phase 2 |  | Operating | Combustion turbine | Pipeline Natural Gas | Diesel Oil |  | Dry Low NOx Burners Water Injection |  | 1350 | 11.2622 | GAS | 109 | 270.6422 | 0.0782 | 0.000597 | 11.2622
5860 | Empire District Electric Co | 7296 | State Line Combined Cycle | MO | Jasper | 2013-02-02 | CT | OP | 180 | 158 | 158 |  | 6 | 1997 | NG |  | N | Y | N | Electric Utility |  |  |  |  | N | [57 empty] | GAS | MO | State Line (MO) | 7296 | 40575 | 2010 |  | ARP, CAIRNOX, CAIROS, CAIRSO2 | 5686.19 | 12 | 750066.93 |  | 2.487 | 0.0142 | 56.557 | 492591.223 | 8288779.722 | 7 |  | Jasper | Electric Utility | 4911 | Electric Services | 37.0659 | -94.614 | Empire District Electric Company (Owner/Operator) Westar Energy, Inc. (Owner) | Phase 2 |  | Operating | Combined cycle | Pipeline Natural Gas |  |  | Selective Catalytic Reduction |  | 2035 | 10.4 | GAS | 195.6731 | -119.2186 | 0.0142 | 0.0006 | 9.6885
5860 | Empire District Electric Co | 7296 | State Line Combined Cycle | MO | Jasper | 2013-02-03 | CA | OP | 206.5 | 178 | 178 |  | 6 | 2001 | NG |  | N | Y | N | Electric Utility |  |  |  |  | N | [6 empty] | 2-1¦¦2-2 | 2001 | 1575000 | [48 empty] | GAS | [39 empty] | 0 | 0 | 10.4
5860 | Empire District Electric Co | 6280 | Ozark Beach | MO | Taney | 5 | HY | OP | 4 | 4 | 4 |  | 6 | 1931 | WAT |  | N | Y | N | Electric Utility |  |  |  |  | N | [57 empty] | N/A | [39 empty] | 0 | 0 | 10.4
5860 | Empire District Electric Co | 6280 | Ozark Beach | MO | Taney | 6 | HY | OP | 4 | 4 | 4 |  | 6 | 1931 | WAT |  | N | Y | N | Electric Utility |  |  |  |  | N | [57 empty] | N/A | [39 empty] | 0 | 0 | 10.4
5860 | Empire District Electric Co | 6280 | Ozark Beach | MO | Taney | 7 | HY | OP | 4 | 4 | 4 |  | 6 | 1931 | WAT |  | N | Y | N | Electric Utility |  |  |  |  | N | [57 empty] | N/A | [39 empty] | 0 | 0 | 10.4
5860 | Empire District Electric Co | 6280 | Ozark Beach | MO | Taney | 8 | HY | OP | 4 | 4 | 4 |  | 6 | 1931 | WAT |  | N | Y | N | Electric Utility |  |  |  |  | N | [57 empty] | N/A | [39 empty] | 0 | 0 | 10.4
5901 | Encina Joint Powers Authority | 10026 | Encina Water Pollution Control | CA | SAN DIEGO | EG10 | IC | OP | 0.8 | 0.8 | 0.8 |  | 11 | 2008 | OBG | NG | Y | N | N | Commercial CHP | [62 empty] | GAS | [39 empty] | 1.1659 | 0.0016829 | 10.4
5901 | Encina Joint Powers Authority | 10026 | Encina Water Pollution Control | CA | SAN DIEGO | EG20 | IC | OP | 0.8 | 0.8 | 0.8 |  | 11 | 2008 | OBG | NG | Y | N | N | Commercial CHP | [62 empty] | GAS | [39 empty] | 1.1659 | 0.0016829 | 10.4
5901 | Encina Joint Powers Authority | 10026 | Encina Water Pollution Control | CA | SAN DIEGO | EG30 | IC | OP | 0.8 | 0.8 | 0.8 |  | 1 | 2009 | OBG | NG | Y | N | N | Commercial CHP | [62 empty] | GAS | [39 empty] | 1.1659 | 0.0016829 | 10.4
5901 | Encina Joint Powers Authority | 10026 | Encina Water Pollution Control | CA | SAN DIEGO | EG40 | IC | OP | 0.8 | 0.8 | 0.8 |  | 4 | 2009 | OBG | NG | Y | N | N | Commercial CHP | [62 empty] | GAS | [39 empty] | 1.1659 | 0.0016829 | 10.4
5906 | EDF Renewable Services Inc | 54453 | EDF Renewable Windfarm V Inc | CA | Solano | GEN2 | WT | OP | 60 | 60 | 60 |  | 1 | 1990 | WND |  | N | Y | N | IPP Non-CHP |  |  |  |  | N | [57 empty] | N/A | [39 empty] | 0 | 0 | 10.4
5906 | EDF Renewable Services Inc | 54685 | Difwind Farms Ltd V | CA | Riverside | EXIS | WT | OP | 11.7 | 11.7 | 11.7 |  | 1 | 1987 | WND |  | N | Y | N | IPP Non-CHP | [62 empty] | N/A | [39 empty] | 0 | 0 | 10.4
5906 | EDF Renewable Services Inc | 55741 | Ridge Crest Wind Partners | CO | Logan | A1 | WT | OP | 29.7 | 29.7 | 29.7 |  | 12 | 2001 | WND |  | N | Y | N | IPP Non-CHP |  |  |  |  | N | [57 empty] | N/A | [39 empty] | 0 | 0 | 10.4
5906 | EDF Renewable Services Inc | 56617 | Fenton Wind Farm | MN | Murray | 1 | WT | OP | 205.5 | 205.5 | 205.5 |  | 9 | 2007 | WND |  | N | Y | N | IPP Non-CHP | [62 empty] | N/A | [39 empty] | 0 | 0 | 10.4
5906 | EDF Renewable Services Inc | 56876 | Wapsipinicon Wind Project | MN | Mower | TBD | WT | OP | 100.5 | 100.5 | 100.5 |  | 2 | 2009 | WND |  | N | Y | N | IPP Non-CHP | [62 empty] | N/A | [39 empty] | 0 | 0 | 10.4
5906 | EDF Renewable Services Inc | 56878 | Hoosier Wind Project LLC | IN | Benton | TBD | WT | OP | 106 | 106 | 106 |  | 11 | 2009 | WND |  | N | Y | N | IPP Non-CHP | [62 empty] | N/A | [39 empty] | 0 | 0 | 10.4
5906 | EDF Renewable Services Inc | 10815 | Difwind Farms Ltd VII | CA | Alameda | GEN1 | WT | OP | 24 | 24 | 24 |  | 1 | 1987 | WND |  | N | Y | N | IPP Non-CHP | [62 empty] | N/A | [39 empty] | 0 | 0 | 10.4
5906 | EDF Renewable Services Inc | 54258 | Westwind Trust | CA | Riverside | WIN1 | WT | OP | 16 | 16 | 16 |  | 9 | 1986 | WND |  | N | Y | N | IPP Non-CHP | [62 empty] | N/A | [39 empty] | 0 | 0 | 10.4
5906 | EDF Renewable Services Inc | 54650 | Swanmill Windfarm I | CA | Riverside | EXI2 | WT | OP | 9.1 | 9.1 | 9.1 |  | 12 | 1989 | WND |  | N | Y | N | IPP Non-CHP | [62 empty] | N/A | [39 empty] | 0 | 0 | 10.4
5906 | EDF Renewable Services Inc | 54650 | Swanmill Windfarm I | CA | Riverside | EXIS | WT | OP | 9.6 | 9.6 | 9.6 |  | 12 | 1988 | WND |  | N | Y | N | IPP Non-CHP | [62 empty] | N/A | [39 empty] | 0 | 0 | 10.4
5906 | EDF Renewable Services Inc | 54681 | Difwind Farms Ltd I | CA | Riverside | EXIS | WT | OP | 7.3 | 7.3 | 7.3 |  | 1 | 1986 | WND |  | N | Y | N | IPP Non-CHP | [62 empty] | N/A | [39 empty] | 0 | 0 | 10.4
5906 | EDF Renewable Services Inc | 54682 | Difwind Farms Ltd II | CA | Riverside | EXIS | WT | OP | 5.5 | 5.5 | 5.5 |  | 1 | 1986 | WND |  | N | Y | N | IPP Non-CHP | [62 empty] | N/A | [39 empty] | 0 | 0 | 10.4
5906 | EDF Renewable Services Inc | 54686 | Difwind Farms Ltd VI | CA | Kern | EXIS | WT | OP | 27.1 | 27.1 | 27.1 |  | 1 | 1987 | WND |  | N | Y | N | IPP Non-CHP | [62 empty] | N/A | [39 empty] | 0 | 0 | 10.4
5906 | EDF Renewable Services Inc | 54687 | Difwind Farms Ltd VIII | CA | Kern | EXIS | WT | OP | 15 | 15 | 15 |  | 1 | 1987 | WND |  | N | Y | N | IPP Non-CHP | [62 empty] | N/A | [39 empty] | 0 | 0 | 10.4
5906 | EDF Renewable Services Inc | 55980 | Champepaden Wind Power | MN | Murray | 1 | WT | OP | 2 | 2 | 2 |  | 12 | 2001 | WND |  | N | Y | N | IPP Non-CHP |  |  |  |  | N | [57 empty] | N/A | [39 empty] | 0 | 0 | 10.4
5906 | EDF Renewable Services Inc | 55981 | Moulton Wind Power | MN | Nobles | 1 | WT | OP | 2 | 2 | 2 |  | 12 | 2001 | WND |  | N | Y | N | IPP Non-CHP |  |  |  |  | N | [57 empty] | N/A | [39 empty] | 0 | 0 | 10.4
5906 | EDF Renewable Services Inc | 56142 | Chanarambie Power Partners, LLC | MN | Murray | WND1 | WT | OP | 85.5 | 85.5 | 85.5 |  | 12 | 2003 | WND |  | N | Y | N | IPP Non-CHP | [62 empty] | N/A | [39 empty] | 0 | 0 | 10.4
5906 | EDF Renewable Services Inc | 56153 | Viking Wind Partners | MN | Murray | 1 | WT | OP | 12 | 12 | 12 |  | 12 | 2003 | WND |  | N | Y | N | IPP Non-CHP |  |  |  |  | N | [57 empty] | N/A | [39 empty] | 0 | 0 | 10.4
5906 | EDF Renewable Services Inc | 56213 | Patterson Pass | CA | Alameda | WND1 | WT | OP | 8.1 | 8.1 | 8.1 |  | 4 | 1985 | WND |  | N | Y | N | IPP Non-CHP |  |  |  |  | N | [57 empty] | N/A | [39 empty] | 0 | 0 | 10.4
5906 | EDF Renewable Services Inc | 56213 | Patterson Pass | CA | Alameda | WND2 | WT | OP | 13.8 | 13.8 | 13.8 |  | 1 | 1987 | WND |  | N | Y | N | IPP Non-CHP |  |  |  |  | N | [57 empty] | N/A | [39 empty] | 0 | 0 | 10.4
5906 | EDF Renewable Services Inc | 56302 | Oasis Wind | CA | Kern | 1 | WT | OP | 60 | 60 | 60 |  | 12 | 2004 | WND |  | N | Y | N | IPP Non-CHP | [62 empty] | N/A | [39 empty] | 0 | 0 | 10.4
5906 | EDF Renewable Services Inc | 56447 | Hawi Wind Farm | HI | Hawaii | V-47 | WT | OP | 10.6 | 10.6 | 10.6 |  | 5 | 2006 | WND |  | N | Y | N | IPP Non-CHP | [62 empty] | N/A | [39 empty] | 0 | 0 | 10.4
5906 | EDF Renewable Services Inc | 56646 | Chandler Hills Wind Farm | MN | Murray | 1 | WT | OP | 2 | 2 | 2 |  | 1 | 1999 | WND |  | N | Y | N | IPP Non-CHP | [62 empty] | N/A | [39 empty] | 0 | 0 | 10.4
5906 | EDF Renewable Services Inc | 56874 | Shiloh Wind Project 2 LLC | CA | Solano | TBD | WT | OP | 150 | 150 | 150 |  | 1 | 2009 | WND |  | N | Y | N | IPP Non-CHP | [62 empty] | N/A | [39 empty] | 0 | 0 | 10.4
5906 | EDF Renewable Services Inc | 56875 | Sacramento Soleil LLC | CA | Sacramento | TBD | PV | OP | 1 | 1 | 1 |  | 8 | 2008 | SUN |  | N | Y | N | IPP Non-CHP | [62 empty] | N/A | [39 empty] | 0 | 0 | 10.4
5906 | EDF Renewable Services Inc | 56877 | Hall's Warehouse Solar Project | NJ | Middlesex | TBD | PV | OP | 1.7 | 1.7 | 1.7 |  | 2 | 2009 | SUN |  | N | Y | N | IPP Non-CHP | [62 empty] | N/A | [39 empty] | 0 | 0 | 10.4
5906 | EDF Renewable Services Inc | 57372 | Bellevue Solar Project | OR | Yamhill | INV-1 | PV | OP | 1.6 | 1.6 | 1.6 |  | 10 | 2011 | SUN |  | N | Y | N | IPP Non-CHP |  |  |  |  | N | [57 empty] | N/A | [39 empty] | 0 | 0 | 10.4
5906 | EDF Renewable Services Inc | 57374 | Lakefield Wind Project LLC | MN | Jackson | LAKE1 | WT | OP | 205.5 | 205.5 | 205.5 |  | 10 | 2011 | WND |  | N | Y | N | IPP Non-CHP |  |  |  |  | N | [57 empty] | N/A | [39 empty] | 0 | 0 | 10.4
5906 | EDF Renewable Services Inc | 57586 | Shiloh III Wind Project LLC | CA | Solano | 1 | WT | OP | 102.5 | 102.5 | 100 |  | 12 | 2011 | WND |  | N | Y | N | IPP Non-CHP |  |  |  |  | N | [57 empty] | N/A | [39 empty] | 0 | 0 | 10.4
5906 | EDF Renewable Services Inc | 57652 | Yamhill Solar LLC | OR | Yamhill | 1 | PV | OP | 1 | 1 | 1 |  | 10 | 2011 | SUN |  | N | N | N | IPP Non-CHP | [62 empty] | N/A | [39 empty] | 0 | 0 | 10.4
5914 | Erie Boulevard Hydropower LP | 2540 | Allens Falls | NY | St Lawrence | 1 | HY | OP | 4 | 4.9 | 5 |  | 1 | 1927 | WAT |  | N | Y | N | IPP Non-CHP | [62 empty] | N/A | [39 empty] | 0 | 0 | 10.4
5914 | Erie Boulevard Hydropower LP | 2544 | Belfort | NY | Lewis | 1 | HY | OP | 0.4 | 0.2 | 0.4 |  | 1 | 1903 | WAT |  | N | Y | N | IPP Non-CHP | [62 empty] | N/A | [39 empty] | 0 | 0 | 10.4
5914 | Erie Boulevard Hydropower LP | 2544 | Belfort | NY | Lewis | 2 | HY | OP | 0.6 | 0.7 | 0.7 |  | 1 | 1915 | WAT |  | N | Y | N | IPP Non-CHP | [62 empty] | N/A | [39 empty] | 0 | 0 | 10.4
5914 | Erie Boulevard Hydropower LP | 2546 | Black River | NY | Jefferson | 1 | HY | OP | 2 | 2.4 | 2.5 |  | 1 | 1920 | WAT |  | N | Y | N | IPP Non-CHP | [62 empty] | N/A | [39 empty] | 0 | 0 | 10.4
5914 | Erie Boulevard Hydropower LP | 2546 | Black River | NY | Jefferson | 2 | HY | OP | 2 | 2.4 | 2.5 |  | 1 | 1920 | WAT |  | N | Y | N | IPP Non-CHP | [62 empty] | N/A | [39 empty] | 0 | 0 | 10.4
5914 | Erie Boulevard Hydropower LP | 2546 | Black River | NY | Jefferson | 3 | HY | OP | 2 | 2.1 | 2.2 |  | 1 | 1920 | WAT |  | N | Y | N | IPP Non-CHP | [62 empty] | N/A | [39 empty] | 0 | 0 | 10.4
5914 | Erie Boulevard Hydropower LP | 2547 | Blake | NY | St Lawrence | 1 | HY | OP | 15 | 14.2 | 14.5 |  | 1 | 1957 | WAT |  | N | Y | N | IPP Non-CHP | [62 empty] | N/A | [39 empty] | 0 | 0 | 10.4
5914 | Erie Boulevard Hydropower LP | 2548 | Browns Falls | NY | St Lawrence | 1 | HY | OP | 8 | 7.5 | 9.2 |  | 1 | 1923 | WAT |  | N | Y | N | IPP Non-CHP | [62 empty] | N/A | [39 empty] | 0 | 0 | 10.4
5914 | Erie Boulevard Hydropower LP | 2550 | Chasm | NY | Franklin | 1 | HY | OP | 1 | 1 | 1 |  | 1 | 1913 | WAT |  | N | Y | N | IPP Non-CHP | [62 empty] | N/A | [39 empty] | 0 | 0 | 10.4
5914 | Erie Boulevard Hydropower LP | 2550 | Chasm | NY | Franklin | 2 | HY | OP | 1 | 1 | 1 |  | 1 | 1913 | WAT |  | N | Y | N | IPP Non-CHP | [62 empty] | N/A | [39 empty] | 0 | 0 | 10.4
5914 | Erie Boulevard Hydropower LP | 2550 | Chasm | NY | Franklin | 3 | HY | OP | 1 | 1 | 1 |  | 1 | 1926 | WAT |  | N | Y | N | IPP Non-CHP | [62 empty] | N/A | [39 empty] | 0 | 0 | 10.4
5914 | Erie Boulevard Hydropower LP | 2551 | Colton | NY | St Lawrence | 1 | HY | OP | 11 | 9.9 | 9.7 |  | 1 | 1918 | WAT |  | N | Y | N | IPP Non-CHP | [62 empty] | N/A | [39 empty] | 0 | 0 | 10.4
5914 | Erie Boulevard Hydropower LP | 2561 | East Norfolk | NY | St Lawrence | 1 | HY | OP | 4 | 3.6 | 3.6 |  | 1 | 1928 | WAT |  | N | Y | N | IPP Non-CHP | [62 empty] | N/A | [39 empty] | 0 | 0 | 10.4
5914 | Erie Boulevard Hydropower LP | 2562 | Five Falls | NY | St Lawrence | 1 | HY | OP | 24 | 22.4 | 23.5 |  | 1 | 1955 | WAT |  | N | Y | N | IPP Non-CHP | [62 empty] | N/A | [39 empty] | 0 | 0 | 10.4
5914 | Erie Boulevard Hydropower LP | 2563 | Flat Rock | NY | St Lawrence | 1 | HY | OP | 2 | 1.4 | 2.3 |  | 1 | 1924 | WAT |  | N | Y | N | IPP Non-CHP | [62 empty] | N/A | [39 empty] | 0 | 0 | 10.4
5914 | Erie Boulevard Hydropower LP | 2566 | Fulton | NY | Oswego | 1 | HY | OP | 0.8 | 0.7 | 0.8 |  | 1 | 1924 | WAT |  | N | Y | N | IPP Non-CHP | [62 empty] | N/A | [39 empty] | 0 | 0 | 10.4
5914 | Erie Boulevard Hydropower LP | 2569 | Granby | NY | Oswego | 1 | HY | OP | 5 | 5 | 4.7 |  | 1 | 1983 | WAT |  | N | Y | N | IPP Non-CHP | [62 empty] | N/A | [39 empty] | 0 | 0 | 10.4
5914 | Erie Boulevard Hydropower LP | 2571 | Hannawa | NY | St Lawrence | 1 | HY | OP | 4 | 3.6 | 3.6 |  | 1 | 1914 | WAT |  | N | Y | N | IPP Non-CHP | [62 empty] | N/A | [39 empty] | 0 | 0 | 10.4
5914 | Erie Boulevard Hydropower LP | 2571 | Hannawa | NY | St Lawrence | 2 | HY | OP | 4 | 3.9 | 3.9 |  | 1 | 1920 | WAT |  | N | Y | N | IPP Non-CHP | [62 empty] | N/A | [39 empty] | 0 | 0 | 10.4
5914 | Erie Boulevard Hydropower LP | 2578 | Hydraulic Race | NY | Niagara | 1 | HY | OP | 3 | 3 | 2.8 |  | 1 | 1942 | WAT |  | N | Y | N | IPP Non-CHP | [62 empty] | N/A | [39 empty] | 0 | 0 | 10.4
5914 | Erie Boulevard Hydropower LP | 2579 | Inghams | NY | Fulton | 1 | HY | OP | 3 | 2.8 | 2.9 |  | 1 | 1912 | WAT |  | N | Y | N | IPP Non-CHP | [62 empty] | N/A | [39 empty] | 0 | 0 | 10.4
5914 | Erie Boulevard Hydropower LP | 2580 | Johnsonville | NY | Rensselaer | 1 | HY | OP | 2 | 1.1 | 1.1 |  | 1 | 1909 | WAT |  | N | Y | N | IPP Non-CHP | [62 empty] | N/A | [39 empty] | 0 | 0 | 10.4
5914 | Erie Boulevard Hydropower LP | 2581 | Kamargo | NY | Jefferson | 1 | HY | OP | 2 | 1.6 | 1.8 |  | 1 | 1921 | WAT |  | N | Y | N | IPP Non-CHP | [62 empty] | N/A | [39 empty] | 0 | 0 | 10.4
5914 | Erie Boulevard Hydropower LP | 2582 | Lighthouse Hill | NY | Oswego | 1 | HY | OP | 4 | 4 | 4 |  | 1 | 1930 | WAT |  | N | Y | N | IPP Non-CHP | [62 empty] | N/A | [39 empty] | 0 | 0 | 10.4
5914 | Erie Boulevard Hydropower LP | 2582 | Lighthouse Hill | NY | Oswego | 2 | HY | OP | 4 | 3.6 | 4 |  | 1 | 1930 | WAT |  | N | Y | N | IPP Non-CHP | [62 empty] | N/A | [39 empty] | 0 | 0 | 10.4
5914 | Erie Boulevard Hydropower LP | 2583 | Macomb | NY | Franklin | 1 | HY | OP | 1 | 0.9 | 0.9 |  | 1 | 1940 | WAT |  | N | Y | N | IPP Non-CHP | [62 empty] | N/A | [39 empty] | 0 | 0 | 10.4
5914 | Erie Boulevard Hydropower LP | 2586 | Minetto | NY | Oswego | 1 | HY | OP | 2 | 1.4 | 1.5 |  | 1 | 1915 | WAT |  | N | Y | N | IPP Non-CHP | [62 empty] | N/A | [39 empty] | 0 | 0 | 10.4
5914 | Erie Boulevard Hydropower LP | 2588 | Moshier | NY | Herkimer | 1 | HY | OP | 4 | 3.3 | 4.1 |  | 1 | 1929 | WAT |  | N | Y | N | IPP Non-CHP | [62 empty] | N/A | [39 empty] | 0 | 0 | 10.4
5914 | Erie Boulevard Hydropower LP | 2588 | Moshier | NY | Herkimer | 2 | HY | OP | 4 | 4.2 | 4 |  | 1 | 1929 | WAT |  | N | Y | N | IPP Non-CHP | [62 empty] | N/A | [39 empty] | 0 | 0 | 10.4
5914 | Erie Boulevard Hydropower LP | 2590 | Norfolk | NY | St Lawrence | 1 | HY | OP | 5 | 4.3 | 4.3 |  | 1 | 1928 | WAT |  | N | Y | N | IPP Non-CHP | [62 empty] | N/A | [39 empty] | 0 | 0 | 10.4
5914 | Erie Boulevard Hydropower LP | 2595 | Oswego Falls East | NY | Oswego | 1 | HY | OP | 2 | 1.4 | 1.6 |  | 1 | 1914 | WAT |  | N | Y | N | IPP Non-CHP | [62 empty] | N/A | [39 empty] | 0 | 0 | 10.4
5914 | Erie Boulevard Hydropower LP | 2597 | Parishville | NY | St Lawrence | 1 | HY | OP | 3 | 2.3 | 2 |  | 1 | 1925 | WAT |  | N | Y | N | IPP Non-CHP | [62 empty] | N/A | [39 empty] | 0 | 0 | 10.4
5914 | Erie Boulevard Hydropower LP | 2598 | Piercefield | NY | St Lawrence | 1 | HY | OP | 1.5 | 1.6 | 1.6 |  | 1 | 1957 | WAT |  | N | Y | N | IPP Non-CHP | [62 empty] | N/A | [39 empty] | 0 | 0 | 10.4
5914 | Erie Boulevard Hydropower LP | 2599 | Prospect | NY | Oneida | 1 | HY | OP | 19 | 18.3 | 18.1 |  | 1 | 1959 | WAT |  | N | Y | N | IPP Non-CHP | [62 empty] | N/A | [39 empty] | 0 | 0 | 10.4
5914 | Erie Boulevard Hydropower LP | 2600 | Rainbow Falls | NY | St Lawrence | 1 | HY | OP | 25 | 24 | 23.8 |  | 1 | 1956 | WAT |  | N | Y | N | IPP Non-CHP | [62 empty] | N/A | [39 empty] | 0 | 0 | 10.4
5914 | Erie Boulevard Hydropower LP | 2601 | Raymondville | NY | St Lawrence | 1 | HY | OP | 2 | 2 | 2.1 |  | 1 | 1928 | WAT |  | N | Y | N | IPP Non-CHP | [62 empty] | N/A | [39 empty] | 0 | 0 | 10.4
5914 | Erie Boulevard Hydropower LP | 2604 | South Edwards | NY | St Lawrence | 1 | HY | OP | 1 | 1 | 1 |  | 1 | 1912 | WAT |  | N | Y | N | IPP Non-CHP | [62 empty] | N/A | [39 empty] | 0 | 0 | 10.4
5914 | Erie Boulevard Hydropower LP | 2604 | South Edwards | NY | St Lawrence | 2 | HY | OP | 1 | 1 | 1 |  | 1 | 1912 | WAT |  | N | Y | N | IPP Non-CHP | [62 empty] | N/A | [39 empty] | 0 | 0 | 10.4
5914 | Erie Boulevard Hydropower LP | 2604 | South Edwards | NY | St Lawrence | 3 | HY | OP | 1 | 0.8 | 0.8 |  | 1 | 1921 | WAT |  | N | Y | N | IPP Non-CHP | [62 empty] | N/A | [39 empty] | 0 | 0 | 10.4
5914 | Erie Boulevard Hydropower LP | 2605 | School Street | NY | Albany | 1 | HY | OP | 8 | 7.5 | 7.1 |  | 1 | 1915 | WAT |  | N | Y | N | IPP Non-CHP | [62 empty] | N/A | [39 empty] | 0 | 0 | 10.4
5914 | Erie Boulevard Hydropower LP | 2606 | Schaghticoke | NY | Rensselaer | 1 | HY | OP | 4 | 4 | 4.3 |  | 1 | 1908 | WAT |  | N | Y | N | IPP Non-CHP | [62 empty] | N/A | [39 empty] | 0 | 0 | 10.4
5914 | Erie Boulevard Hydropower LP | 2606 | Schaghticoke | NY | Rensselaer | 2 | HY | OP | 4 | 4.1 | 4.1 |  | 1 | 1908 | WAT |  | N | Y | N | IPP Non-CHP | [62 empty] | N/A | [39 empty] | 0 | 0 | 10.4
5914 | Erie Boulevard Hydropower LP | 2607 | Schuylerville | NY | Saratoga | 1 | HY | OP | 2 | 1.5 | 1.6 |  | 1 | 1919 | WAT |  | N | Y | N | IPP Non-CHP | [62 empty] | N/A | [39 empty] | 0 | 0 | 10.4
5914 | Erie Boulevard Hydropower LP | 2609 | Sherman Island | NY | Saratoga | 1 | HY | OP | 7 | 6.7 | 6.7 |  | 4 | 2009 | WAT |  | N | Y | N | IPP Non-CHP |  |  |  |  | N | [57 empty] | N/A | [39 empty] | 0 | 0 | 10.4
5914 | Erie Boulevard Hydropower LP | 2609 | Sherman Island | NY | Saratoga | 2 | HY | OP | 7 | 7 | 8.1 |  | 1 | 1923 | WAT |  | N | Y | N | IPP Non-CHP | [62 empty] | N/A | [39 empty] | 0 | 0 | 10.4
5914 | Erie Boulevard Hydropower LP | 2609 | Sherman Island | NY | Saratoga | 3 | HY | OP | 7 | 7 | 8.3 |  | 1 | 1923 | WAT |  | N | Y | N | IPP Non-CHP | [62 empty] | N/A | [39 empty] | 0 | 0 | 10.4
5914 | Erie Boulevard Hydropower LP | 2609 | Sherman Island | NY | Saratoga | 4 | HY | OP | 7 | 7.2 | 7.4 |  | 1 | 1923 | WAT |  | N | Y | N | IPP Non-CHP | [62 empty] | N/A | [39 empty] | 0 | 0 | 10.4
5914 | Erie Boulevard Hydropower LP | 2609 | Sherman Island | NY | Saratoga | 5 | HY | OP | 7 | 7.7 | 8.2 |  | 1 | 1923 | WAT |  | N | Y | N | IPP Non-CHP | [62 empty] | N/A | [39 empty] | 0 | 0 | 10.4
5914 | Erie Boulevard Hydropower LP | 2609 | Sherman Island | NY | Saratoga | 6 | HY | OP | 1.3 | 1.3 | 1.3 |  | 2 | 2009 | WAT |  | N | Y | N | IPP Non-CHP |  |  |  |  | N | [57 empty] | N/A | [39 empty] | 0 | 0 | 10.4
5914 | Erie Boulevard Hydropower LP | 2610 | Soft Maple | NY | Lewis | 1 | HY | OP | 8 | 7.3 | 7.7 |  | 1 | 1925 | WAT |  | N | Y | N | IPP Non-CHP | [62 empty] | N/A | [39 empty] | 0 | 0 | 10.4
5914 | Erie Boulevard Hydropower LP | 2611 | South Colton | NY | St Lawrence | 1 | HY | OP | 21 | 19.8 | 20 |  | 1 | 1954 | WAT |  | N | Y | N | IPP Non-CHP | [62 empty] | N/A | [39 empty] | 0 | 0 | 10.4
5914 | Erie Boulevard Hydropower LP | 2612 | Spier Falls | NY | Saratoga | 8 | HY | OP | 9 | 8.5 | 8.6 |  | 1 | 1924 | WAT |  | N | Y | N | IPP Non-CHP | [62 empty] | N/A | [39 empty] | 0 | 0 | 10.4
5914 | Erie Boulevard Hydropower LP | 2612 | Spier Falls | NY | Saratoga | 9 | HY | OP | 47 | 46 | 46.3 |  | 1 | 1930 | WAT |  | N | Y | N | IPP Non-CHP | [62 empty] | N/A | [39 empty] | 0 | 0 | 10.4
5914 | Erie Boulevard Hydropower LP | 2613 | Stark | NY | St Lawrence | 1 | HY | OP | 26 | 23.3 | 24.5 |  | 1 | 1957 | WAT |  | N | Y | N | IPP Non-CHP | [62 empty] | N/A | [39 empty] | 0 | 0 | 10.4
5914 | Erie Boulevard Hydropower LP | 2614 | Stewarts Bridge | NY | Saratoga | 1 | HY | OP | 36 | 37.5 | 37.5 |  | 1 | 1952 | WAT |  | N | Y | N | IPP Non-CHP | [62 empty] | N/A | [39 empty] | 0 | 0 | 10.4
5914 | Erie Boulevard Hydropower LP | 2616 | Sugar Island | NY | SAINT LAWRENCE | 1 | HY | OP | 2 | 2.1 | 2.1 |  | 1 | 1924 | WAT |  | N | Y | N | IPP Non-CHP | [62 empty] | N/A | [39 empty] | 0 | 0 | 10.4
5914 | Erie Boulevard Hydropower LP | 2616 | Sugar Island | NY | SAINT LAWRENCE | 2 | HY | OP | 2 | 2 | 2 |  | 1 | 1924 | WAT |  | N | Y | N | IPP Non-CHP | [62 empty] | N/A | [39 empty] | 0 | 0 | 10.4
5914 | Erie Boulevard Hydropower LP | 2619 | Trenton Falls | NY | Oneida | 5 | HY | OP | 6.8 | 8.1 | 6.8 |  | 1 | 1919 | WAT |  | N | Y | N | IPP Non-CHP | [62 empty] | N/A | [39 empty] | 0 | 0 | 10.4
5914 | Erie Boulevard Hydropower LP | 2619 | Trenton Falls | NY | Oneida | 6 | HY | OP | 6.4 | 8.1 | 6.4 |  | 1 | 1919 | WAT |  | N | Y | N | IPP Non-CHP | [62 empty] | N/A | [39 empty] | 0 | 0 | 10.4
5914 | Erie Boulevard Hydropower LP | 2619 | Trenton Falls | NY | Oneida | 7 | HY | OP | 8.7 | 9.7 | 8.7 |  | 1 | 1919 | WAT |  | N | Y | N | IPP Non-CHP | [62 empty] | N/A | [39 empty] | 0 | 0 | 10.4
5914 | Erie Boulevard Hydropower LP | 2623 | Waterport | NY | Orleans | 1 | HY | OP | 2 | 1.7 | 1.7 |  | 1 | 1921 | WAT |  | N | Y | N | IPP Non-CHP | [62 empty] | N/A | [39 empty] | 0 | 0 | 10.4
5914 | Erie Boulevard Hydropower LP | 6527 | E J West | NY | Saratoga | 1 | HY | OP | 11 | 10.2 | 11 |  | 1 | 1930 | WAT |  | N | Y | N | IPP Non-CHP | [62 empty] | N/A | [39 empty] | 0 | 0 | 10.4
5914 | Erie Boulevard Hydropower LP | 10530 | Feeder Dam Hydro Plant | NY | Saratoga | 1 | HY | OP | 1 | 0.9 | 1 |  | 1 | 1924 | WAT |  | N | Y | N | IPP Non-CHP | [62 empty] | N/A | [39 empty] | 0 | 0 | 10.4
5914 | Erie Boulevard Hydropower LP | 2543 | Beardslee | NY | Herkimer | 1 | HY | OP | 10 | 8.5 | 8.9 |  | 1 | 1924 | WAT |  | N | Y | N | IPP Non-CHP | [62 empty] | N/A | [39 empty] | 0 | 0 | 10.4
5914 | Erie Boulevard Hydropower LP | 2543 | Beardslee | NY | Herkimer | 2 | HY | OP | 10 | 8.1 | 7.8 |  | 1 | 1924 | WAT |  | N | Y | N | IPP Non-CHP | [62 empty] | N/A | [39 empty] | 0 | 0 | 10.4
5914 | Erie Boulevard Hydropower LP | 2544 | Belfort | NY | Lewis | 3 | HY | OP | 1 | 0.7 | 1.1 |  | 1 | 1918 | WAT |  | N | Y | N | IPP Non-CHP | [62 empty] | N/A | [39 empty] | 0 | 0 | 10.4
5914 | Erie Boulevard Hydropower LP | 2545 | Bennetts Bridge | NY | Oswego | 1 | HY | OP | 9 | 8.4 | 7 |  | 1 | 1932 | WAT |  | N | Y | N | IPP Non-CHP | [62 empty] | N/A | [39 empty] | 0 | 0 | 10.4
5914 | Erie Boulevard Hydropower LP | 2545 | Bennetts Bridge | NY | Oswego | 2 | HY | OP | 9 | 8.4 | 7.5 |  | 1 | 1932 | WAT |  | N | Y | N | IPP Non-CHP | [62 empty] | N/A | [39 empty] | 0 | 0 | 10.4
5914 | Erie Boulevard Hydropower LP | 2545 | Bennetts Bridge | NY | Oswego | 3 | HY | OP | 9 | 6.3 | 7.3 |  | 1 | 1966 | WAT |  | N | Y | N | IPP Non-CHP | [62 empty] | N/A | [39 empty] | 0 | 0 | 10.4
5914 | Erie Boulevard Hydropower LP | 2545 | Bennetts Bridge | NY | Oswego | 4 | HY | OP | 9 | 7.2 | 7.3 |  | 1 | 1966 | WAT |  | N | Y | N | IPP Non-CHP | [62 empty] | N/A | [39 empty] | 0 | 0 | 10.4
5914 | Erie Boulevard Hydropower LP | 2548 | Browns Falls | NY | St Lawrence | 2 | HY | OP | 8 | 7.8 | 7.7 |  | 1 | 1923 | WAT |  | N | Y | N | IPP Non-CHP | [62 empty] | N/A | [39 empty] | 0 | 0 | 10.4
5914 | Erie Boulevard Hydropower LP | 2551 | Colton | NY | St Lawrence | 2 | HY | OP | 12 | 10.3 | 9.9 |  | 1 | 1918 | WAT |  | N | Y | N | IPP Non-CHP | [62 empty] | N/A | [39 empty] | 0 | 0 | 10.4
5914 | Erie Boulevard Hydropower LP | 2551 | Colton | NY | St Lawrence | 3 | HY | OP | 13 | 9.5 | 11.1 |  | 1 | 1928 | WAT |  | N | Y | N | IPP Non-CHP | [62 empty] | N/A | [39 empty] | 0 | 0 | 10.4
5914 | Erie Boulevard Hydropower LP | 2552 | Deferiet | NY | Jefferson | 1 | HY | OP | 4 | 3.6 | 3.6 |  | 1 | 1925 | WAT |  | N | Y | N | IPP Non-CHP | [62 empty] | N/A | [39 empty] | 0 | 0 | 10.4
5914 | Erie Boulevard Hydropower LP | 2552 | Deferiet | NY | Jefferson | 2 | HY | OP | 4 | 3.6 | 3.6 |  | 1 | 1925 | WAT |  | N | Y | N | IPP Non-CHP | [62 empty] | N/A | [39 empty] | 0 | 0 | 10.4
5914 | Erie Boulevard Hydropower LP | 2552 | Deferiet | NY | Jefferson | 3 | HY | OP | 4 | 3 | 3.6 |  | 1 | 1925 | WAT |  | N | Y | N | IPP Non-CHP | [62 empty] | N/A | [39 empty] | 0 | 0 | 10.4
5914 | Erie Boulevard Hydropower LP | 2555 | Eagle | NY | Lewis | 1 | HY | OP | 2 | 1.4 | 1.3 |  | 1 | 1914 | WAT |  | N | Y | N | IPP Non-CHP | [62 empty] | N/A | [39 empty] | 0 | 0 | 10.4
5914 | Erie Boulevard Hydropower LP | 2555 | Eagle | NY | Lewis | 2 | HY | OP | 1 | 1 | 1 |  | 1 | 1915 | WAT |  | N | Y | N | IPP Non-CHP | [62 empty] | N/A | [39 empty] | 0 | 0 | 10.4
5914 | Erie Boulevard Hydropower LP | 2555 | Eagle | NY | Lewis | 3 | HY | OP | 1 | 1 | 1 |  | 1 | 1919 | WAT |  | N | Y | N | IPP Non-CHP | [62 empty] | N/A | [39 empty] | 0 | 0 | 10.4
5914 | Erie Boulevard Hydropower LP | 2555 | Eagle | NY | Lewis | 4 | HY | OP | 2 | 2 | 2 |  | 1 | 1925 | WAT |  | N | Y | N | IPP Non-CHP | [62 empty] | N/A | [39 empty] | 0 | 0 | 10.4
5914 | Erie Boulevard Hydropower LP | 2556 | Eel Weir | NY | St Lawrence | 1 | HY | OP | 0.5 | 0.4 | 0.4 |  | 1 | 1928 | WAT |  | N | Y | N | IPP Non-CHP | [62 empty] | N/A | [39 empty] | 0 | 0 | 10.4
5914 | Erie Boulevard Hydropower LP | 2556 | Eel Weir | NY | St Lawrence | 2 | HY | OP | 1 | 0.9 | 0.9 |  | 1 | 1928 | WAT |  | N | Y | N | IPP Non-CHP | [62 empty] | N/A | [39 empty] | 0 | 0 | 10.4
5914 | Erie Boulevard Hydropower LP | 2556 | Eel Weir | NY | St Lawrence | 3 | HY | OP | 1 | 0.9 | 0.8 |  | 1 | 1928 | WAT |  | N | Y | N | IPP Non-CHP | [62 empty] | N/A | [39 empty] | 0 | 0 | 10.4
5914 | Erie Boulevard Hydropower LP | 2557 | Effley | NY | Lewis | 1 | HY | OP | 0.4 | 0.4 | 0.4 |  | 1 | 1902 | WAT |  | N | Y | N | IPP Non-CHP | [62 empty] | N/A | [39 empty] | 0 | 0 | 10.4
5914 | Erie Boulevard Hydropower LP | 2557 | Effley | NY | Lewis | 2 | HY | OP | 0.4 | 0.4 | 0.4 |  | 1 | 1907 | WAT |  | N | Y | N | IPP Non-CHP | [62 empty] | N/A | [39 empty] | 0 | 0 | 10.4
5914 | Erie Boulevard Hydropower LP | 2557 | Effley | NY | Lewis | 3 | HY | OP | 0.6 | 0.6 | 0.6 |  | 1 | 1910 | WAT |  | N | Y | N | IPP Non-CHP | [62 empty] | N/A | [39 empty] | 0 | 0 | 10.4
5914 | Erie Boulevard Hydropower LP | 2557 | Effley | NY | Lewis | 4 | HY | OP | 1.6 | 1.4 | 1.4 |  | 1 | 1923 | WAT |  | N | Y | N | IPP Non-CHP | [62 empty] | N/A | [39 empty] | 0 | 0 | 10.4
5914 | Erie Boulevard Hydropower LP | 2559 | Elmer | NY | Lewis | 1 | HY | OP | 1 | 0.9 | 0.9 |  | 1 | 1916 | WAT |  | N | Y | N | IPP Non-CHP | [62 empty] | N/A | [39 empty] | 0 | 0 | 10.4
5914 | Erie Boulevard Hydropower LP | 2559 | Elmer | NY | Lewis | 2 | HY | OP | 1 | 0.9 | 0.9 |  | 1 | 1916 | WAT |  | N | Y | N | IPP Non-CHP | [62 empty] | N/A | [39 empty] | 0 | 0 | 10.4
5914 | Erie Boulevard Hydropower LP | 2560 | Ephratah | NY | Fulton | 1 | HY | OP | 1 | 0.9 | 0.9 |  | 1 | 1920 | WAT |  | N | Y | N | IPP Non-CHP | [62 empty] | N/A | [39 empty] | 0 | 0 | 10.4
5914 | Erie Boulevard Hydropower LP | 2560 | Ephratah | NY | Fulton | 2 | HY | OP | 1 | 0.9 | 1 |  | 1 | 1911 | WAT |  | N | Y | N | IPP Non-CHP | [62 empty] | N/A | [39 empty] | 0 | 0 | 10.4
5914 | Erie Boulevard Hydropower LP | 2560 | Ephratah | NY | Fulton | 3 | HY | OP | 1 | 0.9 | 1 |  | 1 | 1911 | WAT |  | N | Y | N | IPP Non-CHP | [62 empty] | N/A | [39 empty] | 0 | 0 | 10.4
5914 | Erie Boulevard Hydropower LP | 2560 | Ephratah | NY | Fulton | 4 | HY | OP | 1 | 1 | 1 |  | 1 | 1911 | WAT |  | N | Y | N | IPP Non-CHP | [62 empty] | N/A | [39 empty] | 0 | 0 | 10.4
5914 | Erie Boulevard Hydropower LP | 2563 | Flat Rock | NY | St Lawrence | 2 | HY | OP | 3 | 2.5 | 3.1 |  | 1 | 1924 | WAT |  | N | Y | N | IPP Non-CHP | [62 empty] | N/A | [39 empty] | 0 | 0 | 10.4
5914 | Erie Boulevard Hydropower LP | 2564 | Franklin | NY | Franklin | 1 | HY | OP | 1 | 0.9 | 0.8 |  | 1 | 1911 | WAT |  | N | Y | N | IPP Non-CHP | [62 empty] | N/A | [39 empty] | 0 | 0 | 10.4
5914 | Erie Boulevard Hydropower LP | 2564 | Franklin | NY | Franklin | 2 | HY | OP | 1 | 1.2 | 1.2 |  | 1 | 1926 | WAT |  | N | Y | N | IPP Non-CHP | [62 empty] | N/A | [39 empty] | 0 | 0 | 10.4
5914 | Erie Boulevard Hydropower LP | 2566 | Fulton | NY | Oswego | 2 | HY | OP | 0.5 | 0.3 | 0.4 |  | 1 | 1928 | WAT |  | N | Y | N | IPP Non-CHP | [62 empty] | N/A | [39 empty] | 0 | 0 | 10.4
5914 | Erie Boulevard Hydropower LP | 2568 | Glenwood | NY | Orleans | 1 | HY | OP | 0.5 | 0.5 | 0.5 |  | 1 | 1950 | WAT |  | N | Y | N | IPP Non-CHP | [62 empty] | N/A | [39 empty] | 0 | 0 | 10.4
5914 | Erie Boulevard Hydropower LP | 2568 | Glenwood | NY | Orleans | 2 | HY | OP | 0.5 | 0.5 | 0.5 |  | 1 | 1950 | WAT |  | N | Y | N | IPP Non-CHP | [62 empty] | N/A | [39 empty] | 0 | 0 | 10.4
5914 | Erie Boulevard Hydropower LP | 2568 | Glenwood | NY | Orleans | 3 | HY | OP | 0.5 | 0.3 | 0.5 |  | 1 | 1950 | WAT |  | N | Y | N | IPP Non-CHP | [62 empty] | N/A | [39 empty] | 0 | 0 | 10.4
5914 | Erie Boulevard Hydropower LP | 2569 | Granby | NY | Oswego | 2 | HY | OP | 5 | 5 | 5 |  | 1 | 1983 | WAT |  | N | Y | N | IPP Non-CHP | [62 empty] | N/A | [39 empty] | 0 | 0 | 10.4
5914 | Erie Boulevard Hydropower LP | 2572 | Herrings | NY | Jefferson | 1 | HY | OP | 1.8 | 1.4 | 1.5 |  | 1 | 1924 | WAT |  | N | Y | N | IPP Non-CHP | [62 empty] | N/A | [39 empty] | 0 | 0 | 10.4
5914 | Erie Boulevard Hydropower LP | 2572 | Herrings | NY | Jefferson | 2 | HY | OP | 1.8 | 1.4 | 1.5 |  | 1 | 1924 | WAT |  | N | Y | N | IPP Non-CHP | [62 empty] | N/A | [39 empty] | 0 | 0 | 10.4
5914 | Erie Boulevard Hydropower LP | 2572 | Herrings | NY | Jefferson | 3 | HY | OP | 1.8 | 1.6 | 1.6 |  | 1 | 1924 | WAT |  | N | Y | N | IPP Non-CHP | [62 empty] | N/A | [39 empty] | 0 | 0 | 10.4
5914 | Erie Boulevard Hydropower LP | 2573 | Heuvelton | NY | St Lawrence | 1 | HY | OP | 0.5 | 0.4 | 0.4 |  | 1 | 1924 | WAT |  | N | Y | N | IPP Non-CHP | [62 empty] | N/A | [39 empty] | 0 | 0 | 10.4
5914 | Erie Boulevard Hydropower LP | 2573 | Heuvelton | NY | St Lawrence | 2 | HY | OP | 0.5 | 0.4 | 0.4 |  | 1 | 1924 | WAT |  | N | Y | N | IPP Non-CHP | [62 empty] | N/A | [39 empty] | 0 | 0 | 10.4
5914 | Erie Boulevard Hydropower LP | 2575 | High Falls | NY | Lewis | 1 | HY | OP | 2 | 1.9 | 1.9 |  | 1 | 1925 | WAT |  | N | Y | N | IPP Non-CHP | [62 empty] | N/A | [39 empty] | 0 | 0 | 10.4
5914 | Erie Boulevard Hydropower LP | 2575 | High Falls | NY | Lewis | 2 | HY | OP | 2 | 1.5 | 1.9 |  | 7 | 1925 | WAT |  | N | Y | N | IPP Non-CHP | [62 empty] | N/A | [39 empty] | 0 | 0 | 10.4
5914 | Erie Boulevard Hydropower LP | 2575 | High Falls | NY | Lewis | 3 | HY | OP | 2 | 0.2 | 1.9 |  | 7 | 1925 | WAT |  | N | Y | N | IPP Non-CHP | [62 empty] | N/A | [39 empty] | 0 | 0 | 10.4
5914 | Erie Boulevard Hydropower LP | 2576 | Higley | NY | St Lawrence | 1N | HY | OP | 1.5 | 1.5 | 1.6 |  | 9 | 2003 | WAT |  | N | Y | N | IPP Non-CHP | [62 empty] | N/A | [39 empty] | 0 | 0 | 10.4
5914 | Erie Boulevard Hydropower LP | 2576 | Higley | NY | St Lawrence | 2N | HY | OP | 1.5 | 1.6 | 1.6 |  | 9 | 2003 | WAT |  | N | Y | N | IPP Non-CHP | [62 empty] | N/A | [39 empty] | 0 | 0 | 10.4
5914 | Erie Boulevard Hydropower LP | 2576 | Higley | NY | St Lawrence | 3N | HY | OP | 1.5 | 1.6 | 1.6 |  | 9 | 2003 | WAT |  | N | Y | N | IPP Non-CHP | [62 empty] | N/A | [39 empty] | 0 | 0 | 10.4
5914 | Erie Boulevard Hydropower LP | 2576 | Higley | NY | St Lawrence | 4N | HY | OP | 1.5 | 1.6 | 1.6 |  | 9 | 2003 | WAT |  | N | Y | N | IPP Non-CHP | [62 empty] | N/A | [39 empty] | 0 | 0 | 10.4
5914 | Erie Boulevard Hydropower LP | 2579 | Inghams | NY | Fulton | 2 | HY | OP | 3 | 3.4 | 3.4 |  | 1 | 1912 | WAT |  | N | Y | N | IPP Non-CHP | [62 empty] | N/A | [39 empty] | 0 | 0 | 10.4
5914 | Erie Boulevard Hydropower LP | 2580 | Johnsonville | NY | Rensselaer | 2 | HY | OP | 2 | 1.4 | 1.2 |  | 1 | 1909 | WAT |  | N | Y | N | IPP Non-CHP | [62 empty] | N/A | [39 empty] | 0 | 0 | 10.4
5914 | Erie Boulevard Hydropower LP | 2581 | Kamargo | NY | Jefferson | 2 | HY | OP | 2 | 1.6 | 1.7 |  | 1 | 1921 | WAT |  | N | Y | N | IPP Non-CHP | [62 empty] | N/A | [39 empty] | 0 | 0 | 10.4
5914 | Erie Boulevard Hydropower LP | 2581 | Kamargo | NY | Jefferson | 3 | HY | OP | 2 | 1.6 | 1.7 |  | 1 | 1921 | WAT |  | N | Y | N | IPP Non-CHP | [62 empty] | N/A | [39 empty] | 0 | 0 | 10.4
5914 | Erie Boulevard Hydropower LP | 2586 | Minetto | NY | Oswego | 2 | HY | OP | 2 | 1.3 | 1.4 |  | 1 | 1915 | WAT |  | N | Y | N | IPP Non-CHP | [62 empty] | N/A | [39 empty] | 0 | 0 | 10.4
5914 | Erie Boulevard Hydropower LP | 2586 | Minetto | NY | Oswego | 3 | HY | OP | 2 | 1.2 | 1.5 |  | 1 | 1915 | WAT |  | N | Y | N | IPP Non-CHP | [62 empty] | N/A | [39 empty] | 0 | 0 | 10.4
5914 | Erie Boulevard Hydropower LP | 2586 | Minetto | NY | Oswego | 4 | HY | OP | 2 | 1.5 | 1.4 |  | 1 | 1915 | WAT |  | N | Y | N | IPP Non-CHP | [62 empty] | N/A | [39 empty] | 0 | 0 | 10.4
5914 | Erie Boulevard Hydropower LP | 2586 | Minetto | NY | Oswego | 5 | HY | OP | 2 | 1.5 | 1.5 |  | 1 | 1915 | WAT |  | N | Y | N | IPP Non-CHP | [62 empty] | N/A | [39 empty] | 0 | 0 | 10.4
5914 | Erie Boulevard Hydropower LP | 2591 | Norwood | NY | St Lawrence | 1 | HY | OP | 2 | 2.1 | 2.1 |  | 1 | 1928 | WAT |  | N | Y | N | IPP Non-CHP | [62 empty] | N/A | [39 empty] | 0 | 0 | 10.4
5914 | Erie Boulevard Hydropower LP | 2595 | Oswego Falls East | NY | Oswego | 2 | HY | OP | 2 | 1.4 | 1.5 |  | 1 | 1914 | WAT |  | N | Y | N | IPP Non-CHP | [62 empty] | N/A | [39 empty] | 0 | 0 | 10.4
5914 | Erie Boulevard Hydropower LP | 2595 | Oswego Falls East | NY | Oswego | 3 | HY | OP | 2 | 1.9 | 1.5 |  | 1 | 1914 | WAT |  | N | Y | N | IPP Non-CHP | [62 empty] | N/A | [39 empty] | 0 | 0 | 10.4
5914 | Erie Boulevard Hydropower LP | 2596 | Oswego Falls West | NY | Oswego | 4 | HY | OP | 1 | 1 | 1 |  | 1 | 1914 | WAT |  | N | Y | N | IPP Non-CHP | [62 empty] | N/A | [39 empty] | 0 | 0 | 10.4
5914 | Erie Boulevard Hydropower LP | 2596 | Oswego Falls West | NY | Oswego | 5 | HY | OP | 1 | 1 | 1 |  | 1 | 1914 | WAT |  | N | Y | N | IPP Non-CHP | [62 empty] | N/A | [39 empty] | 0 | 0 | 10.4
5914 | Erie Boulevard Hydropower LP | 2598 | Piercefield | NY | St Lawrence | 2 | HY | OP | 0.6 | 0.6 | 0.6 |  | 1 | 1924 | WAT |  | N | Y | N | IPP Non-CHP | [62 empty] | N/A | [39 empty] | 0 | 0 | 10.4
5914 | Erie Boulevard Hydropower LP | 2598 | Piercefield | NY | St Lawrence | 3 | HY | OP | 0.6 | 0.6 | 0.6 |  | 1 | 1924 | WAT |  | N | Y | N | IPP Non-CHP | [62 empty] | N/A | [39 empty] | 0 | 0 | 10.4
5914 | Erie Boulevard Hydropower LP | 2604 | South Edwards | NY | St Lawrence | 4 | HY | OP | 1 | 0.2 | 0.2 |  | 1 | 1994 | WAT |  | N | Y | N | IPP Non-CHP | [62 empty] | N/A | [39 empty] | 0 | 0 | 10.4
5914 | Erie Boulevard Hydropower LP | 2605 | School Street | NY | Albany | 2 | HY | OP | 7 | 5.9 | 6.3 |  | 1 | 1915 | WAT |  | N | Y | N | IPP Non-CHP | [62 empty] | N/A | [39 empty] | 0 | 0 | 10.4
5914 | Erie Boulevard Hydropower LP | 2605 | School Street | NY | Albany | 3 | HY | OP | 7 | 6.1 | 6.4 |  | 1 | 1915 | WAT |  | N | Y | N | IPP Non-CHP | [62 empty] | N/A | [39 empty] | 0 | 0 | 10.4
5914 | Erie Boulevard Hydropower LP | 2605 | School Street | NY | Albany | 4 | HY | OP | 7 | 6.6 | 6.6 |  | 1 | 1922 | WAT |  | N | Y | N | IPP Non-CHP | [62 empty] | N/A | [39 empty] | 0 | 0 | 10.4
5914 | Erie Boulevard Hydropower LP | 2605 | School Street | NY | Albany | 5 | HY | OP | 13 | 10.8 | 9.7 |  | 1 | 1924 | WAT |  | N | Y | N | IPP Non-CHP | [62 empty] | N/A | [39 empty] | 0 | 0 | 10.4
5914 | Erie Boulevard Hydropower LP | 2606 | Schaghticoke | NY | Rensselaer | 3 | HY | OP | 4 | 3.8 | 3.9 |  | 1 | 1908 | WAT |  | N | Y | N | IPP Non-CHP | [62 empty] | N/A | [39 empty] | 0 | 0 | 10.4
5914 | Erie Boulevard Hydropower LP | 2606 | Schaghticoke | NY | Rensselaer | 4 | HY | OP | 4 | 4 | 3.9 |  | 1 | 1908 | WAT |  | N | Y | N | IPP Non-CHP | [62 empty] | N/A | [39 empty] | 0 | 0 | 10.4
5914 | Erie Boulevard Hydropower LP | 2608 | Sewalls | NY | Jefferson | 1 | HY | OP | 1 | 1 | 1.1 |  | 1 | 1925 | WAT |  | N | Y | N | IPP Non-CHP | [62 empty] | N/A | [39 empty] | 0 | 0 | 10.4
5914 | Erie Boulevard Hydropower LP | 2608 | Sewalls | NY | Jefferson | 2 | HY | OP | 1 | 1.1 | 1.2 |  | 1 | 1925 | WAT |  | N | Y | N | IPP Non-CHP | [62 empty] | N/A | [39 empty] | 0 | 0 | 10.4
5914 | Erie Boulevard Hydropower LP | 2610 | Soft Maple | NY | Lewis | 2 | HY | OP | 8 | 8 | 8 |  | 1 | 1925 | WAT |  | N | Y | N | IPP Non-CHP | [62 empty] | N/A | [39 empty] | 0 | 0 | 10.4
5914 | Erie Boulevard Hydropower LP | 2617 | Taylorville | NY | Lewis | 1 | HY | OP | 1 | 1 | 1.1 |  | 1 | 1913 | WAT |  | N | Y | N | IPP Non-CHP | [62 empty] | N/A | [39 empty] | 0 | 0 | 10.4
5914 | Erie Boulevard Hydropower LP | 2617 | Taylorville | NY | Lewis | 2 | HY | OP | 1 | 1.1 | 1.1 |  | 1 | 1913 | WAT |  | N | Y | N | IPP Non-CHP | [62 empty] | N/A | [39 empty] | 0 | 0 | 10.4
5914 | Erie Boulevard Hydropower LP | 2617 | Taylorville | NY | Lewis | 3 | HY | OP | 1 | 1.1 | 1.1 |  | 1 | 1913 | WAT |  | N | Y | N | IPP Non-CHP | [62 empty] | N/A | [39 empty] | 0 | 0 | 10.4
5914 | Erie Boulevard Hydropower LP | 2617 | Taylorville | NY | Lewis | 4 | HY | OP | 1 | 1.1 | 1.1 |  | 1 | 1927 | WAT |  | N | Y | N | IPP Non-CHP | [62 empty] | N/A | [39 empty] | 0 | 0 | 10.4
5914 | Erie Boulevard Hydropower LP | 2621 | Varick | NY | Oswego | 2 | HY | OP | 2 | 1.6 | 1.5 |  | 1 | 1926 | WAT |  | N | Y | N | IPP Non-CHP | [62 empty] | N/A | [39 empty] | 0 | 0 | 10.4
5914 | Erie Boulevard Hydropower LP | 2621 | Varick | NY | Oswego | 3 | HY | OP | 2 | 1.5 | 1.5 |  | 1 | 1926 | WAT |  | N | Y | N | IPP Non-CHP | [62 empty] | N/A | [39 empty] | 0 | 0 | 10.4
5914 | Erie Boulevard Hydropower LP | 2621 | Varick | NY | Oswego | 4 | HY | OP | 2 | 1.2 | 1.2 |  | 1 | 1926 | WAT |  | N | Y | N | IPP Non-CHP | [62 empty] | N/A | [39 empty] | 0 | 0 | 10.4
5914 | Erie Boulevard Hydropower LP | 2621 | Varick | NY | Oswego | 5 | HY | OP | 2 | 1.5 | 1.4 |  | 1 | 1926 | WAT |  | N | Y | N | IPP Non-CHP | [62 empty] | N/A | [39 empty] | 0 | 0 | 10.4
5914 | Erie Boulevard Hydropower LP | 2623 | Waterport | NY | Orleans | 2 | HY | OP | 2 | 2 | 1.9 |  | 1 | 1921 | WAT |  | N | Y | N | IPP Non-CHP | [62 empty] | N/A | [39 empty] | 0 | 0 | 10.4
5914 | Erie Boulevard Hydropower LP | 2624 | Yaleville | NY | St Lawrence | 1 | HY | OP | 1 | 0.4 | 0.4 |  | 1 | 1940 | WAT |  | N | Y | N | IPP Non-CHP | [62 empty] | N/A | [39 empty] | 0 | 0 | 10.4
5914 | Erie Boulevard Hydropower LP | 2624 | Yaleville | NY | St Lawrence | 2 | HY | OP | 1 | 0.2 | 0.2 |  | 1 | 1940 | WAT |  | N | Y | N | IPP Non-CHP | [62 empty] | N/A | [39 empty] | 0 | 0 | 10.4
5914 | Erie Boulevard Hydropower LP | 6527 | E J West | NY | Saratoga | 2 | HY | OP | 11 | 10.4 | 11.1 |  | 1 | 1930 | WAT |  | N | Y | N | IPP Non-CHP | [62 empty] | N/A | [39 empty] | 0 | 0 | 10.4
5914 | Erie Boulevard Hydropower LP | 7583 | Talcville | NY | St Lawrence | 1 | HY | OP | 1 | 0.4 | 0.4 |  | 1 | 1986 | WAT |  | N | Y | N | IPP Non-CHP | [62 empty] | N/A | [39 empty] | 0 | 0 | 10.4
5914 | Erie Boulevard Hydropower LP | 7583 | Talcville | NY | St Lawrence | 2 | HY | OP | 0.1 | 0.1 | 0.1 |  | 1 | 1986 | WAT |  | N | Y | N | IPP Non-CHP | [62 empty] | N/A | [39 empty] | 0 | 0 | 10.4
5914 | Erie Boulevard Hydropower LP | 10530 | Feeder Dam Hydro Plant | NY | Saratoga | 2 | HY | OP | 1 | 0.9 | 1 |  | 1 | 1924 | WAT |  | N | Y | N | IPP Non-CHP | [62 empty] | N/A | [39 empty] | 0 | 0 | 10.4
5914 | Erie Boulevard Hydropower LP | 10530 | Feeder Dam Hydro Plant | NY | Saratoga | 3 | HY | OP | 1 | 1 | 1 |  | 1 | 1924 | WAT |  | N | Y | N | IPP Non-CHP | [62 empty] | N/A | [39 empty] | 0 | 0 | 10.4
5914 | Erie Boulevard Hydropower LP | 10530 | Feeder Dam Hydro Plant | NY | Saratoga | 4 | HY | OP | 1 | 0.9 | 1 |  | 1 | 1924 | WAT |  | N | Y | N | IPP Non-CHP | [62 empty] | N/A | [39 empty] | 0 | 0 | 10.4
5914 | Erie Boulevard Hydropower LP | 10530 | Feeder Dam Hydro Plant | NY | Saratoga | 5 | HY | OP | 1 | 1 | 1 |  | 1 | 1924 | WAT |  | N | Y | N | IPP Non-CHP | [62 empty] | N/A | [39 empty] | 0 | 0 | 10.4
5914 | Erie Boulevard Hydropower LP | 10531 | Beebee Island Hydro Plant | NY | Jefferson | 1 | HY | OP | 4 | 4.4 | 4.3 |  | 1 | 1931 | WAT |  | N | Y | N | IPP Non-CHP | [62 empty] | N/A | [39 empty] | 0 | 0 | 10.4
5914 | Erie Boulevard Hydropower LP | 10531 | Beebee Island Hydro Plant | NY | Jefferson | 2 | HY | OP | 5 | 4.4 | 4.6 |  | 1 | 1931 | WAT |  | N | Y | N | IPP Non-CHP | [62 empty] | N/A | [39 empty] | 0 | 0 | 10.4
5914 | Erie Boulevard Hydropower LP | 50268 | Hewittville Hydroelectric | NY | ST Lawrence | HY1 | HY | OP | 3 | 2.9 | 2.9 |  | 9 | 1984 | WAT |  | N | Y | N | IPP Non-CHP | [62 empty] | N/A | [39 empty] | 0 | 0 | 10.4
5914 | Erie Boulevard Hydropower LP | 50269 | Unionville Hydro Project 2499 NY | NY | St Lawrence | HY1 | HY | OP | 3 | 2.9 | 2.9 |  | 7 | 1984 | WAT |  | N | Y | N | IPP Non-CHP | [62 empty] | N/A | [39 empty] | 0 | 0 | 10.4
5914 | Erie Boulevard Hydropower LP | 51033 | West Delaware Tunnel Plant | NY | Sullivan | GEN1 | HY | OP | 7.5 | 7 | 7.6 |  | 12 | 1988 | WAT |  | N | Y | N | IPP Non-CHP |  |  |  |  | N | [57 empty] | N/A | [39 empty] | 0 | 0 | 10.4
5932 | City of Ephraim - (UT) | 925 | Hydro Plant No 3 | UT | Sanpete | 2 | HY | OP | 0.7 | 0.6 | 0.2 |  | 9 | 1984 | WAT |  | N | N | N | Electric Utility | [62 empty] | N/A | [39 empty] | 0 | 0 | 10.4
5932 | City of Ephraim - (UT) | 925 | Hydro Plant No 3 | UT | Sanpete | 3 | HY | OP | 2.1 | 2 | 1.9 |  | 9 | 1984 | WAT |  | N | N | N | Electric Utility | [62 empty] | N/A | [39 empty] | 0 | 0 | 10.4
5943 | Entergy Nuc Fitzpatrick LLC | 6110 | James A Fitzpatrick | NY | Oswego | 1 | ST | OP | 882 | 828.1 | 849.1 |  | 8 | 1976 | NUC |  | N | Y | N | IPP Non-CHP |  |  |  |  | N | [57 empty] | N/A | [39 empty] | 0 | 0 | 10.4
5956 | Entergy Nuclear Vermont Yankee | 3751 | Vermont Yankee | VT | Windham | 1 | ST | OP | 563.4 | 620.3 | 628 |  | 11 | 1972 | NUC |  | N | Y | N | IPP Non-CHP |  |  |  |  | N | [57 empty] | N/A | [39 empty] | 0 | 0 | 10.4
5957 | City of Erie (KS) | 7766 | Erie Energy Center | KS | Neosho | 1 | IC | OP | 2.5 | 2.5 | 2.5 |  | 10 | 1999 | DFO |  | N | Y | N | Electric Utility |  |  |  |  | N | [57 empty] | LIQUID | [39 empty] | 0.7385 | 0.025484 | 12.5895
5957 | City of Erie (KS) | 7766 | Erie Energy Center | KS | Neosho | 4 | IC | OP | 2.5 | 2.5 | 2.5 |  | 10 | 1999 | DFO |  | N | Y | N | Electric Utility |  |  |  |  | N | [57 empty] | LIQUID | [39 empty] | 0.7385 | 0.025484 | 12.5895
5957 | City of Erie (KS) | 7766 | Erie Energy Center | KS | Neosho | 5 | IC | OP | 2.5 | 2.5 | 2.5 |  | 7 | 1999 | DFO |  | N | Y | N | Electric Utility |  |  |  |  | N | [57 empty] | LIQUID | [39 empty] | 0.7385 | 0.025484 | 12.5895
5957 | City of Erie (KS) | 7766 | Erie Energy Center | KS | Neosho | 6 | IC | OP | 2.5 | 2.5 | 2.5 |  | 7 | 1999 | DFO |  | N | Y | N | Electric Utility |  |  |  |  | N | [57 empty] | LIQUID | [39 empty] | 0.7385 | 0.025484 | 12.5895
5957 | City of Erie (KS) | 7766 | Erie Energy Center | KS | Neosho | 7 | IC | OP | 2.5 | 2.5 | 2.5 |  | 7 | 1999 | DFO |  | N | Y | N | Electric Utility |  |  |  |  | N | [57 empty] | LIQUID | [39 empty] | 0.7385 | 0.025484 | 12.5895
5957 | City of Erie (KS) | 1276 | Erie | KS | Neosho | 3 | IC | OP | 1 | 0.9 | 0.9 |  | 11 | 1958 | DFO |  | N | Y | N | Electric Utility |  |  |  |  | N | [57 empty] | LIQUID | [39 empty] | 0.7385 | 0.025484 | 12.5895
5957 | City of Erie (KS) | 1276 | Erie | KS | Neosho | 6 | IC | OP | 1.1 | 1 | 1 |  | 4 | 2005 | DFO |  | N | Y | N | Electric Utility |  |  |  |  | N | [57 empty] | LIQUID | [39 empty] | 0.7385 | 0.025484 | 12.5895
5957 | City of Erie (KS) | 1276 | Erie | KS | Neosho | 7 | IC | OP | 1.1 | 1 | 1 |  | 4 | 2005 | DFO |  | N | Y | N | Electric Utility |  |  |  |  | N | [57 empty] | LIQUID | [39 empty] | 0.7385 | 0.025484 | 12.5895
5957 | City of Erie (KS) | 1276 | Erie | KS | Neosho | 8 | IC | OP | 1.1 | 1 | 1 |  | 4 | 2005 | DFO |  | N | Y | N | Electric Utility |  |  |  |  | N | [57 empty] | LIQUID | [39 empty] | 0.7385 | 0.025484 | 12.5895
5957 | City of Erie (KS) | 7766 | Erie Energy Center | KS | Neosho | 2 | IC | OP | 2.5 | 2.5 | 2.5 |  | 10 | 1999 | DFO |  | N | Y | N | Electric Utility |  |  |  |  | N | [57 empty] | LIQUID | [39 empty] | 0.7385 | 0.025484 | 12.5895
5957 | City of Erie (KS) | 7766 | Erie Energy Center | KS | Neosho | 3 | IC | OP | 2.5 | 2.5 | 2.5 |  | 10 | 1999 | DFO |  | N | Y | N | Electric Utility |  |  |  |  | N | [57 empty] | LIQUID | [39 empty] | 0.7385 | 0.025484 | 12.5895
5957 | City of Erie (KS) | 7766 | Erie Energy Center | KS | Neosho | 8 | IC | OP | 2.5 | 2.5 | 2.5 |  | 7 | 1999 | DFO |  | N | Y | N | Electric Utility |  |  |  |  | N | [57 empty] | LIQUID | [39 empty] | 0.7385 | 0.025484 | 12.5895
5969 | City of Escondido | 457 | Bear Valley | CA | San Diego | HC1 | HY | OP | 0.7 | 0.7 | 0.7 |  | 6 | 1986 | WAT |  | N | Y | N | Electric Utility |  |  |  |  | N | [57 empty] | N/A | [39 empty] | 0 | 0 | 10.4
5969 | City of Escondido | 457 | Bear Valley | CA | San Diego | HC2 | HY | OP | 0.7 | 0.7 | 0.7 |  | 6 | 1986 | WAT |  | N | Y | N | Electric Utility |  |  |  |  | N | [57 empty] | N/A | [39 empty] | 0 | 0 | 10.4
5998 | City of Estherville | 1137 | Estherville | IA | Emmet | 2 | IC | OP | 1.6 | 1.1 | 1.1 |  | 12 | 1946 | DFO |  | N | Y | N | Electric Utility |  |  |  |  | N | [57 empty] | LIQUID | [39 empty] | 0.7385 | 0.025484 | 12.5895
5998 | City of Estherville | 1137 | Estherville | IA | Emmet | 3 | IC | OP | 3 | 2.7 | 2.8 |  | 6 | 1960 | NG | DFO | N | Y | N | Electric Utility |  |  |  |  | N | [57 empty] | GAS | [39 empty] | 1.1659 | 0.0016829 | 10.4
5998 | City of Estherville | 1137 | Estherville | IA | Emmet | 4 | IC | OP | 4 | 3.6 | 3.6 |  | 6 | 1969 | NG | DFO | N | Y | N | Electric Utility |  |  |  |  | N | [57 empty] | GAS | [39 empty] | 1.1659 | 0.0016829 | 10.4
5998 | City of Estherville | 1137 | Estherville | IA | Emmet | 5 | IC | OP | 4 | 3.6 | 3.6 |  | 1 | 1969 | NG | DFO | N | Y | N | Electric Utility |  |  |  |  | N | [57 empty] | GAS | [39 empty] | 1.1659 | 0.0016829 | 10.4
5998 | City of Estherville | 1137 | Estherville | IA | Emmet | 6 | IC | OP | 2 | 1.7 | 1.7 |  | 1 | 1950 | DFO |  | N | Y | N | Electric Utility |  |  |  |  | N | [57 empty] | LIQUID | [39 empty] | 0.7385 | 0.025484 | 12.5895
5998 | City of Estherville | 1137 | Estherville | IA | Emmet | 7 | IC | OP | 3 | 2.7 | 2.8 |  | 1 | 1960 | NG | DFO | N | Y | N | Electric Utility |  |  |  |  | N | [57 empty] | GAS | [39 empty] | 1.1659 | 0.0016829 | 10.4
6013 | Eugene Water & Electric Board | 3067 | Carmen Smith | OR | Linn | 1 | HY | OP | 52.2 | 50 | 50 |  | 8 | 1963 | WAT |  | N | Y | N | Electric Utility |  |  |  |  | N | [57 empty] | N/A | [39 empty] | 0 | 0 | 10.4
6013 | Eugene Water & Electric Board | 3067 | Carmen Smith | OR | Linn | 2 | HY | OP | 52.2 | 50 | 50 |  | 8 | 1963 | WAT |  | N | Y | N | Electric Utility |  |  |  |  | N | [57 empty] | N/A | [39 empty] | 0 | 0 | 10.4
6013 | Eugene Water & Electric Board | 3067 | Carmen Smith | OR | Linn | 3 | HY | OP | 9.9 | 3.8 | 6.5 |  | 1 | 1963 | WAT |  | N | Y | N | Electric Utility |  |  |  |  | N | [57 empty] | N/A | [39 empty] | 0 | 0 | 10.4
6013 | Eugene Water & Electric Board | 3068 | Leaburg | OR | Lane | 1 | HY | OP | 8.4 | 4 | 8 |  | 1 | 1930 | WAT |  | N | Y | N | Electric Utility |  |  |  |  | N | [57 empty] | N/A | [39 empty] | 0 | 0 | 10.4
6013 | Eugene Water & Electric Board | 3071 | Walterville | OR | Lane | 1 | HY | OP | 8 | 7.5 | 7.5 |  | 1 | 1949 | WAT |  | N | Y | N | Electric Utility |  |  |  |  | N | [57 empty] | N/A | [39 empty] | 0 | 0 | 10.4
6013 | Eugene Water & Electric Board | 7508 | Stone Creek | OR | Clackamas | 1 | HY | OP | 12 | 7 | 10.7 |  | 1 | 1994 | WAT |  | N | Y | N | Electric Utility |  |  |  |  | N | [57 empty] | N/A | [39 empty] | 0 | 0 | 10.4
6013 | Eugene Water & Electric Board | 3068 | Leaburg | OR | Lane | 2 | HY | OP | 7.5 | 4 | 7.5 |  | 1 | 1950 | WAT |  | N | Y | N | Electric Utility |  |  |  |  | N | [57 empty] | N/A | [39 empty] | 0 | 0 | 10.4
6013 | Eugene Water & Electric Board | 54249 | Smith Falls Hydro Project | ID | Boundary | GEN1 | HY | OP | 18 | 9 | 18 |  | 1 | 1990 | WAT |  | N | Y | N | Electric Utility |  |  |  |  | N | [57 empty] | N/A | [39 empty] | 0 | 0 | 10.4
6013 | Eugene Water & Electric Board | 54249 | Smith Falls Hydro Project | ID | Boundary | GEN2 | HY | OP | 18 | 9 | 18 |  | 1 | 1990 | WAT |  | N | Y | N | Electric Utility |  |  |  |  | N | [57 empty] | N/A | [39 empty] | 0 | 0 | 10.4
6013 | Eugene Water & Electric Board | 54249 | Smith Falls Hydro Project | ID | Boundary | GEN3 | HY | OP | 2.1 | 2.1 | 2.1 |  | 12 | 1989 | WAT |  | N | Y | N | Electric Utility |  |  |  |  | N | [57 empty] | N/A | [39 empty] | 0 | 0 | 10.4
6017 | ESI Vansycle Partners LP | 55125 | Vansycle | OR | Umatilla | WGNS | WT | OP | 25 | 25 | 25 |  | 8 | 1998 | WND |  | N | Y | N | IPP Non-CHP |  |  |  |  | N | [57 empty] | N/A | [39 empty] | 0 | 0 | 10.4
6027 | Entergy Nuclear Indian Point 2 | 2497 | Indian Point 2 | NY | Westchester | 2 | ST | OP | 1299 | 1006.1 | 1028.8 |  | 8 | 1973 | NUC |  | N | Y | N | IPP Non-CHP |  |  |  |  | N | [57 empty] | N/A | [39 empty] | 0 | 0 | 10.4
6028 | Entergy Nuclear Indian Point 3 | 8907 | Indian Point 3 | NY | West Chester | 3 | ST | OP | 1012 | 1030.9 | 1046.8 |  | 8 | 1976 | NUC |  | N | Y | N | IPP Non-CHP |  |  |  |  | N | [57 empty] | N/A | [39 empty] | 0 | 0 | 10.4
6035 | Exelon Power | 1574 | Conowingo | MD | Harford | 1 | HY | OP | 45 | 48 | 48 |  | 3 | 1928 | WAT |  | N | Y | N | IPP Non-CHP |  |  |  |  | N | [57 empty] | N/A | [39 empty] | 0 | 0 | 10.4
6035 | Exelon Power | 1574 | Conowingo | MD | Harford | 10 | HY | OP | 55.6 | 65 | 65 |  | 5 | 1964 | WAT |  | N | Y | N | IPP Non-CHP |  |  |  |  | N | [57 empty] | N/A | [39 empty] | 0 | 0 | 10.4
6035 | Exelon Power | 1574 | Conowingo | MD | Harford | 11 | HY | OP | 55.6 | 65 | 65 |  | 5 | 1964 | WAT |  | N | Y | N | IPP Non-CHP |  |  |  |  | N | [57 empty] | N/A | [39 empty] | 0 | 0 | 10.4
6035 | Exelon Power | 1574 | Conowingo | MD | Harford | 2 | HY | OP | 36 | 36 | 36 |  | 3 | 1928 | WAT |  | N | Y | N | IPP Non-CHP |  |  |  |  | N | [57 empty] | N/A | [39 empty] | 0 | 0 | 10.4
6035 | Exelon Power | 1574 | Conowingo | MD | Harford | 3 | HY | OP | 48 | 48 | 48 |  | 3 | 1928 | WAT |  | N | Y | N | IPP Non-CHP |  |  |  |  | N | [57 empty] | N/A | [39 empty] | 0 | 0 | 10.4
6035 | Exelon Power | 1574 | Conowingo | MD | Harford | 4 | HY | OP | 47.7 | 48 | 48 |  | 4 | 1928 | WAT |  | N | Y | N | IPP Non-CHP |  |  |  |  | N | [57 empty] | N/A | [39 empty] | 0 | 0 | 10.4
6035 | Exelon Power | 1574 | Conowingo | MD | Harford | 5 | HY | OP | 36 | 36 | 36 |  | 6 | 1928 | WAT |  | N | Y | N | IPP Non-CHP |  |  |  |  | N | [57 empty] | N/A | [39 empty] | 0 | 0 | 10.4
6035 | Exelon Power | 1574 | Conowingo | MD | Harford | 6 | HY | OP | 47.7 | 48 | 48 |  | 7 | 1928 | WAT |  | N | Y | N | IPP Non-CHP |  |  |  |  | N | [57 empty] | N/A | [39 empty] | 0 | 0 | 10.4
6035 | Exelon Power | 1574 | Conowingo | MD | Harford | 7 | HY | OP | 48 | 48 | 48 |  | 6 | 1928 | WAT |  | N | Y | N | IPP Non-CHP |  |  |  |  | N | [57 empty] | N/A | [39 empty] | 0 | 0 | 10.4
6035 | Exelon Power | 1574 | Conowingo | MD | Harford | 8 | HY | OP | 55.6 | 65 | 65 |  | 3 | 1964 | WAT |  | N | Y | N | IPP Non-CHP |  |  |  |  | N | [57 empty] | N/A | [39 empty] | 0 | 0 | 10.4
6035 | Exelon Power | 1574 | Conowingo | MD | Harford | 9 | HY | OP | 55.6 | 65 | 65 |  | 3 | 1964 | WAT |  | N | Y | N | IPP Non-CHP |  |  |  |  | N | [57 empty] | N/A | [39 empty] | 0 | 0 | 10.4
6035 | Exelon Power | 1592 | Exelon Medway LLC | MA | Nolfork | GT3 | GT | OP | 45 | 36 | 56 |  | 7 | 1970 | DFO |  | N | Y | N | IPP Non-CHP |  |  |  |  | N | [57 empty] | LIQUID | MA | Medway Station | 1592 | J1T2 | 2010 |  | CAIROS, RGGI | 45.37 | 12 | 618.09 |  |  | 0.5895 | 5.268 | 1442.4 | 17798.9 | 1 |  | Norfolk | Electric Utility | 4911 | Electric Services | 42.1364 | -71.4478 | Exelon West Medway, LLC (Operator) Exelon New England Holdings, LLC (Owner) |  |  | Operating | Combustion turbine | Diesel Oil | Pipeline Natural Gas |  |  |  | 392 | 10.4 | LIQUID | 34 | -323.5294 | 0.5895 | 0.32216 | 13.6782
6035 | Exelon Power | 3157 | Chester Generating Station | PA | Chester | 7 | GT | OP | 18.6 | 13 | 18 |  | 2 | 1969 | DFO |  | N | Y | N | IPP Non-CHP | [62 empty] | LIQUID | [39 empty] | 0.68925 | 0.31635 | 13.0407
6035 | Exelon Power | 3157 | Chester Generating Station | PA | Chester | 8 | GT | OP | 18.6 | 13 | 18 |  | 5 | 1969 | DFO |  | N | Y | N | IPP Non-CHP | [62 empty] | LIQUID | [39 empty] | 0.68925 | 0.31635 | 13.0407
6035 | Exelon Power | 3157 | Chester Generating Station | PA | Chester | 9 | GT | OP | 18.6 | 13 | 18 |  | 3 | 1969 | DFO |  | N | Y | N | IPP Non-CHP | [62 empty] | LIQUID | [39 empty] | 0.68925 | 0.31635 | 13.0407
6035 | Exelon Power | 3160 | Delaware Generating Station | PA | Philadelphia | 10 | GT | OP | 18.6 | 13 | 18 |  | 5 | 1969 | DFO |  | N | Y | N | IPP Non-CHP |  |  |  |  | N | [57 empty] | LIQUID | [39 empty] | 0.68378 | 0.32151 | 13.0228
6035 | Exelon Power | 3160 | Delaware Generating Station | PA | Philadelphia | 11 | GT | OP | 18.6 | 13 | 18 |  | 4 | 1969 | DFO |  | N | Y | N | IPP Non-CHP |  |  |  |  | N | [57 empty] | LIQUID | [39 empty] | 0.68378 | 0.32151 | 13.0228
6035 | Exelon Power | 3160 | Delaware Generating Station | PA | Philadelphia | 12 | GT | OP | 18.6 | 13 | 18 |  | 5 | 1969 | DFO |  | N | Y | N | IPP Non-CHP |  |  |  |  | N | [57 empty] | LIQUID | [39 empty] | 0.68378 | 0.32151 | 13.0228
6035 | Exelon Power | 3160 | Delaware Generating Station | PA | Philadelphia | 9 | GT | OP | 21.2 | 17 | 20 |  | 7 | 1970 | DFO |  | N | Y | N | IPP Non-CHP |  |  |  |  | N | [57 empty] | LIQUID | [39 empty] | 0.65889 | 0.30418 | 13.2108
6035 | Exelon Power | 3161 | Eddystone Generating Station | PA | Delaware | 10 | GT | OP | 18.6 | 13 | 18 |  | 5 | 1967 | DFO |  | N | Y | N | IPP Non-CHP |  |  |  |  | N | [57 empty] | LIQUID | [39 empty] | 0.71498 | 0.33291 | 12.9215
6035 | Exelon Power | 3161 | Eddystone Generating Station | PA | Delaware | 2 | ST | OP | 353.6 | 309 | 311 |  | 10 | 1960 | BIT | RFO | N | Y | N | IPP Non-CHP |  |  |  | 2012 | N | Y |  |  | Y |  |  | 2 | 1960 | 425000 | [16 empty] | OP | SP |  |  |  | MO |  |  |  | Y | 2.6 | 92 | 972 | 1094000 | 100 | OP | MC | EK | WS | 9.5 |  | 2.6 |  |  |  | 99 | 178 | 1095000 | OP | OV | OT |  | COAL | PA | Eddystone Generating Station | 3161 | 2 | 2010 |  | ARP, CAIRNOX, CAIROS, CAIRSO2 | 5012.5 | 12 | 1126292.87 |  | 2279.042 | 0.2429 | 1424.537 | 1210205.441 | 11795398.86 | 3 |  | Delaware | Electric Utility | 4911 | Electric Services | 39.858 | -75.323 | Exelon Generation Company LLC (Owner/Operator) | Phase 2 | Early Election | Operating | Tangentially-fired | Coal |  | Magnesium Oxide | Low NOx Burner Technology w/ Closed-coupled/Separated OFA Selective Non-catalytic Reduction | Electrostatic Precipitator | 3870.7 | 10.2242 | COAL | 344 | 1946.9453 | 0.2429 | 0.38643 | 10.2242
6035 | Exelon Power | 3161 | Eddystone Generating Station | PA | Delaware | 20 | GT | OP | 18.6 | 13 | 18 |  | 10 | 1967 | DFO |  | N | Y | N | IPP Non-CHP |  |  |  |  | N | [57 empty] | LIQUID | [39 empty] | 0.71498 | 0.33291 | 12.9215
6035 | Exelon Power | 3161 | Eddystone Generating Station | PA | Delaware | 3 | ST | OP | 391 | 380 | 380 |  | 9 | 1974 | RFO | NG | Y | Y | N | IPP Non-CHP |  |  |  |  | N | [6 empty] | 41337 | 1974 | 1390000 | [44 empty] | OP | OV | LN |  | LIQUID | PA | Eddystone Generating Station | 3161 | 3 | 2010 | CS034 | ARP, CAIRNOX, CAIROS, CAIRSO2 | 1000.4 | 12 | 137938.23 |  | 131.382 | 0.0955 | 111.338 | 143114.876 | 1768167.406 | 3 |  | Delaware | Electric Utility | 4911 | Electric Services | 39.858 | -75.323 | Exelon Generation Company LLC (Owner/Operator) | Phase 2 |  | Operating | Tangentially-fired | Residual Oil | Other Oil, Pipeline Natural Gas |  | Other |  | 5863.1 | 13.0835 | LIQUID | 397 | 1977.6316 | 0.0955 | 0.14861 | 12.8185
6035 | Exelon Power | 3161 | Eddystone Generating Station | PA | Delaware | 30 | GT | OP | 21.2 | 17 | 20 |  | 3 | 1970 | DFO |  | N | Y | N | IPP Non-CHP |  |  |  |  | N | [57 empty] | LIQUID | [39 empty] | 0.66293 | 0.30044 | 13.225
6035 | Exelon Power | 3161 | Eddystone Generating Station | PA | Delaware | 4 | ST | OP | 391 | 380 | 380 |  | 6 | 1976 | RFO | NG | Y | Y | N | IPP Non-CHP |  |  |  |  | N | [6 empty] | 41337 | 1974 | 1390000 | [48 empty] | LIQUID | PA | Eddystone Generating Station | 3161 | 4 | 2010 | CS034 | ARP, CAIRNOX, CAIROS, CAIRSO2 | 859.51 | 12 | 125141.76 |  | 109.274 | 0.1 | 97.453 | 122025.242 | 1507606.308 | 3 |  | Delaware | Electric Utility | 4911 | Electric Services | 39.858 | -75.323 | Exelon Generation Company LLC (Owner/Operator) | Phase 2 |  | Operating | Tangentially-fired | Residual Oil | Other Oil, Pipeline Natural Gas |  | Other |  | 5345.3 | 13.173 | LIQUID | 398 | 1976.3158 | 0.1 | 0.14496 | 12.0472
6035 | Exelon Power | 3161 | Eddystone Generating Station | PA | Delaware | 40 | GT | OP | 21.2 | 17 | 20 |  | 6 | 1970 | DFO |  | N | Y | N | IPP Non-CHP |  |  |  |  | N | [57 empty] | LIQUID | [39 empty] | 0.66293 | 0.30044 | 13.225
6035 | Exelon Power | 3162 | Falls | PA | Bucks | 1 | GT | OP | 21.2 | 17 | 20 |  | 5 | 1970 | DFO |  | N | Y | N | IPP Non-CHP |  |  |  |  | N | [57 empty] | LIQUID | [39 empty] | 0.65213 | 0.31061 | 13.1837
6035 | Exelon Power | 3162 | Falls | PA | Bucks | 2 | GT | OP | 21.2 | 17 | 20 |  | 5 | 1970 | DFO |  | N | Y | N | IPP Non-CHP |  |  |  |  | N | [57 empty] | LIQUID | [39 empty] | 0.65213 | 0.31061 | 13.1837
6035 | Exelon Power | 3162 | Falls | PA | Bucks | 3 | GT | OP | 21.2 | 17 | 20 |  | 6 | 1970 | DFO |  | N | Y | N | IPP Non-CHP |  |  |  |  | N | [57 empty] | LIQUID | [39 empty] | 0.65213 | 0.31061 | 13.1837
6035 | Exelon Power | 3163 | Moser Generating Station | PA | Montgomery | 1 | GT | OP | 21.2 | 17 | 20 |  | 6 | 1970 | DFO |  | N | Y | N | IPP Non-CHP | [62 empty] | LIQUID | [39 empty] | 0.66898 | 0.29496 | 13.1761
6035 | Exelon Power | 3163 | Moser Generating Station | PA | Montgomery | 2 | GT | OP | 21.2 | 17 | 20 |  | 5 | 1970 | DFO |  | N | Y | N | IPP Non-CHP | [62 empty] | LIQUID | [39 empty] | 0.66898 | 0.29496 | 13.1761
6035 | Exelon Power | 3163 | Moser Generating Station | PA | Montgomery | 3 | GT | OP | 21.2 | 17 | 20 |  | 6 | 1970 | DFO |  | N | Y | N | IPP Non-CHP | [62 empty] | LIQUID | [39 empty] | 0.66898 | 0.29496 | 13.1761
6035 | Exelon Power | 3164 | Muddy Run | PA | Lancaster | 1 | PS | OP | 134 | 134 | 134 |  | 4 | 1967 | WAT |  | N | Y | N | IPP Non-CHP |  |  |  |  | N | [57 empty] | N/A | [39 empty] | 0 | 0 | 10.4
6035 | Exelon Power | 3164 | Muddy Run | PA | Lancaster | 2 | PS | OP | 134 | 133 | 133 |  | 4 | 1967 | WAT |  | N | Y | N | IPP Non-CHP |  |  |  |  | N | [57 empty] | N/A | [39 empty] | 0 | 0 | 10.4
6035 | Exelon Power | 3164 | Muddy Run | PA | Lancaster | 3 | PS | OP | 134 | 134 | 134 |  | 4 | 1967 | WAT |  | N | Y | N | IPP Non-CHP |  |  |  |  | N | [57 empty] | N/A | [39 empty] | 0 | 0 | 10.4
6035 | Exelon Power | 3164 | Muddy Run | PA | Lancaster | 4 | PS | OP | 134 | 134 | 134 |  | 6 | 1967 | WAT |  | N | Y | N | IPP Non-CHP |  |  |  |  | N | [57 empty] | N/A | [39 empty] | 0 | 0 | 10.4
6035 | Exelon Power | 3164 | Muddy Run | PA | Lancaster | 5 | PS | OP | 134 | 134 | 134 |  | 10 | 1967 | WAT |  | N | Y | N | IPP Non-CHP |  |  |  |  | N | [57 empty] | N/A | [39 empty] | 0 | 0 | 10.4
6035 | Exelon Power | 3164 | Muddy Run | PA | Lancaster | 6 | PS | OP | 134 | 133 | 133 |  | 10 | 1967 | WAT |  | N | Y | N | IPP Non-CHP |  |  |  |  | N | [57 empty] | N/A | [39 empty] | 0 | 0 | 10.4
6035 | Exelon Power | 3164 | Muddy Run | PA | Lancaster | 7 | PS | OP | 134 | 134 | 134 |  | 2 | 1968 | WAT |  | N | Y | N | IPP Non-CHP |  |  |  |  | N | [57 empty] | N/A | [39 empty] | 0 | 0 | 10.4
6035 | Exelon Power | 3164 | Muddy Run | PA | Lancaster | 8 | PS | OP | 134 | 134 | 134 |  | 2 | 1968 | WAT |  | N | Y | N | IPP Non-CHP |  |  |  |  | N | [57 empty] | N/A | [39 empty] | 0 | 0 | 10.4
6035 | Exelon Power | 3168 | Richmond Generating Station | PA | Philadelphia | 91 | GT | OP | 65.8 | 48 | 66 |  | 6 | 1973 | DFO |  | N | Y | N | IPP Non-CHP | [62 empty] | LIQUID | PA | Richmond | 3168 | 91 | 2010 |  | CAIRNOX, CAIROS, CAIRSO2 | 74.76 | 12 | 1982.8 |  | 2.823 | 0.598 | 8.359 |  | 27958.2 | 3 | Mid-Atlantic Area Council | Philadelphia | Electric Utility | 4911 | Electric Services | 39.9853 | -75.0733 | Exelon Generation Company LLC (Owner/Operator) |  |  | Operating | Combustion turbine | Diesel Oil |  |  |  |  | 838 | 13.4408 | LIQUID | 42 | 1714.2857 | 0.598 | 0.20194 | 13.4408
6035 | Exelon Power | 3168 | Richmond Generating Station | PA | Philadelphia | 92 | GT | OP | 65.8 | 48 | 66 |  | 6 | 1973 | DFO |  | N | Y | N | IPP Non-CHP | [62 empty] | LIQUID | PA | Richmond | 3168 | 92 | 2010 |  | CAIRNOX, CAIROS, CAIRSO2 | 78.79 | 12 | 2422.71 |  | 3.218 | 0.5997 | 9.523 |  | 31851.7 | 3 | Mid-Atlantic Area Council | Philadelphia | Electric Utility | 4911 | Electric Services | 39.9853 | -75.0733 | Exelon Generation Company LLC (Owner/Operator) |  |  | Operating | Combustion turbine | Diesel Oil |  |  |  |  | 838 | 13.1094 | LIQUID | 44 | 1750 | 0.5997 | 0.20206 | 13.1094
6035 | Exelon Power | 3169 | Schuylkill Generating Station | PA | Philadelphia | 1 | ST | OP | 190.4 | 166 | 175 |  | 7 | 1958 | RFO | DFO | N | Y | N | IPP Non-CHP |  |  |  |  | N | [6 empty] | 1RH | 1958 | 189000 | [48 empty] | LIQUID | PA | Schuylkill | 3169 | 1 | 2010 |  | ARP, CAIRNOX, CAIROS, CAIRSO2 | 236.99 | 12 | 18546.2 |  | 44.161 | 0.3723 | 33.516 | 14918.946 | 183059.915 | 3 |  | Philadelphia | Electric Utility | 4911 | Electric Services | 39.9425 | -75.1883 | Exelon Generation Company LLC (Owner/Operator) | Phase 2 |  | Operating | Tangentially-fired | Residual Oil |  |  |  |  | 2154.2 | 8.6816 | LIQUID | 188 | 1962.8571 | 0.3723 | 0.48248 | 8.6816
6035 | Exelon Power | 3169 | Schuylkill Generating Station | PA | Philadelphia | 10 | GT | OP | 18.6 | 13 | 18 |  | 5 | 1969 | DFO |  | N | Y | N | IPP Non-CHP | [62 empty] | LIQUID | [39 empty] | 0.68512 | 0.32023 | 13.0261
6035 | Exelon Power | 3169 | Schuylkill Generating Station | PA | Philadelphia | 11 | GT | OP | 21.2 | 17 | 20 |  | 6 | 1971 | DFO |  | N | Y | N | IPP Non-CHP | [62 empty] | LIQUID | [39 empty] | 0.64681 | 0.29545 | 13.259
6035 | Exelon Power | 3169 | Schuylkill Generating Station | PA | Philadelphia | IC1 | IC | OP | 2.7 | 2.7 | 2.7 |  | 7 | 1967 | DFO |  | N | Y | N | IPP Non-CHP | [62 empty] | LIQUID | [39 empty] | 0.7385 | 0.025484 | 12.5895
6035 | Exelon Power | 3170 | Southwark | PA | Philadelphia | 3 | GT | OP | 18.6 | 13 | 18 |  | 6 | 1967 | DFO |  | N | Y | N | IPP Non-CHP |  |  |  |  | N | [57 empty] | LIQUID | [39 empty] | 0.71086 | 0.33684 | 12.9142
6035 | Exelon Power | 3170 | Southwark | PA | Philadelphia | 4 | GT | OP | 18.6 | 13 | 18 |  | 10 | 1967 | DFO |  | N | Y | N | IPP Non-CHP |  |  |  |  | N | [57 empty] | LIQUID | [39 empty] | 0.71086 | 0.33684 | 12.9142
6035 | Exelon Power | 3170 | Southwark | PA | Philadelphia | 5 | GT | OP | 18.6 | 13 | 18 |  | 7 | 1967 | DFO |  | N | Y | N | IPP Non-CHP | [62 empty] | LIQUID | [39 empty] | 0.71086 | 0.33684 | 12.9142
6035 | Exelon Power | 3170 | Southwark | PA | Philadelphia | 6 | GT | OP | 18.6 | 13 | 18 |  | 11 | 1968 | DFO |  | N | Y | N | IPP Non-CHP | [62 empty] | LIQUID | [39 empty] | 0.69746 | 0.32907 | 12.9719
6035 | Exelon Power | 3453 | Mountain Creek | TX | Dallas | 6 | ST | OP | 135.7 | 122 | 122 |  | 2 | 1956 | NG |  | N | Y | N | IPP Non-CHP | [11 empty] | 6A | 1956 | 135488 | [48 empty] | GAS | TX | Mountain Creek Generating Station | 3453 | 6 | 2010 |  | ARP, CAIRNOX, CAIRSO2 | 707.19 | 12 | 23613.78 |  | 0.098 | 0.0563 | 13.272 | 19341.32 | 325404.547 | 6 | Electric Reliability Council of Texas | Dallas | Electric Utility | 4911 | Electric Services | 32.7253 | -96.9361 | ExTex LaPorte Limited Partnership (Owner/Operator) | Phase 2 |  | Operating | Dry bottom wall-fired boiler | Pipeline Natural Gas |  |  | Low NOx Burner Technology (Dry Bottom only) Combustion Modification/Fuel Reburning |  | 1674 | 11.7006 | GAS | 126 | 1983.6066 | 0.0563 | 0.000602 | 11.7006
6035 | Exelon Power | 3453 | Mountain Creek | TX | Dallas | 7 | ST | OP | 136 | 118 | 118 |  | 3 | 1958 | NG |  | N | Y | N | IPP Non-CHP | [11 empty] | 7A | 1958 | 157336 | [48 empty] | GAS | TX | Mountain Creek Generating Station | 3453 | 7 | 2010 |  | ARP, CAIRNOX, CAIRSO2 | 645.02 | 12 | 23250.41 |  | 0.091 | 0.1177 | 28.599 | 18008.253 | 302982.824 | 6 | Electric Reliability Council of Texas | Dallas | Electric Utility | 4911 | Electric Services | 32.7253 | -96.9361 | ExTex LaPorte Limited Partnership (Owner/Operator) | Phase 2 |  | Operating | Dry bottom wall-fired boiler | Pipeline Natural Gas |  |  | Low NOx Burner Technology (Dry Bottom only) Combustion Modification/Fuel Reburning |  | 1674 | 11.2883 | GAS | 122 | 1983.0508 | 0.1177 | 0.000601 | 11.2883
6035 | Exelon Power | 3453 | Mountain Creek | TX | Dallas | 8 | ST | OP | 580.5 | 568 | 568 |  | 7 | 1967 | NG |  | N | Y | N | IPP Non-CHP | [8 empty] | Y |  |  | 8 | 1967 | 827237 | [48 empty] | GAS | TX | Mountain Creek Generating Station | 3453 | 8 | 2010 |  | ARP, CAIRNOX, CAIRSO2 | 2542.09 | 12 | 702159.61 |  | 2.278 | 0.0087 | 41.679 | 451253.479 | 7593220.632 | 6 | Electric Reliability Council of Texas | Dallas | Electric Utility | 4911 | Electric Services | 32.7253 | -96.9361 | ExTex LaPorte Limited Partnership (Owner/Operator) | Phase 2 |  | Operating | Tangentially-fired | Pipeline Natural Gas |  |  | Selective Catalytic Reduction |  | 6204 | 10.1824 | GAS | 585 | 1985.0352 | 0.0087 | 0.0006 | 10.1824
6035 | Exelon Power | 3491 | Handley | TX | Tarrant | 3 | ST | OP | 404.8 | 395 | 395 |  | 7 | 1963 | NG | DFO | N | Y | N | IPP Non-CHP |  |  |  |  | N | [6 empty] | 3A | 1963 | 276000 | [48 empty] | GAS | TX | Handley Generating Station | 3491 | 3 | 2010 |  | ARP, CAIRNOX, CAIRSO2 | 1010.53 | 12 | 192075.6 |  | 0.579 | 0.0254 | 29.549 | 114618.612 | 1928601.131 | 6 | Electric Reliability Council of Texas | Tarrant | Electric Utility | 4911 | Electric Services | 32.7278 | -97.2186 | ExTex LaPorte Limited Partnership (Owner/Operator) | Phase 2 |  | Operating | Dry bottom wall-fired boiler | Pipeline Natural Gas | Diesel Oil |  | Combustion Modification/Fuel Reburning Selective Catalytic Reduction |  | 3888 | 9.3682 | GAS | 407 | 1984.8101 | 0.0254 | 0.0006 | 9.3682
6035 | Exelon Power | 3491 | Handley | TX | Tarrant | 4 | ST | OP | 455 | 435 | 435 |  | 10 | 1976 | NG | DFO | N | Y | N | IPP Non-CHP |  |  |  |  | N | [6 empty] | 4 | 1976 | 917000 | [48 empty] | GAS | TX | Handley Generating Station | 3491 | 4 | 2010 |  | ARP, CAIRNOX, CAIRSO2 | 400.59 | 12 | 58678.06 |  | 0.269 | 0.015 | 5.509 | 44912.86 | 755228.046 | 6 | Electric Reliability Council of Texas | Tarrant | Electric Utility | 4911 | Electric Services | 32.7278 | -97.2186 | ExTex LaPorte Limited Partnership (Owner/Operator) | Phase 2 |  | Operating | Dry bottom wall-fired boiler | Pipeline Natural Gas | Diesel Oil |  | Selective Catalytic Reduction |  | 5500 | 11.5836 | GAS | 453 | 1979.3103 | 0.015 | 0.000712 | 11.5836
6035 | Exelon Power | 3491 | Handley | TX | Tarrant | 5 | ST | OP | 455 | 435 | 435 |  | 10 | 1977 | NG | DFO | N | Y | N | IPP Non-CHP |  |  |  |  | N | [6 empty] | 5 | 1977 | 917000 | [48 empty] | GAS | TX | Handley Generating Station | 3491 | 5 | 2010 |  | ARP, CAIRNOX, CAIRSO2 | 905.16 | 12 | 135314.96 |  | 0.553 | 0.0138 | 10.906 | 104261.314 | 1754065.793 | 6 | Electric Reliability Council of Texas | Tarrant | Electric Utility | 4911 | Electric Services | 32.7278 | -97.2186 | ExTex LaPorte Limited Partnership (Owner/Operator) | Phase 2 |  | Operating | Dry bottom wall-fired boiler | Pipeline Natural Gas | Diesel Oil |  | Selective Catalytic Reduction |  | 5634 | 11.9106 | GAS | 451 | 1981.6092 | 0.0138 | 0.000631 | 11.9106
6035 | Exelon Power | 7690 | Pennsbury | PA | Bucks | 1 | GT | OP | 3 | 2.7 | 2.7 |  | 9 | 1996 | LFG |  | N | Y | N | IPP Non-CHP |  |  |  |  | N | [57 empty] | GAS | [39 empty] | 0.0016829 | 0.0016829 | 10.4
6035 | Exelon Power | 7701 | Fairless Hills | PA | Bucks | A | ST | OP | 30 | 30 | 30 |  | 12 | 1996 | LFG | NG | Y | Y | Y | IPP CHP |  |  |  |  | N | [57 empty] | GAS | PA | Fairless Hills Generating Station | 7701 | PHBLR5 | 2010 | CP1 | CAIRNOX, CAIROS, CAIRSO2 | 2716.48 | 12 |  | 622406.38 | 19.362 | 0.0406 | 20.595 |  | 978773.163 | 3 |  | Bucks | Electric Utility | 4961 | Steam Supply | 40.1405 | -74.7506 | Exelon Generation Company LLC (Owner/Operator) |  |  | Operating | Dry bottom wall-fired boiler | Other Gas | Pipeline Natural Gas |  | Low NOx Burner Technology (Dry Bottom only) |  | 468 | 10.4 | GAS | 44.1654 | -236.0906 | 0.0406 | 0.039564 | 10.4
6035 | Exelon Power | 7701 | Fairless Hills | PA | Bucks | B | ST | OP | 30 | 30 | 30 |  | 12 | 1996 | LFG | NG | Y | Y | Y | IPP CHP |  |  |  |  | N | [57 empty] | GAS | PA | Fairless Hills Generating Station | 7701 | PHBLR5 | 2010 | CP1 | CAIRNOX, CAIROS, CAIRSO2 | 2716.48 | 12 |  | 622406.38 | 19.362 | 0.0406 | 20.595 |  | 978773.163 | 3 |  | Bucks | Electric Utility | 4961 | Steam Supply | 40.1405 | -74.7506 | Exelon Generation Company LLC (Owner/Operator) |  |  | Operating | Dry bottom wall-fired boiler | Other Gas | Pipeline Natural Gas |  | Low NOx Burner Technology (Dry Bottom only) |  | 468 | 10.4 | GAS | 44.1654 | -236.0906 | 0.0406 | 0.039564 | 10.4
6035 | Exelon Power | 8012 | Croydon CT Generating Station | PA | Bucks | 11 | GT | OP | 68.3 | 49 | 64 |  | 6 | 1974 | DFO |  | N | Y | N | IPP Non-CHP |  |  |  |  | N | [57 empty] | LIQUID | PA | Croydon Generating Station | 8012 | 11 | 2010 |  | CAIRNOX, CAIROS, CAIRSO2 | 53.97 | 12 | 1583.95 |  | 2.174 | 0.598 | 6.436 |  | 21526 | 3 |  | Bucks | Electric Utility | 4911 | Electric Services | 40.08 | -74.8917 | Exelon Generation Company LLC (Owner/Operator) |  |  | Operating | Combustion turbine | Diesel Oil |  |  |  |  | 838 | 12.5954 | LIQUID | 48 | 1833.3333 | 0.598 | 0.20199 | 12.5954
6035 | Exelon Power | 8012 | Croydon CT Generating Station | PA | Bucks | 12 | GT | OP | 68.3 | 49 | 64 |  | 6 | 1974 | DFO |  | N | Y | N | IPP Non-CHP |  |  |  |  | N | [57 empty] | LIQUID | PA | Croydon Generating Station | 8012 | 12 | 2010 |  | CAIRNOX, CAIROS, CAIRSO2 | 51.11 | 12 | 1780.41 |  | 2.368 | 0.598 | 7.01 |  | 23444.6 | 3 |  | Bucks | Electric Utility | 4911 | Electric Services | 40.08 | -74.8917 | Exelon Generation Company LLC (Owner/Operator) |  |  | Operating | Combustion turbine | Diesel Oil |  |  |  |  | 838 | 12.9637 | LIQUID | 42 | 1738.0952 | 0.598 | 0.20201 | 12.9637
6035 | Exelon Power | 8012 | Croydon CT Generating Station | PA | Bucks | 21 | GT | OP | 68.3 | 49 | 64 |  | 6 | 1974 | DFO |  | N | Y | N | IPP Non-CHP |  |  |  |  | N | [57 empty] | LIQUID | PA | Croydon Generating Station | 8012 | 21 | 2010 |  | CAIRNOX, CAIROS, CAIRSO2 | 58.57 | 12 | 2190.63 |  | 2.966 | 0.598 | 8.782 |  | 29371.6 | 3 |  | Bucks | Electric Utility | 4911 | Electric Services | 40.08 | -74.8917 | Exelon Generation Company LLC (Owner/Operator) |  |  | Operating | Combustion turbine | Diesel Oil |  |  |  |  | 838 | 12.5579 | LIQUID | 47 | 1819.1489 | 0.598 | 0.20196 | 12.5579
6035 | Exelon Power | 8012 | Croydon CT Generating Station | PA | Bucks | 22 | GT | OP | 68.3 | 49 | 64 |  | 6 | 1974 | DFO |  | N | Y | N | IPP Non-CHP |  |  |  |  | N | [57 empty] | LIQUID | PA | Croydon Generating Station | 8012 | 22 | 2010 |  | CAIRNOX, CAIROS, CAIRSO2 | 65.4 | 12 | 1813.73 |  | 2.665 | 0.5981 | 7.888 |  | 26380.5 | 3 |  | Bucks | Electric Utility | 4911 | Electric Services | 40.08 | -74.8917 | Exelon Generation Company LLC (Owner/Operator) |  |  | Operating | Combustion turbine | Diesel Oil |  |  |  |  | 838 | 13.9725 | LIQUID | 44 | 1772.7273 | 0.5981 | 0.20204 | 13.9725
6035 | Exelon Power | 8012 | Croydon CT Generating Station | PA | Bucks | 31 | GT | OP | 68.3 | 49 | 64 |  | 8 | 1974 | DFO |  | N | Y | N | IPP Non-CHP |  |  |  |  | N | [57 empty] | LIQUID | PA | Croydon Generating Station | 8012 | 31 | 2010 |  | CAIRNOX, CAIROS, CAIRSO2 | 69.02 | 12 | 2357.54 |  | 3.206 | 0.5982 | 9.493 |  | 31748.1 | 3 |  | Bucks | Electric Utility | 4911 | Electric Services | 40.08 | -74.8917 | Exelon Generation Company LLC (Owner/Operator) |  |  | Operating | Combustion turbine | Diesel Oil |  |  |  |  | 838 | 12.8617 | LIQUID | 54 | 1907.4074 | 0.5982 | 0.20196 | 12.8617
6035 | Exelon Power | 8012 | Croydon CT Generating Station | PA | Bucks | 32 | GT | OP | 68.3 | 49 | 64 |  | 8 | 1974 | DFO |  | N | Y | N | IPP Non-CHP |  |  |  |  | N | [57 empty] | LIQUID | PA | Croydon Generating Station | 8012 | 32 | 2010 |  | CAIRNOX, CAIROS, CAIRSO2 | 64.96 | 12 | 2284.07 |  | 3.106 | 0.5979 | 9.195 |  | 30751.9 | 3 |  | Bucks | Electric Utility | 4911 | Electric Services | 40.08 | -74.8917 | Exelon Generation Company LLC (Owner/Operator) |  |  | Operating | Combustion turbine | Diesel Oil |  |  |  |  | 838 | 12.9107 | LIQUID | 50 | 1860 | 0.5979 | 0.202 | 12.9107
6035 | Exelon Power | 8012 | Croydon CT Generating Station | PA | Bucks | 41 | GT | OP | 68.3 | 49 | 64 |  | 7 | 1974 | DFO |  | N | Y | N | IPP Non-CHP |  |  |  |  | N | [57 empty] | LIQUID | PA | Croydon Generating Station | 8012 | 41 | 2010 |  | CAIRNOX, CAIROS, CAIRSO2 | 57.02 | 12 | 2052.38 |  | 2.857 | 0.5982 | 8.459 |  | 28292.6 | 3 |  | Bucks | Electric Utility | 4911 | Electric Services | 40.08 | -74.8917 | Exelon Generation Company LLC (Owner/Operator) |  |  | Operating | Combustion turbine | Diesel Oil |  |  |  |  | 838 | 11.9578 | LIQUID | 55 | 1918.1818 | 0.5982 | 0.20196 | 11.9578
6035 | Exelon Power | 8012 | Croydon CT Generating Station | PA | Bucks | 42 | GT | OP | 68.3 | 49 | 64 |  | 7 | 1974 | DFO |  | N | Y | N | IPP Non-CHP |  |  |  |  | N | [57 empty] | LIQUID | PA | Croydon Generating Station | 8012 | 42 | 2010 |  | CAIRNOX, CAIROS, CAIRSO2 | 55.68 | 12 | 1960.48 |  | 2.868 | 0.598 | 8.49 |  | 28393.4 | 3 |  | Bucks | Electric Utility | 4911 | Electric Services | 40.08 | -74.8917 | Exelon Generation Company LLC (Owner/Operator) |  |  | Operating | Combustion turbine | Diesel Oil |  |  |  |  | 838 | 13.5481 | LIQUID | 43 | 1755.814 | 0.598 | 0.20202 | 13.5481
6035 | Exelon Power | 55139 | Wolf Hollow I LP | TX | Hood | CTG1 | CT | OP | 264.8 | 227 | 248.9 |  | 8 | 2003 | NG |  | N | Y | N | IPP Non-CHP |  |  |  |  | N | [57 empty] | GAS | TX | Wolf Hollow I, LP | 55139 | CTG1 | 2010 |  | ARP, CAIRNOX, CAIRSO2 | 4138.36 | 12 | 849001.92 |  | 2.667 | 0.0501 | 173.774 | 528297.896 | 8889762.857 | 6 | Electric Reliability Council of Texas | Hood | Electric Utility | 4911 | Electric Services | 32.3347 | -97.7344 | Wolf Hollow I, LP (Owner/Operator) | Phase 2 |  | Operating | Combined cycle | Pipeline Natural Gas |  |  | Selective Catalytic Reduction |  | 3055.6 | 7.7994 | GAS | 380 | 1736.6412 | 0.0501 | 0.0006 | 7.7994
6035 | Exelon Power | 55139 | Wolf Hollow I LP | TX | Hood | CTG2 | CT | OP | 264.8 | 227.7 | 248.9 |  | 8 | 2003 | NG |  | N | Y | N | IPP Non-CHP |  |  |  |  | N | [57 empty] | GAS | TX | Wolf Hollow I, LP | 55139 | CTG2 | 2010 |  | ARP, CAIRNOX, CAIRSO2 | 6141.53 | 12 | 1244454.95 |  | 3.852 | 0.0399 | 206.069 | 763035.655 | 12839563.15 | 6 | Electric Reliability Council of Texas | Hood | Electric Utility | 4911 | Electric Services | 32.3347 | -97.7344 | Wolf Hollow I, LP (Owner/Operator) | Phase 2 |  | Operating | Combined cycle | Pipeline Natural Gas |  |  | Selective Catalytic Reduction |  | 3055.6 | 7.6244 | GAS | 381 | 1734.6324 | 0.0399 | 0.0006 | 7.6244
6035 | Exelon Power | 55139 | Wolf Hollow I LP | TX | Hood | ST | CA | OP | 280 | 240.8 | 263.2 |  | 8 | 2003 | NG |  | N | Y | N | IPP Non-CHP |  |  |  |  | N | [57 empty] | GAS | [39 empty] | 0 | 0 | 10.4
6035 | Exelon Power | 55281 | Southeast Chicago Energy Project | IL | Cook | GT05 | GT | OP | 50.9 | 37 | 40 |  | 6 | 2002 | NG |  | N | Y | N | IPP Non-CHP |  |  |  |  | N | [57 empty] | GAS | IL | Southeast Chicago Energy Project | 55281 | CTG5 | 2010 | CP1 | ARP, CAIRNOX, CAIROS, CAIRSO2 | 57.53 | 12 | 2232.4 |  | 0.008 | 0.0902 | 0.764 | 1585.4 | 26891.9 | 5 |  | Cook | Electric Utility | 4911 | Electric Services | 41.7181 | -87.5449 | Exelon Generation Company LLC (Owner/Operator) | Phase 2 |  | Operating | Combustion turbine | Pipeline Natural Gas |  |  | Dry Low NOx Burners |  | 467 | 11.7665 | GAS | 47 | 412.5 | 0.0902 | 0.000595 | 11.7665
6035 | Exelon Power | 55281 | Southeast Chicago Energy Project | IL | Cook | GT06 | GT | OP | 50.9 | 37 | 40 |  | 6 | 2002 | NG |  | N | Y | N | IPP Non-CHP |  |  |  |  | N | [57 empty] | GAS | IL | Southeast Chicago Energy Project | 55281 | CTG6 | 2010 | CP1 | ARP, CAIRNOX, CAIROS, CAIRSO2 | 57.81 | 12 | 2237.67 |  | 0.008 | 0.0594 | 0.476 | 1592.5 | 27011.9 | 5 |  | Cook | Electric Utility | 4911 | Electric Services | 41.7181 | -87.5449 | Exelon Generation Company LLC (Owner/Operator) | Phase 2 |  | Operating | Combustion turbine | Pipeline Natural Gas |  |  | Dry Low NOx Burners |  | 467 | 11.2765 | GAS | 47 | 412.5 | 0.0594 | 0.000592 | 11.2765
6035 | Exelon Power | 55281 | Southeast Chicago Energy Project | IL | Cook | GT07 | GT | OP | 50.9 | 37 | 40 |  | 6 | 2002 | NG |  | N | Y | N | IPP Non-CHP |  |  |  |  | N | [57 empty] | GAS | IL | Southeast Chicago Energy Project | 55281 | CTG7 | 2010 | CP1 | ARP, CAIRNOX, CAIROS, CAIRSO2 | 43.53 | 12 | 1714.55 |  | 0.006 | 0.0572 | 0.367 | 1220.4 | 20682 | 5 |  | Cook | Electric Utility | 4911 | Electric Services | 41.7181 | -87.5449 | Exelon Generation Company LLC (Owner/Operator) | Phase 2 |  | Operating | Combustion turbine | Pipeline Natural Gas |  |  | Dry Low NOx Burners |  | 467 | 11.1568 | GAS | 48 | 400 | 0.0572 | 0.00058 | 11.1568
6035 | Exelon Power | 55281 | Southeast Chicago Energy Project | IL | Cook | GT08 | GT | OP | 50.9 | 37 | 40 |  | 6 | 2002 | NG |  | N | Y | N | IPP Non-CHP |  |  |  |  | N | [57 empty] | GAS | IL | Southeast Chicago Energy Project | 55281 | CTG8 | 2010 | CP1 | ARP, CAIRNOX, CAIROS, CAIRSO2 | 44.84 | 12 | 1739.58 |  | 0.007 | 0.1034 | 0.576 | 1237.1 | 20986.3 | 5 |  | Cook | Electric Utility | 4911 | Electric Services | 41.7181 | -87.5449 | Exelon Generation Company LLC (Owner/Operator) | Phase 2 |  | Operating | Combustion turbine | Pipeline Natural Gas |  |  | Dry Low NOx Burners |  | 467 | 11.3078 | GAS | 47 | 412.5 | 0.1034 | 0.000667 | 11.3078
6035 | Exelon Power | 55281 | Southeast Chicago Energy Project | IL | Cook | GT09 | GT | OP | 50.9 | 37 | 40 |  | 6 | 2002 | NG |  | N | Y | N | IPP Non-CHP |  |  |  |  | N | [57 empty] | GAS | IL | Southeast Chicago Energy Project | 55281 | CTG9 | 2010 | CP1 | ARP, CAIRNOX, CAIROS, CAIRSO2 | 32.53 | 12 | 1229.24 |  | 0.005 | 0.0779 | 0.268 | 881.3 | 14959.8 | 5 |  | Cook | Electric Utility | 4911 | Electric Services | 41.7181 | -87.5449 | Exelon Generation Company LLC (Owner/Operator) | Phase 2 |  | Operating | Combustion turbine | Pipeline Natural Gas |  |  | Dry Low NOx Burners |  | 467 | 10.3089 | GAS | 42 | 475 | 0.0779 | 0.000668 | 10.3089
6035 | Exelon Power | 55281 | Southeast Chicago Energy Project | IL | Cook | GT10 | GT | OP | 50.9 | 37 | 40 |  | 6 | 2002 | NG |  | N | Y | N | IPP Non-CHP |  |  |  |  | N | [57 empty] | GAS | IL | Southeast Chicago Energy Project | 55281 | CTG10 | 2010 | CP1 | ARP, CAIRNOX, CAIROS, CAIRSO2 | 35.54 | 12 | 1399.45 |  | 0.005 | 0.0606 | 0.326 | 1003.4 | 16991.6 | 5 |  | Cook | Electric Utility | 4911 | Electric Services | 41.7181 | -87.5449 | Exelon Generation Company LLC (Owner/Operator) | Phase 2 |  | Operating | Combustion turbine | Pipeline Natural Gas |  |  | Dry Low NOx Burners |  | 467 | 10.751 | GAS | 48 | 400 | 0.0606 | 0.000589 | 10.751
6035 | Exelon Power | 55281 | Southeast Chicago Energy Project | IL | Cook | GT11 | GT | OP | 50.9 | 37 | 40 |  | 6 | 2002 | NG |  | N | Y | N | IPP Non-CHP |  |  |  |  | N | [57 empty] | GAS | IL | Southeast Chicago Energy Project | 55281 | CTG11 | 2010 | CP1 | ARP, CAIRNOX, CAIROS, CAIRSO2 | 22.24 | 12 | 838.57 |  | 0.003 | 0.1235 | 0.407 | 619.5 | 10492 | 5 |  | Cook | Electric Utility | 4911 | Electric Services | 41.7181 | -87.5449 | Exelon Generation Company LLC (Owner/Operator) | Phase 2 |  | Operating | Combustion turbine | Pipeline Natural Gas |  |  | Dry Low NOx Burners |  | 467 | 10.6572 | GAS | 48 | 400 | 0.1235 | 0.000572 | 10.6572
6035 | Exelon Power | 55281 | Southeast Chicago Energy Project | IL | Cook | GT12 | GT | OP | 50.9 | 37 | 40 |  | 6 | 2002 | NG |  | N | Y | N | IPP Non-CHP |  |  |  |  | N | [57 empty] | GAS | IL | Southeast Chicago Energy Project | 55281 | CTG12 | 2010 | CP1 | ARP, CAIRNOX, CAIROS, CAIRSO2 | 20.64 | 12 | 830.12 |  | 0.003 | 0.1314 | 0.394 | 588.8 | 9986.3 | 5 |  | Cook | Electric Utility | 4911 | Electric Services | 41.7181 | -87.5449 | Exelon Generation Company LLC (Owner/Operator) | Phase 2 |  | Operating | Combustion turbine | Pipeline Natural Gas |  |  | Dry Low NOx Burners |  | 467 | 10.7585 | GAS | 48 | 400 | 0.1314 | 0.000601 | 10.7585
6035 | Exelon Power | 55365 | Exelon LaPorte Generating Station | TX | Harris | GT1 | GT | OP | 59 | 38.3 | 45 |  | 7 | 2001 | NG |  | N | Y | N | IPP Non-CHP |  |  |  |  | N | [57 empty] | GAS | TX | Exelon Laporte Generating Station | 55365 | GT-1 | 2010 | CP1 | ARP, CAIRNOX, CAIRSO2 | 337.82 | 12 | 12359.7 |  | 0.04 | 0.1111 | 7.338 | 7802.1 | 132239.1 | 6 |  | Harris | Electric Utility | 4911 | Electric Services | 29.702 | -95.071 | ExTex LaPorte Limited Partnership (Owner) Air Products and Chemicals, Inc. (Operator) (Ended Jan 06, 2010) Air Products LLC (Operator) (Started Jan 06, 2010) | Phase 2 |  | Operating | Combustion turbine | Pipeline Natural Gas |  |  | Dry Low NOx Burners |  | 584 | 7.3496 | GAS | 46 | 488.8889 | 0.1111 | 0.000605 | 7.3496
6035 | Exelon Power | 55365 | Exelon LaPorte Generating Station | TX | Harris | GT2 | GT | OP | 59 | 38.3 | 45 |  | 7 | 2001 | NG |  | N | Y | N | IPP Non-CHP |  |  |  |  | N | [57 empty] | GAS | TX | Exelon Laporte Generating Station | 55365 | GT-2 | 2010 | CP1 | ARP, CAIRNOX, CAIRSO2 | 320.42 | 12 | 11892.22 |  | 0.038 | 0.0931 | 5.883 | 7461.3 | 126467.3 | 6 |  | Harris | Electric Utility | 4911 | Electric Services | 29.702 | -95.071 | ExTex LaPorte Limited Partnership (Owner) Air Products and Chemicals, Inc. (Operator) (Ended Jan 06, 2010) Air Products LLC (Operator) (Started Jan 06, 2010) | Phase 2 |  | Operating | Combustion turbine | Pipeline Natural Gas |  |  | Dry Low NOx Burners |  | 584 | 7.7735 | GAS | 45 | 500 | 0.0931 | 0.000601 | 7.7735
6035 | Exelon Power | 55365 | Exelon LaPorte Generating Station | TX | Harris | GT3 | GT | OP | 59 | 38.3 | 45 |  | 7 | 2001 | NG |  | N | Y | N | IPP Non-CHP |  |  |  |  | N | [57 empty] | GAS | TX | Exelon Laporte Generating Station | 55365 | GT-3 | 2010 | CP1 | ARP, CAIRNOX, CAIRSO2 | 247.8 | 12 | 9267.25 |  | 0.034 | 0.1115 | 6.289 | 6684.3 | 113303.7 | 6 |  | Harris | Electric Utility | 4911 | Electric Services | 29.702 | -95.071 | ExTex LaPorte Limited Partnership (Owner) Air Products and Chemicals, Inc. (Operator) (Ended Jan 06, 2010) Air Products LLC (Operator) (Started Jan 06, 2010) | Phase 2 |  | Operating | Combustion turbine | Pipeline Natural Gas |  |  | Dry Low NOx Burners |  | 584 | 8.7049 | GAS | 46 | 488.8889 | 0.1115 | 0.0006 | 8.7049
6035 | Exelon Power | 55365 | Exelon LaPorte Generating Station | TX | Harris | GT4 | GT | OP | 59 | 38.3 | 45 |  | 7 | 2001 | NG |  | N | Y | N | IPP Non-CHP | [62 empty] | GAS | TX | Exelon Laporte Generating Station | 55365 | GT-4 | 2010 | CP1 | ARP, CAIRNOX, CAIRSO2 | 213.37 | 12 | 8001.98 |  | 0.022 | 0.0951 | 3.599 | 4469.7 | 75758.6 | 6 |  | Harris | Electric Utility | 4911 | Electric Services | 29.702 | -95.071 | ExTex LaPorte Limited Partnership (Owner) Air Products and Chemicals, Inc. (Operator) (Ended Jan 06, 2010) Air Products LLC (Operator) (Started Jan 06, 2010) | Phase 2 |  | Operating | Combustion turbine | Pipeline Natural Gas |  |  | Dry Low NOx Burners |  | 584 | 6.5603 | GAS | 46 | 488.8889 | 0.0951 | 0.000581 | 11.1104
6035 | Exelon Power | 1586 | Exelon Framingham LLC | MA | Norfolk | GT1 | GT | OP | 14.2 | 10 | 13 |  | 3 | 1970 | DFO |  | N | Y | N | IPP Non-CHP |  |  |  |  | N | [57 empty] | LIQUID | MA | Framingham Station | 1586 | FJ-1 | 2010 |  | CAIROS | 20.01 | 6 | 93.1 |  |  | 0.5911 | 1.099 |  | 3717.7 | 1 |  | Middlesex | Electric Utility | 4911 | Electric Services | 42.2672 | -71.3983 | Exelon Framingham, LLC (Operator) Exelon New England Holdings, LLC (Owner) |  |  | Operating | Combustion turbine | Diesel Oil |  |  |  |  | 186 | 10.4 | LIQUID | 10 | 350 | 0.5911 | 0.42446 | 12.5133
6035 | Exelon Power | 1586 | Exelon Framingham LLC | MA | Norfolk | GT2 | GT | OP | 14.2 | 10 | 13 |  | 9 | 1969 | DFO |  | N | Y | N | IPP Non-CHP |  |  |  |  | N | [57 empty] | LIQUID | MA | Framingham Station | 1586 | FJ-2 | 2010 |  | CAIROS | 22.13 | 6 | 110.35 |  |  | 0.6415 | 1.318 |  | 4111.7 | 1 |  | Middlesex | Electric Utility | 4911 | Electric Services | 42.2672 | -71.3983 | Exelon Framingham, LLC (Operator) Exelon New England Holdings, LLC (Owner) |  |  | Operating | Combustion turbine | Diesel Oil |  |  |  |  | 186 | 10.4 | LIQUID | 11 | 409.0909 | 0.6415 | 0.43498 | 12.4289
6035 | Exelon Power | 1586 | Exelon Framingham LLC | MA | Norfolk | GT3 | GT | OP | 14.2 | 9.4 | 12.9 |  | 9 | 1969 | DFO |  | N | Y | N | IPP Non-CHP |  |  |  |  | N | [57 empty] | LIQUID | MA | Framingham Station | 1586 | FJ-3 | 2010 |  | CAIROS | 19.89 | 6 | 95.61 |  |  | 0.5761 | 1.064 |  | 3695.5 | 1 |  | Middlesex | Electric Utility | 4911 | Electric Services | 42.2672 | -71.3983 | Exelon Framingham, LLC (Operator) Exelon New England Holdings, LLC (Owner) |  |  | Operating | Combustion turbine | Diesel Oil |  |  |  |  | 186 | 10.4 | LIQUID | 10 | 355 | 0.5761 | 0.43498 | 12.4289
6035 | Exelon Power | 1587 | Exelon L Street | MA | Suffolk | GT1 | GT | OP | 18.6 | 16 | 22 |  | 9 | 1966 | DFO |  | N | Y | N | IPP Non-CHP |  |  |  |  | N | [57 empty] | LIQUID | [39 empty] | 0.63601 | 0.44831 | 12.5415
6035 | Exelon Power | 1592 | Exelon Medway LLC | MA | Nolfork | GT1 | GT | OP | 45 | 36 | 58 |  | 7 | 1970 | DFO |  | N | Y | N | IPP Non-CHP |  |  |  |  | N | [57 empty] | LIQUID | MA | Medway Station | 1592 | J1T2 | 2010 |  | CAIROS, RGGI | 45.37 | 12 | 618.09 |  |  | 0.5895 | 5.268 | 1442.4 | 17798.9 | 1 |  | Norfolk | Electric Utility | 4911 | Electric Services | 42.1364 | -71.4478 | Exelon West Medway, LLC (Operator) Exelon New England Holdings, LLC (Owner) |  |  | Operating | Combustion turbine | Diesel Oil | Pipeline Natural Gas |  |  |  | 392 | 10.4 | LIQUID | 34 | -352.9412 | 0.5895 | 0.32216 | 13.6782
6035 | Exelon Power | 1592 | Exelon Medway LLC | MA | Nolfork | GT2 | GT | OP | 45 | 35 | 53 |  | 3 | 1971 | DFO |  | N | Y | N | IPP Non-CHP |  |  |  |  | N | [57 empty] | LIQUID | MA | Medway Station | 1592 | J1T2 | 2010 |  | CAIROS, RGGI | 45.37 | 12 | 618.09 |  |  | 0.5895 | 5.268 | 1442.4 | 17798.9 | 1 |  | Norfolk | Electric Utility | 4911 | Electric Services | 42.1364 | -71.4478 | Exelon West Medway, LLC (Operator) Exelon New England Holdings, LLC (Owner) |  |  | Operating | Combustion turbine | Diesel Oil | Pipeline Natural Gas |  |  |  | 392 | 10.4 | LIQUID | 34 | -279.4118 | 0.5895 | 0.31417 | 13.6487
6035 | Exelon Power | 7690 | Pennsbury | PA | Bucks | 2 | GT | OP | 3 | 2.7 | 2.7 |  | 9 | 1996 | LFG |  | N | Y | N | IPP Non-CHP | [62 empty] | GAS | [39 empty] | 0.0016829 | 0.0016829 | 10.4
6035 | Exelon Power | 57191 | Exelon Solar Chicago | IL | Cook | ECS1 | PV | OP | 9 | 9 | 9 |  | 12 | 2009 | SUN |  | N | Y | N | IPP Non-CHP |  |  |  |  | N | [57 empty] | N/A | [39 empty] | 0 | 0 | 10.4
6036 | ESOCO Orrington LLC | 50051 | Penobscot Energy Recovery | ME | Penobscot | GEN1 | ST | OP | 25.3 | 21.2 | 21.2 |  | 11 | 1987 | MSW | DFO | Y | Y | N | Commercial Non-CHP |  |  |  |  | N | [25 empty] | OP | SD |  |  |  | LI |  |  |  | N |  | 87.7 | 12 | 63830 | 100 | OP | BP | [8 empty] | 99.8 | 4 | 61950 |  |  |  |  | OTHER SOLID | [39 empty] | 0 | 0 | 10.4
6041 | Entergy Power Ventures LP | 55664 | Harrison County Power Project | TX | Harrison | GT-1 | CT | OP | 170 | 144.5 | 166.6 |  | 6 | 2003 | NG |  | N | Y | N | IPP Non-CHP |  |  |  |  | N | [57 empty] | GAS | TX | Harrison County Power Project | 55664 | GT-1 | 2010 |  | ARP, CAIRNOX, CAIRSO2 | 3372.94 | 12 | 672195.67 |  | 1.512 | 0.03 | 47.073 | 299535.923 | 5040252.425 | 6 |  | Harrison | Electric Utility |  |  | 32.3958 | -94.4361 | Northeast Texas Electric Cooperative (Owner) ENTERGY POWER OPERATIONS U.S. (Operator) ENTERGY POWER VENTURES (Owner) East Texas Electric Cooperative, Inc. (Owner) | Phase 2 |  | Operating | Combined cycle | Pipeline Natural Gas |  |  | Dry Low NOx Burners Selective Catalytic Reduction |  | 2201 | 7.1969 | GAS | 286 | 1641.6567 | 0.03 | 0.0006 | 7.1969
6041 | Entergy Power Ventures LP | 55664 | Harrison County Power Project | TX | Harrison | GT-2 | CT | OP | 170 | 144.5 | 166.6 |  | 6 | 2003 | NG |  | N | Y | N | IPP Non-CHP |  |  |  |  | N | [57 empty] | GAS | TX | Harrison County Power Project | 55664 | GT-2 | 2010 |  | ARP, CAIRNOX, CAIRSO2 | 2085.22 | 12 | 435691.87 |  | 0.968 | 0.0306 | 28.708 | 191808.551 | 3227532.432 | 6 |  | Harrison | Electric Utility |  |  | 32.3958 | -94.4361 | Northeast Texas Electric Cooperative (Owner) ENTERGY POWER OPERATIONS U.S. (Operator) ENTERGY POWER VENTURES (Owner) East Texas Electric Cooperative, Inc. (Owner) | Phase 2 |  | Operating | Combined cycle | Pipeline Natural Gas |  |  | Dry Low NOx Burners Selective Catalytic Reduction |  | 2260 | 7.2129 | GAS | 291 | 1626.6507 | 0.0306 | 0.0006 | 7.2129
6041 | Entergy Power Ventures LP | 55664 | Harrison County Power Project | TX | Harrison | ST-1 | CA | OP | 230 | 225.4 | 225.4 |  | 6 | 2003 | NG |  | N | Y | N | IPP Non-CHP |  |  |  |  | N | [6 empty] | STACK1¦¦STACK2 | 2003 | 258608 | [48 empty] | GAS | [39 empty] | 0 | 0 | 10.4
6042 | EUI Management PH Inc | 10027 | EUIPH Wind Farm | CA | Riverside | EXIS | WT | OP | 25.4 | 25.4 | 25.4 |  | 12 | 1985 | WND |  | N | Y | N | IPP Non-CHP | [62 empty] | N/A | [39 empty] | 0 | 0 | 10.4
6088 | Exxon Mobil Baton Rouge Refinery | 10690 | ExxonMobil Baton Rouge Turbine Generator | LA | EAST BATON ROUGE | CTG1 | GT | OP | 85.3 | 76.7 | 83.9 |  | 5 | 1990 | NG |  | N | Y | Y | Industrial CHP |  |  |  |  | N | [57 empty] | GAS | [39 empty] | 0.095734 | 0.0015219 | 13.1031
6090 | ExxonMobil Oil Corp | 50625 | ExxonMobil Beaumont Refinery | TX | Jefferson | TG41 | GT | OP | 163 | 145 | 165 | PP | 6 | 2005 | NG |  | N | Y | Y | Industrial CHP |  |  |  |  | N | [57 empty] | GAS | TX | Exxonmobil Beaumont Refinery | 50625 | 61STK2 | 2010 |  | ARP, CAIRNOX, CAIRSO2 | 7177.36 | 12 | 1688154.64 |  | 3.485 | 0.0229 | 133.154 | 673293.929 | 11351800.63 | 6 |  | Jefferson | Petroleum Refinery |  |  | 30.0639 | -94.0703 | Exxon Mobil Oil Corporation (Owner/Operator) | Phase 2 |  | Operating | Combined cycle | Pipeline Natural Gas | Process Gas |  | Dry Low NOx Burners Selective Catalytic Reduction |  | 2531 | 6.6656 | GAS | 350 | -560.6061 | 0.0229 | 0.000614 | 10.8305
6090 | ExxonMobil Oil Corp | 50625 | ExxonMobil Beaumont Refinery | TX | Jefferson | TG42 | GT | OP | 163 | 145 | 165 | PP | 4 | 2005 | NG |  | N | Y | Y | Industrial CHP |  |  |  |  | N | [57 empty] | GAS | TX | Exxonmobil Beaumont Refinery | 50625 | 61STK2 | 2010 |  | ARP, CAIRNOX, CAIRSO2 | 7177.36 | 12 | 1688154.64 |  | 3.485 | 0.0229 | 133.154 | 673293.929 | 11351800.63 | 6 |  | Jefferson | Petroleum Refinery |  |  | 30.0639 | -94.0703 | Exxon Mobil Oil Corporation (Owner/Operator) | Phase 2 |  | Operating | Combined cycle | Pipeline Natural Gas | Process Gas |  | Dry Low NOx Burners Selective Catalytic Reduction |  | 2531 | 6.6656 | GAS | 350 | -560.6061 | 0.0229 | 0.000614 | 10.8305
6090 | ExxonMobil Oil Corp | 50625 | ExxonMobil Beaumont Refinery | TX | Jefferson | TG43 | GT | OP | 163 | 145 | 165 | PP | 12 | 2004 | NG |  | N | Y | Y | Industrial CHP |  |  |  |  | N | [57 empty] | GAS | TX | Exxonmobil Beaumont Refinery | 50625 | 61STK2 | 2010 |  | ARP, CAIRNOX, CAIRSO2 | 7177.36 | 12 | 1688154.64 |  | 3.485 | 0.0229 | 133.154 | 673293.929 | 11351800.63 | 6 |  | Jefferson | Petroleum Refinery |  |  | 30.0639 | -94.0703 | Exxon Mobil Oil Corporation (Owner/Operator) | Phase 2 |  | Operating | Combined cycle | Pipeline Natural Gas | Process Gas |  | Dry Low NOx Burners Selective Catalytic Reduction |  | 2531 | 6.6656 | GAS | 350 | -560.6061 | 0.0229 | 0.000614 | 11.0217
6090 | ExxonMobil Oil Corp | 50625 | ExxonMobil Beaumont Refinery | TX | Jefferson | ETG | OT | OP | 7.5 | 5 | 5 |  | 1 | 1978 | OG |  | N | Y | N | Industrial CHP |  |  |  |  | N | [57 empty] | GAS | [39 empty] | 0 | 0 | 10.4
6090 | ExxonMobil Oil Corp | 50625 | ExxonMobil Beaumont Refinery | TX | Jefferson | TG22 | ST | OP | 27.2 | 25 | 25 | PP | 2 | 1978 | NG | OG | N | Y | Y | Industrial CHP |  |  |  |  | N | [6 empty] | ¦¦24¦¦41¦¦42¦¦43 | ¦¦ 1993¦¦ 2005¦¦ 2005¦¦ 2004 | ¦¦ 54845¦¦ 936454¦¦ 936454¦¦ 936454 | [48 empty] | GAS | [39 empty] | 0.22033 | 0.0009765 | 11.351
6090 | ExxonMobil Oil Corp | 50625 | ExxonMobil Beaumont Refinery | TX | Jefferson | TG23 | ST | OP | 40.5 | 38.6 | 38.6 | PP | 6 | 1993 | NG | OG | N | Y | Y | Industrial CHP |  |  |  |  | N | [6 empty] | ¦¦24¦¦41¦¦42¦¦43 | ¦¦ 1993¦¦ 2005¦¦ 2005¦¦ 2004 | ¦¦ 54845¦¦ 936454¦¦ 936454¦¦ 936454 | [48 empty] | GAS | [39 empty] | 0.22202 | 0.0012061 | 10.5339
6090 | ExxonMobil Oil Corp | 50625 | ExxonMobil Beaumont Refinery | TX | Jefferson | TG24 | GT | OP | 38.6 | 32 | 38 | PP | 6 | 1993 | NG |  | N | Y | Y | Industrial CHP |  |  |  |  | N | [57 empty] | GAS | [39 empty] | 0.12208 | 0.0017566 | 11.6537
6090 | ExxonMobil Oil Corp | 50625 | ExxonMobil Beaumont Refinery | TX | Jefferson | TG32 | ST | OP | 25 | 25 | 25 | PP | 1 | 1970 | NG | OG | N | Y | Y | Industrial CHP |  |  |  |  | N | [6 empty] | ¦¦33¦¦34¦¦41¦¦42¦¦43 | ¦¦ 1965¦¦ 1966¦¦ 2005¦¦ 2005¦¦ 2004 | ¦¦ 137000¦¦ 137000¦¦ 936454¦¦ 936454¦¦ 936454 | [48 empty] | GAS | [39 empty] | 0.21486 | 0.0009136 | 11.8304
6090 | ExxonMobil Oil Corp | 50625 | ExxonMobil Beaumont Refinery | TX | Jefferson | TG33 | ST | OP | 20 | 20 | 20 | PP | 1 | 1966 | NG | OG | N | Y | Y | Industrial CHP |  |  |  |  | N | [6 empty] | ¦¦33¦¦34¦¦41¦¦42¦¦43 | ¦¦ 1965¦¦ 1966¦¦ 2005¦¦ 2005¦¦ 2004 | ¦¦ 137000¦¦ 137000¦¦ 936454¦¦ 936454¦¦ 936454 | [48 empty] | GAS | [39 empty] | 0.22908 | 0.0008651 | 12.1854
6090 | ExxonMobil Oil Corp | 50625 | ExxonMobil Beaumont Refinery | TX | Jefferson | TG34 | ST | OP | 30 | 30 | 30 | PP | 1 | 1967 | NG | OG | N | Y | Y | Industrial CHP |  |  |  |  | N | [6 empty] | ¦¦33¦¦34¦¦41¦¦42¦¦43 | ¦¦ 1965¦¦ 1966¦¦ 2005¦¦ 2005¦¦ 2004 | ¦¦ 137000¦¦ 137000¦¦ 936454¦¦ 936454¦¦ 936454 | [48 empty] | GAS | [39 empty] | 0.19598 | 0.0009205 | 11.8991
6091 | Exxon Mobil Refining and Supply Co. | 10436 | ExxonMobil Baytown Refinery | TX | HARRIS | GT38 | GT | OP | 36.5 | 31 | 35.8 |  | 8 | 1989 | NG |  | N | Y | Y | Industrial CHP | [62 empty] | GAS | [39 empty] | 0.13799 | 0.0019801 | 11.9398
6091 | Exxon Mobil Refining and Supply Co. | 10436 | ExxonMobil Baytown Refinery | TX | HARRIS | GT41 | GT | OP | 24.2 | 17 | 19.6 |  | 1 | 1977 | NG |  | N | Y | Y | Industrial CHP | [62 empty] | GAS | [39 empty] | 0.20407 | 0.0028473 | 12.1187
6091 | Exxon Mobil Refining and Supply Co. | 10436 | ExxonMobil Baytown Refinery | TX | HARRIS | GT42 | GT | OP | 24.2 | 17 | 19.6 |  | 1 | 1977 | NG |  | N | Y | Y | Industrial CHP | [62 empty] | GAS | [39 empty] | 0.20407 | 0.0028473 | 12.1187
6091 | Exxon Mobil Refining and Supply Co. | 10436 | ExxonMobil Baytown Refinery | TX | HARRIS | GT43 | GT | OP | 24.2 | 17 | 19.6 |  | 1 | 1977 | NG |  | N | Y | Y | Industrial CHP |  |  |  |  | N | [57 empty] | GAS | [39 empty] | 0.20407 | 0.0028473 | 12.1187
6091 | Exxon Mobil Refining and Supply Co. | 10436 | ExxonMobil Baytown Refinery | TX | HARRIS | GT44 | GT | OP | 24.2 | 17 | 19.6 |  | 1 | 1977 | NG |  | N | Y | Y | Industrial CHP | [62 empty] | GAS | [39 empty] | 0.20407 | 0.0028473 | 12.1187
6091 | Exxon Mobil Refining and Supply Co. | 10436 | ExxonMobil Baytown Refinery | TX | HARRIS | GT45 | GT | OP | 36.5 | 31 | 35.8 |  | 6 | 1988 | NG |  | N | Y | Y | Industrial CHP | [62 empty] | GAS | [39 empty] | 0.14138 | 0.0020359 | 12.0275
6091 | Exxon Mobil Refining and Supply Co. | 10692 | ExxonMobil Baytown Turbine | TX | Harris | GEN1 | GT | OP | 39.7 | 31.7 | 36.6 |  | 2 | 1989 | NG |  | N | Y | Y | Industrial CHP | [62 empty] | GAS | [39 empty] | 0.13366 | 0.0019421 | 12.0487
6091 | Exxon Mobil Refining and Supply Co. | 10692 | ExxonMobil Baytown Turbine | TX | Harris | GEN2 | GT | OP | 39.7 | 31.7 | 36.6 |  | 4 | 1989 | NG |  | N | Y | Y | Industrial CHP | [62 empty] | GAS | [39 empty] | 0.13366 | 0.0019421 | 12.0487
6091 | Exxon Mobil Refining and Supply Co. | 10692 | ExxonMobil Baytown Turbine | TX | Harris | GEN3 | GT | OP | 39.7 | 31.7 | 36.6 |  | 3 | 1989 | NG |  | N | Y | Y | Industrial CHP | [62 empty] | GAS | [39 empty] | 0.13366 | 0.0019421 | 12.0487
6091 | Exxon Mobil Refining and Supply Co. | 10692 | ExxonMobil Baytown Turbine | TX | Harris | GEN4 | GT | OP | 98.9 | 85 | 98 |  | 1 | 1997 | NG |  | N | Y | Y | Industrial CHP | [62 empty] | GAS | [39 empty] | 0.073695 | 0.0011854 | 11.9798
6091 | Exxon Mobil Refining and Supply Co. | 10692 | ExxonMobil Baytown Turbine | TX | Harris | GEN5 | GT | OP | 163.8 | 140.3 | 161.7 |  | 12 | 2004 | NG |  | N | Y | Y | Industrial CHP | [62 empty] | GAS | [39 empty] | 0.040676 | 0.0006662 | 11.015
6091 | Exxon Mobil Refining and Supply Co. | 10436 | ExxonMobil Baytown Refinery | TX | HARRIS | ST34 | ST | OP | 7.5 | 7 | 7.1 |  | 1 | 1952 | WH |  | N | Y | N | Industrial CHP | [62 empty] | N/A | [39 empty] | 0 | 0 | 10.4
6132 | City of Fairbury | 2236 | Fairbury | NE | Jefferson | 1 | ST | OP | 4 | 3.8 | 4 |  | 1 | 1948 | NG | RFO | N | N | N | Electric Utility |  |  |  |  | N | [57 empty] | GAS | [39 empty] | 0.35981 | 0.0005418 | 14.8472
6132 | City of Fairbury | 2236 | Fairbury | NE | Jefferson | 2 | ST | OP | 2.5 | 2.5 | 2.5 |  | 1 | 1938 | NG | RFO | N | N | N | Electric Utility |  |  |  |  | N | [57 empty] | GAS | [39 empty] | 0.41741 | 0.0004891 | 16.3695
6141 | City of Fairfield- (IL) | 940 | Fairfield | IL | Wayne | IC5 | IC | OP | 2.4 | 2.4 | 2.4 |  | 1 | 1967 | DFO |  | N | Y | N | Electric Utility | [62 empty] | LIQUID | [39 empty] | 0.7385 | 0.025484 | 12.5895
6141 | City of Fairfield- (IL) | 940 | Fairfield | IL | Wayne | IC6 | IC | OP | 2.4 | 2.4 | 2.4 |  | 1 | 1967 | DFO |  | N | Y | N | Electric Utility | [62 empty] | LIQUID | [39 empty] | 0.7385 | 0.025484 | 12.5895
6141 | City of Fairfield- (IL) | 940 | Fairfield | IL | Wayne | IC7 | IC | OP | 2.7 | 2.7 | 2.7 |  | 3 | 1979 | DFO |  | N | Y | N | Electric Utility | [62 empty] | LIQUID | [39 empty] | 0.7385 | 0.025484 | 12.5895
6152 | City of Fairview | 2978 | Fairview | OK | Major | 4 | IC | OP | 0.8 | 0.8 | 0.8 |  | 8 | 1948 | DFO |  | N | Y | N | Electric Utility |  |  |  |  | N | [57 empty] | LIQUID | [39 empty] | 0.7385 | 0.025484 | 12.5895
6152 | City of Fairview | 2978 | Fairview | OK | Major | 5 | IC | OP | 1 | 1 | 1 |  | 8 | 1954 | DFO |  | N | Y | N | Electric Utility |  |  |  |  | N | [57 empty] | LIQUID | [39 empty] | 0.7385 | 0.025484 | 12.5895
6169 | Fall River Rural Elec Coop Inc | 4204 | Island Park | ID | Fremont | HY1 | HY | OP | 2.4 | 2.4 | 2.4 |  | 4 | 1994 | WAT |  | N | Y | N | Electric Utility | [62 empty] | N/A | [39 empty] | 0 | 0 | 10.4
6169 | Fall River Rural Elec Coop Inc | 4204 | Island Park | ID | Fremont | HY2 | HY | OP | 2.4 | 2.4 | 2.4 |  | 4 | 1994 | WAT |  | N | Y | N | Electric Utility | [62 empty] | N/A | [39 empty] | 0 | 0 | 10.4
6169 | Fall River Rural Elec Coop Inc | 6359 | Felt | ID | Teton | 1 | HY | OP | 2.8 | 2.8 | 2.8 |  | 1 | 1986 | WAT |  | N | Y | N | Electric Utility | [62 empty] | N/A | [39 empty] | 0 | 0 | 10.4
6169 | Fall River Rural Elec Coop Inc | 6359 | Felt | ID | Teton | 2 | HY | OP | 2.8 | 2.8 | 2.8 |  | 1 | 1986 | WAT |  | N | Y | N | Electric Utility | [62 empty] | N/A | [39 empty] | 0 | 0 | 10.4
6169 | Fall River Rural Elec Coop Inc | 6359 | Felt | ID | Teton | 4 | HY | OP | 0.6 | 0.6 | 0.6 |  | 9 | 1946 | WAT |  | N | Y | N | Electric Utility | [62 empty] | N/A | [39 empty] | 0 | 0 | 10.4
6169 | Fall River Rural Elec Coop Inc | 6359 | Felt | ID | Teton | 5 | HY | OP | 0.7 | 0.7 | 0.6 |  | 9 | 1947 | WAT |  | N | Y | N | Electric Utility | [62 empty] | N/A | [39 empty] | 0 | 0 | 10.4
6175 | City of Falls City - (NE) | 2237 | Falls City | NE | Richardson | 1 | IC | OP | 0.6 | 0.6 | 0.6 |  | 8 | 1930 | DFO |  | N | Y | N | Electric Utility |  |  |  |  | N | [57 empty] | LIQUID | [39 empty] | 0.7385 | 0.025484 | 12.5895
6175 | City of Falls City - (NE) | 2237 | Falls City | NE | Richardson | 2 | IC | OP | 0.9 | 0.9 | 0.9 |  | 8 | 1937 | DFO |  | N | Y | N | Electric Utility |  |  |  |  | N | [57 empty] | LIQUID | [39 empty] | 0.7385 | 0.025484 | 12.5895
6175 | City of Falls City - (NE) | 2237 | Falls City | NE | Richardson | 3 | IC | OP | 2.7 | 2.3 | 2.3 |  | 2 | 1965 | NG | DFO | Y | Y | N | Electric Utility |  |  |  |  | N | [57 empty] | GAS | [39 empty] | 1.1659 | 0.0016829 | 10.4
6175 | City of Falls City - (NE) | 2237 | Falls City | NE | Richardson | 4 | IC | OP | 1.1 | 0.8 | 0.8 |  | 8 | 1946 | NG | DFO | Y | Y | N | Electric Utility |  |  |  |  | N | [57 empty] | GAS | [39 empty] | 1.1659 | 0.0016829 | 10.4
6175 | City of Falls City - (NE) | 2237 | Falls City | NE | Richardson | 5 | IC | OP | 2 | 1.4 | 1.4 |  | 11 | 1950 | NG | DFO | Y | Y | N | Electric Utility |  |  |  |  | N | [57 empty] | GAS | [39 empty] | 1.1659 | 0.0016829 | 10.4
6175 | City of Falls City - (NE) | 2237 | Falls City | NE | Richardson | 6 | IC | OP | 2.5 | 2 | 2 |  | 2 | 1958 | NG | DFO | Y | Y | N | Electric Utility |  |  |  |  | N | [57 empty] | GAS | [39 empty] | 1.1659 | 0.0016829 | 10.4
6175 | City of Falls City - (NE) | 2237 | Falls City | NE | Richardson | 7 | IC | OP | 6.2 | 5.9 | 5.9 |  | 6 | 1972 | NG | DFO | Y | Y | N | Electric Utility |  |  |  |  | N | [57 empty] | GAS | [39 empty] | 1.1659 | 0.0016829 | 10.4
6175 | City of Falls City - (NE) | 2237 | Falls City | NE | Richardson | 8 | IC | OP | 6 | 6 | 6 |  | 3 | 1982 | NG | DFO | Y | Y | N | Electric Utility |  |  |  |  | N | [57 empty] | GAS | [39 empty] | 1.1659 | 0.0016829 | 10.4
6192 | City of Farmer City | 941 | Farmer City | IL | De Witt | 1 | IC | OP | 1.5 | 1.3 | 1.3 |  | 7 | 1967 | NG | DFO | Y | Y | N | Electric Utility |  |  |  |  | N | [57 empty] | GAS | [39 empty] | 1.1659 | 0.0016829 | 10.4
6192 | City of Farmer City | 941 | Farmer City | IL | De Witt | 2 | IC | OP | 1.1 | 0.9 | 0.9 |  | 4 | 1963 | DFO |  | N | Y | N | Electric Utility |  |  |  |  | N | [57 empty] | LIQUID | [39 empty] | 0.7385 | 0.025484 | 12.5895
6192 | City of Farmer City | 941 | Farmer City | IL | De Witt | 4 | IC | OP | 0.8 | 0.7 | 0.7 |  | 4 | 1951 | DFO |  | N | Y | N | Electric Utility |  |  |  |  | N | [57 empty] | LIQUID | [39 empty] | 0.7385 | 0.025484 | 12.5895
6192 | City of Farmer City | 941 | Farmer City | IL | De Witt | 5 | IC | OP | 3.5 | 2.8 | 2.8 |  | 7 | 1974 | NG | DFO | Y | Y | N | Electric Utility |  |  |  |  | N | [57 empty] | GAS | [39 empty] | 1.1659 | 0.0016829 | 10.4
6201 | Farmer's Irrigation District | 10324 | Peters Drive Plant | OR | Hood River | GEN3 | HY | OP | 1.8 | 0.3 | 1.2 |  | 11 | 1987 | WAT |  | N | Y | N | IPP Non-CHP | [62 empty] | N/A | [39 empty] | 0 | 0 | 10.4
6201 | Farmer's Irrigation District | 10323 | Copper Dam Plant | OR | Hood River | GEN1 | HY | OP | 2 | 1 | 2 |  | 1 | 1986 | WAT |  | N | Y | N | IPP Non-CHP | [62 empty] | N/A | [39 empty] | 0 | 0 | 10.4
6201 | Farmer's Irrigation District | 10323 | Copper Dam Plant | OR | Hood River | GEN2 | HY | OP | 1 | 0.5 | 1 |  | 1 | 1986 | WAT |  | N | Y | N | IPP Non-CHP | [62 empty] | N/A | [39 empty] | 0 | 0 | 10.4
6204 | City of Farmington | 584 | Navajo Dam | NM | San Juan | 1 | HY | OP | 15 | 15 | 15 |  | 1 | 1989 | WAT |  | N | Y | N | Electric Utility |  |  |  |  | N | [57 empty] | N/A | [39 empty] | 0 | 0 | 10.4
6204 | City of Farmington | 584 | Navajo Dam | NM | San Juan | 2 | HY | OP | 15 | 15 | 15 |  | 1 | 1989 | WAT |  | N | Y | N | Electric Utility |  |  |  |  | N | [57 empty] | N/A | [39 empty] | 0 | 0 | 10.4
6204 | City of Farmington | 2465 | Animas | NM | San Juan | 1 | CA | OP | 3 | 3 | 3 |  | 1 | 1955 | NG |  | N | Y | N | Electric Utility |  |  |  |  | N | [57 empty] | GAS | [39 empty] | 0 | 0 | 10.4
6204 | City of Farmington | 2465 | Animas | NM | San Juan | 2 | CA | OP | 3 | 3 | 3 |  | 2 | 1955 | NG |  | N | Y | N | Electric Utility |  |  |  |  | N | [57 empty] | GAS | [39 empty] | 0 | 0 | 10.4
6204 | City of Farmington | 2465 | Animas | NM | San Juan | GT1 | CT | OP | 18.6 | 19 | 19 |  | 5 | 1994 | NG |  | N | Y | N | Electric Utility |  |  |  |  | N | [57 empty] | GAS | [39 empty] | 0.10756 | 0.0011544 | 11.7383
6204 | City of Farmington | 2465 | Animas | NM | San Juan | HY1 | HY | OP | 0.2 | 0.2 | 0.2 |  | 3 | 1927 | WAT |  | N | Y | N | Electric Utility |  |  |  |  | N | [57 empty] | N/A | [39 empty] | 0 | 0 | 10.4
6204 | City of Farmington | 55977 | Bluffview | NM | San Juan | CTG1 | CT | OP | 40 | 38 | 40 |  | 5 | 2005 | NG |  | N | Y | N | Electric Utility |  |  |  |  | N | [57 empty] | GAS | NM | Bluffview Power Plant | 55977 | CTG-1 | 2010 |  | ARP | 7917.9 | 12 | 415384.24 |  | 0.997 | 0.0434 | 71.904 | 197465.886 | 3322702.818 | 6 | Western Electricity Coordinating Council | San Juan | Electric Utility |  |  | 36.7164 | -108.2153 | City of Farmington (Owner/Operator) | Phase 2 |  | Operating | Combined cycle | Pipeline Natural Gas |  |  | Dry Low NOx Burners Selective Catalytic Reduction |  | 532 | 7.9881 | GAS | 59 | 262.5 | 0.0434 | 0.0006 | 7.9881
6204 | City of Farmington | 55977 | Bluffview | NM | San Juan | STG1 | CA | OP | 27 | 27 | 27 |  | 5 | 2005 | NG |  | N | Y | N | Electric Utility |  |  |  |  | N | [57 empty] | GAS | [39 empty] | 0 | 0 | 10.4
6207 | Farmington River Power Company | 559 | Rainbow | CT | HARTFORD | 1 | HY | OP | 4 | 4 | 4 |  | 12 | 1925 | WAT |  | N | Y | N | Electric Utility | [62 empty] | N/A | [39 empty] | 0 | 0 | 10.4
6207 | Farmington River Power Company | 559 | Rainbow | CT | HARTFORD | 2 | HY | OP | 4 | 4 | 4 |  | 12 | 1925 | WAT |  | N | Y | N | Electric Utility | [62 empty] | N/A | [39 empty] | 0 | 0 | 10.4
6231 | City of Fayette | 2125 | Fayette | MO | Howard | GT3 | IC | OP | 2.8 | 2.4 | 2.4 |  | 7 | 1977 | DFO |  | N | Y | N | Electric Utility |  |  |  |  | N | [57 empty] | LIQUID | [39 empty] | 0.7385 | 0.025484 | 12.5895
6231 | City of Fayette | 2125 | Fayette | MO | Howard | GT4 | IC | OP | 1.1 | 1 | 1 |  | 7 | 1969 | DFO |  | N | Y | N | Electric Utility |  |  |  |  | N | [57 empty] | LIQUID | [39 empty] | 0.7385 | 0.025484 | 12.5895
6235 | Public Works Comm-City of Fayetteville | 1016 | Butler-Warner Generation Plant | NC | Cumberland | 1 | CT | OP | 28.8 | 20 | 25 |  | 12 | 1976 | NG | DFO | Y | Y | N | Electric Utility | [62 empty] | GAS | NC | Butler-Warner Generation Plant | 1016 | GT-1 | 2010 | CP1 | CAIRNOX, CAIROS, CAIRSO2 | 605 | 12 | 10695 |  | 3.483 | 0.152 | 13.103 | 10607.1 | 174660.9 | 4 |  | Cumberland | Electric Utility |  |  | 35.0986 | -78.8294 | Public Works Commission-Fayettville (Owner/Operator) |  |  | Operating | Combustion turbine | Pipeline Natural Gas | Diesel Oil |  | Water Injection |  | 341.1 | 16.3025 | GAS | 27 | 460 | 0.152 | 0.039883 | 16.3025
6235 | Public Works Comm-City of Fayetteville | 1016 | Butler-Warner Generation Plant | NC | Cumberland | 2 | CT | OP | 28.8 | 20 | 25 |  | 12 | 1976 | NG | DFO | Y | Y | N | Electric Utility | [62 empty] | GAS | NC | Butler-Warner Generation Plant | 1016 | GT-2 | 2010 | CP1 | CAIRNOX, CAIRSO2, CAIROS | 559 | 12 | 9843 |  | 1.549 | 0.1505 | 12.21 | 9667.3 | 161588.1 | 4 |  | Cumberland | Electric Utility |  |  | 35.0986 | -78.8294 | Public Works Commission-Fayettville (Owner/Operator) |  |  | Operating | Combustion turbine | Pipeline Natural Gas | Diesel Oil |  | Water Injection |  | 341.1 | 16.3854 | GAS | 28 | 440 | 0.1505 | 0.019172 | 16.3854
6235 | Public Works Comm-City of Fayetteville | 1016 | Butler-Warner Generation Plant | NC | Cumberland | 3 | CT | OP | 28.8 | 20 | 25 |  | 7 | 1976 | NG | DFO | Y | Y | N | Electric Utility | [62 empty] | GAS | NC | Butler-Warner Generation Plant | 1016 | GT-3 | 2010 | CP1 | CAIRNOX, CAIROS, CAIRSO2 | 581 | 12 | 10269 |  | 2.757 | 0.1491 | 12.56 | 10167.8 | 168288.7 | 4 |  | Cumberland | Electric Utility |  |  | 35.0986 | -78.8294 | Public Works Commission-Fayettville (Owner/Operator) |  |  | Operating | Combustion turbine | Pipeline Natural Gas | Diesel Oil |  | Water Injection |  | 341.1 | 16.3682 | GAS | 28 | 440 | 0.1491 | 0.032765 | 16.3682
6235 | Public Works Comm-City of Fayetteville | 1016 | Butler-Warner Generation Plant | NC | Cumberland | 4 | GT | OP | 28.8 | 20 | 25 |  | 7 | 1976 | NG | DFO | Y | Y | N | Electric Utility | [62 empty] | GAS | NC | Butler-Warner Generation Plant | 1016 | GT-4 | 2010 | CP1 | CAIRNOX, CAIROS, CAIRSO2 | 11 | 12 | 95 |  | 0 | 0.2828 | 0.223 | 93.3 | 1577.4 | 4 |  | Cumberland | Electric Utility |  |  | 35.0986 | -78.8294 | Public Works Commission-Fayettville (Owner/Operator) |  |  | Operating | Combustion turbine | Pipeline Natural Gas | Diesel Oil |  | Water Injection |  | 341.1 | 16.564 | GAS | 20 | 375 | 0.2828 | 0.0010566 | 16.564
6235 | Public Works Comm-City of Fayetteville | 1016 | Butler-Warner Generation Plant | NC | Cumberland | 5 | GT | OP | 28.8 | 20 | 25 |  | 7 | 1977 | NG | DFO | Y | Y | N | Electric Utility | [62 empty] | GAS | NC | Butler-Warner Generation Plant | 1016 | GT-5 | 2010 | CP1 | CAIRNOX, CAIROS, CAIRSO2 | 10 | 12 | 136 |  | 0.016 | 0.2828 | 0.32 | 134.6 | 2261.6 | 4 |  | Cumberland | Electric Utility |  |  | 35.0986 | -78.8294 | Public Works Commission-Fayettville (Owner/Operator) |  |  | Operating | Combustion turbine | Pipeline Natural Gas | Diesel Oil |  | Water Injection |  | 341.1 | 16.6263 | GAS | 21 | 404.7619 | 0.2828 | 0.014149 | 16.6263
6235 | Public Works Comm-City of Fayetteville | 1016 | Butler-Warner Generation Plant | NC | Cumberland | 6 | CT | OP | 28.8 | 20 | 25 |  | 6 | 1978 | NG | DFO | Y | Y | N | Electric Utility | [62 empty] | GAS | NC | Butler-Warner Generation Plant | 1016 | GT-6 | 2010 | CP1 | CAIRNOX, CAIROS, CAIRSO2 | 674 | 12 | 11702 |  | 1.395 | 0.1485 | 14.304 | 11482.1 | 192611 | 4 |  | Cumberland | Electric Utility |  |  | 35.0986 | -78.8294 | Public Works Commission-Fayettville (Owner/Operator) |  |  | Operating | Combustion turbine | Pipeline Natural Gas | Diesel Oil |  | Water Injection |  | 341.1 | 16.4601 | GAS | 27 | 460 | 0.1485 | 0.014485 | 16.4597
6235 | Public Works Comm-City of Fayetteville | 1016 | Butler-Warner Generation Plant | NC | Cumberland | 7 | CT | OP | 28.8 | 20 | 25 |  | 6 | 1979 | NG | DFO | Y | Y | N | Electric Utility | [62 empty] | GAS | NC | Butler-Warner Generation Plant | 1016 | GT-7 | 2010 | CP1 | CAIRNOX, CAIROS, CAIRSO2 | 666 | 12 | 11598 |  | 0.244 | 0.1514 | 14.503 | 11285.4 | 190958.8 | 4 |  | Cumberland | Electric Utility |  |  | 35.0986 | -78.8294 | Public Works Commission-Fayettville (Owner/Operator) |  |  | Operating | Combustion turbine | Pipeline Natural Gas | Diesel Oil |  | Water Injection |  | 341.1 | 16.4768 | GAS | 28 | 440 | 0.1514 | 0.0025555 | 16.4648
6235 | Public Works Comm-City of Fayetteville | 1016 | Butler-Warner Generation Plant | NC | Cumberland | 8 | CT | OP | 28.8 | 20 | 25 |  | 5 | 1980 | NG | DFO | Y | Y | N | Electric Utility | [62 empty] | GAS | NC | Butler-Warner Generation Plant | 1016 | GT-8 | 2010 | CP1 | CAIRNOX, CAIROS, CAIRSO2 | 171 | 12 | 2802 |  | 0.586 | 0.1492 | 3.388 | 2733.4 | 45460.9 | 4 |  | Cumberland | Electric Utility |  |  | 35.0986 | -78.8294 | Public Works Commission-Fayettville (Owner/Operator) |  |  | Operating | Combustion turbine | Pipeline Natural Gas | Diesel Oil |  | Water Injection |  | 341.1 | 16.1736 | GAS | 27 | 460 | 0.1492 | 0.02578 | 16.1736
6235 | Public Works Comm-City of Fayetteville | 1016 | Butler-Warner Generation Plant | NC | Cumberland | 9 | CA | OP | 73 | 65 | 65 |  | 12 | 1988 | NG | DFO | N | Y | N | Electric Utility | [62 empty] | GAS | [39 empty] | 0 | 0 | 10.4
6258 | Federated Rural Electric Assn | 57248 | Welcome Wind Turbine | MN | MARTIN | WIND1 | WT | OP | 2.1 | 2.1 | 2.1 |  | 5 | 2008 | WND |  | N | Y | N | IPP Non-CHP |  |  |  |  | N | [57 empty] | N/A | [39 empty] | 0 | 0 | 10.4
6274 | City of Fennimore | 4114 | Fennimore | WI | Grant | 4 | IC | OP | 1.1 | 1.1 | 1.1 |  | 2 | 1964 | DFO |  | N | Y | N | Electric Utility |  |  |  |  | N | [57 empty] | LIQUID | [39 empty] | 0.7385 | 0.025484 | 12.5895
6274 | City of Fennimore | 4114 | Fennimore | WI | Grant | 5 | IC | OP | 0.9 | 1 | 1 |  | 2 | 1952 | DFO |  | N | Y | N | Electric Utility |  |  |  |  | N | [57 empty] | LIQUID | [39 empty] | 0.7385 | 0.025484 | 12.5895
6274 | City of Fennimore | 4114 | Fennimore | WI | Grant | 6 | IC | OP | 1.8 | 2 | 2 |  | 12 | 1999 | DFO |  | N | Y | N | Electric Utility |  |  |  |  | N | [57 empty] | LIQUID | [39 empty] | 0.7385 | 0.025484 | 12.5895
6274 | City of Fennimore | 4114 | Fennimore | WI | Grant | 7 | IC | OP | 1.8 | 2 | 2 |  | 12 | 1999 | DFO |  | N | Y | N | Electric Utility |  |  |  |  | N | [57 empty] | LIQUID | [39 empty] | 0.7385 | 0.025484 | 12.5895
6274 | City of Fennimore | 4114 | Fennimore | WI | Grant | 8 | IC | OP | 1.8 | 2 | 2 |  | 12 | 1999 | DFO |  | N | Y | N | Electric Utility |  |  |  |  | N | [57 empty] | LIQUID | [39 empty] | 0.7385 | 0.025484 | 12.5895
6288 | Fackrell Robert | 10325 | Mink Creek Hydro | ID | Franklin | GEN1 | HY | OP | 3.1 | 2 | 0.6 |  | 12 | 1986 | WAT |  | N | Y | N | IPP Non-CHP | [62 empty] | N/A | [39 empty] | 0 | 0 | 10.4
6306 | Fibrominn LLC | 55867 | Fibrominn Biomass Power Plant | MN | Swift | G1 | ST | OP | 64 | 55 | 55.1 |  | 5 | 2007 | AB | WDS | Y | N | N | IPP Non-CHP |  |  |  |  | N | [25 empty] | OP | SD |  |  |  | LI |  |  |  | N |  | 80 | 56 | 325000 | 100 | OP | BP |  |  | 11.3 |  | 0.3 |  |  |  | 99.9 | 16 | 319500 |  |  |  |  | OTHER SOLID | MN | Fibrominn Biomass Power Plant | 55867 | BLR-1 | 2010 |  | ARP | 7875.95 | 12 | 455990.38 |  | 38.056 | 0.1371 | 406.252 | 620468.34 | 5887481.539 | 5 | Mid-Continent Area Power Pool | Swift | Small Power Producer |  |  | 45.2996 | -95.5604 | City of Benson (Owner) Fibrominn, LLC (Operator) | Phase 2 |  | Operating | Stoker | Other Solid Fuel | Other Gas | Wet Lime FGD | Ammonia Injection | Baghouse | 785.7 | 12.8432 | OTHER SOLID | 69 | 373.8657 | 0.1371 | 0.012928 | 12.8432
6338 | Flambeau Hydro LLC | 4018 | Clam River Dam | WI | Burnett | 1 | HY | OP | 0.4 | 0.4 | 0.4 |  | 12 | 1942 | WAT |  | N | Y | N | IPP Non-CHP |  |  |  |  | N | [57 empty] | N/A | [39 empty] | 0 | 0 | 10.4
6338 | Flambeau Hydro LLC | 4019 | Danbury Dam | WI | Burnett | 1 | HY | OP | 0.1 | 0.1 | 0.1 |  | 1 | 1921 | WAT |  | N | Y | N | IPP Non-CHP |  |  |  |  | N | [57 empty] | N/A | [39 empty] | 0 | 0 | 10.4
6338 | Flambeau Hydro LLC | 4019 | Danbury Dam | WI | Burnett | 2 | HY | OP | 0.3 | 0.3 | 0.3 |  | 3 | 1927 | WAT |  | N | Y | N | IPP Non-CHP |  |  |  |  | N | [57 empty] | N/A | [39 empty] | 0 | 0 | 10.4
6338 | Flambeau Hydro LLC | 4019 | Danbury Dam | WI | Burnett | HY3 | HY | OP | 0.6 | 0.6 | 0.6 |  | 6 | 1950 | WAT |  | N | Y | N | IPP Non-CHP |  |  |  |  | N | [57 empty] | N/A | [39 empty] | 0 | 0 | 10.4
6338 | Flambeau Hydro LLC | 3995 | Arpin Dam | WI | Sawyer | 1 | HY | OP | 0.6 | 0.6 | 0.6 |  | 9 | 1971 | WAT |  | N | Y | N | IPP Non-CHP |  |  |  |  | N | [57 empty] | N/A | [39 empty] | 0 | 0 | 10.4
6338 | Flambeau Hydro LLC | 3995 | Arpin Dam | WI | Sawyer | 2 | HY | OP | 0.6 | 0.6 | 0.6 |  | 9 | 1971 | WAT |  | N | Y | N | IPP Non-CHP |  |  |  |  | N | [57 empty] | N/A | [39 empty] | 0 | 0 | 10.4
6338 | Flambeau Hydro LLC | 3995 | Arpin Dam | WI | Sawyer | 3 | HY | OP | 0.2 | 0.2 | 0.2 |  | 5 | 1973 | WAT |  | N | Y | N | IPP Non-CHP |  |  |  |  | N | [57 empty] | N/A | [39 empty] | 0 | 0 | 10.4
6338 | Flambeau Hydro LLC | 4018 | Clam River Dam | WI | Burnett | 2 | HY | OP | 0.4 | 0.4 | 0.4 |  | 4 | 1942 | WAT |  | N | Y | N | IPP Non-CHP |  |  |  |  | N | [57 empty] | N/A | [39 empty] | 0 | 0 | 10.4
6338 | Flambeau Hydro LLC | 4018 | Clam River Dam | WI | Burnett | 3 | HY | OP | 0.4 | 0.4 | 0.4 |  | 4 | 1967 | WAT |  | N | Y | N | IPP Non-CHP |  |  |  |  | N | [57 empty] | N/A | [39 empty] | 0 | 0 | 10.4
6338 | Flambeau Hydro LLC | 55684 | Flambeau Crowley Rapids Project | WI | Price | GEN1 | HY | OP | 1 | 1 | 1 |  | 1 | 1930 | WAT |  | N | Y | N | IPP Non-CHP |  |  |  |  | N | [57 empty] | N/A | [39 empty] | 0 | 0 | 10.4
6338 | Flambeau Hydro LLC | 55684 | Flambeau Crowley Rapids Project | WI | Price | GEN2 | HY | OP | 0.5 | 0.5 | 0.5 |  | 1 | 1930 | WAT |  | N | Y | N | IPP Non-CHP |  |  |  |  | N | [57 empty] | N/A | [39 empty] | 0 | 0 | 10.4
6338 | Flambeau Hydro LLC | 55685 | Flambeau Lower Project | WI | Price | GEN1 | HY | OP | 0.4 | 0.4 | 0.4 |  | 1 | 1923 | WAT |  | N | Y | N | IPP Non-CHP |  |  |  |  | N | [57 empty] | N/A | [39 empty] | 0 | 0 | 10.4
6338 | Flambeau Hydro LLC | 55685 | Flambeau Lower Project | WI | Price | GEN2 | HY | OP | 0.4 | 0.4 | 0.4 |  | 1 | 1923 | WAT |  | N | Y | N | IPP Non-CHP |  |  |  |  | N | [57 empty] | N/A | [39 empty] | 0 | 0 | 10.4
6338 | Flambeau Hydro LLC | 55685 | Flambeau Lower Project | WI | Price | GEN3 | HY | OP | 0.4 | 0.4 | 0.4 |  | 1 | 1923 | WAT |  | N | Y | N | IPP Non-CHP |  |  |  |  | N | [57 empty] | N/A | [39 empty] | 0 | 0 | 10.4
6354 | FPL Energy Upton Wind LP | 55581 | King Mountain Wind Ranch 1 | TX | Upton | EXIS | WT | OP | 278 | 278 | 278 |  | 6 | 2001 | WND |  | N | Y | N | IPP Non-CHP |  |  |  |  | N | [57 empty] | N/A | [39 empty] | 0 | 0 | 10.4
6359 | Falls Creek Hydropower LP | 52187 | Falls Creek | OR | Linn | GE-1 | HY | OP | 4.1 | 3.9 | 4.6 |  | 12 | 1984 | WAT |  | N | Y | N | IPP Non-CHP |  |  |  |  | N | [57 empty] | N/A | [39 empty] | 0 | 0 | 10.4
6371 | First National Bank-Commerce | 54678 | Sidney A Murray Jr Hydroelectric | LA | Concordia | 1 | HY | OP | 24 | 24 | 24 |  | 7 | 1990 | WAT |  | N | Y | N | IPP Non-CHP |  |  |  |  | N | [57 empty] | N/A | [39 empty] | 0 | 0 | 10.4
6371 | First National Bank-Commerce | 54678 | Sidney A Murray Jr Hydroelectric | LA | Concordia | 3 | HY | OP | 24 | 24 | 24 |  | 6 | 1990 | WAT |  | N | Y | N | IPP Non-CHP |  |  |  |  | N | [57 empty] | N/A | [39 empty] | 0 | 0 | 10.4
6371 | First National Bank-Commerce | 54678 | Sidney A Murray Jr Hydroelectric | LA | Concordia | 5 | HY | OP | 24 | 24 | 24 |  | 6 | 1990 | WAT |  | N | Y | N | IPP Non-CHP |  |  |  |  | N | [57 empty] | N/A | [39 empty] | 0 | 0 | 10.4
6371 | First National Bank-Commerce | 54678 | Sidney A Murray Jr Hydroelectric | LA | Concordia | 7 | HY | OP | 24 | 24 | 24 |  | 6 | 1990 | WAT |  | N | Y | N | IPP Non-CHP |  |  |  |  | N | [57 empty] | N/A | [39 empty] | 0 | 0 | 10.4
6371 | First National Bank-Commerce | 54678 | Sidney A Murray Jr Hydroelectric | LA | Concordia | 2 | HY | OP | 24 | 24 | 24 |  | 8 | 1990 | WAT |  | N | Y | N | IPP Non-CHP |  |  |  |  | N | [57 empty] | N/A | [39 empty] | 0 | 0 | 10.4
6371 | First National Bank-Commerce | 54678 | Sidney A Murray Jr Hydroelectric | LA | Concordia | 4 | HY | OP | 24 | 24 | 24 |  | 5 | 1990 | WAT |  | N | Y | N | IPP Non-CHP |  |  |  |  | N | [57 empty] | N/A | [39 empty] | 0 | 0 | 10.4
6371 | First National Bank-Commerce | 54678 | Sidney A Murray Jr Hydroelectric | LA | Concordia | 6 | HY | OP | 24 | 24 | 24 |  | 5 | 1990 | WAT |  | N | Y | N | IPP Non-CHP |  |  |  |  | N | [57 empty] | N/A | [39 empty] | 0 | 0 | 10.4
6371 | First National Bank-Commerce | 54678 | Sidney A Murray Jr Hydroelectric | LA | Concordia | 8 | HY | OP | 24 | 24 | 24 |  | 7 | 1990 | WAT |  | N | Y | N | IPP Non-CHP |  |  |  |  | N | [57 empty] | N/A | [39 empty] | 0 | 0 | 10.4
6417 | City of Flora- (IL) | 56117 | Flora Site A | IL | Clay | 1 | IC | OP | 1.8 | 1.8 | 1.8 |  | 12 | 2001 | DFO |  | N | Y | N | Electric Utility |  |  |  |  | N | [57 empty] | LIQUID | [39 empty] | 0.7385 | 0.025484 | 12.5895
6417 | City of Flora- (IL) | 56117 | Flora Site A | IL | Clay | 2 | IC | OP | 1.8 | 1.8 | 1.8 |  | 12 | 2001 | DFO |  | N | Y | N | Electric Utility |  |  |  |  | N | [57 empty] | LIQUID | [39 empty] | 0.7385 | 0.025484 | 12.5895
6417 | City of Flora- (IL) | 56117 | Flora Site A | IL | Clay | 3 | IC | OP | 1.8 | 1.8 | 1.8 |  | 12 | 2001 | DFO |  | N | Y | N | Electric Utility |  |  |  |  | N | [57 empty] | LIQUID | [39 empty] | 0.7385 | 0.025484 | 12.5895
6417 | City of Flora- (IL) | 56118 | Flora Site B | IL | Clay | 4 | IC | OP | 1.8 | 1.9 | 1.9 |  | 12 | 2001 | DFO |  | N | Y | N | Electric Utility |  |  |  |  | N | [57 empty] | LIQUID | [39 empty] | 0.7385 | 0.025484 | 12.5895
6417 | City of Flora- (IL) | 56118 | Flora Site B | IL | Clay | 5 | IC | OP | 1.8 | 1.8 | 1.8 |  | 12 | 2001 | DFO |  | N | Y | N | Electric Utility |  |  |  |  | N | [57 empty] | LIQUID | [39 empty] | 0.7385 | 0.025484 | 12.5895
6426 | Flint Hills Resources Corpus Christi LLC | 50026 | Corpus Refinery | TX | Nueces | FR6 | GT | OP | 47 | 32 | 41 |  | 5 | 1988 | NG |  | N | N | Y | Industrial CHP |  |  |  |  | N | [57 empty] | GAS | [39 empty] | 0.12541 | 0.001825 | 12.3244
6452 | Florida Power & Light Co | 612 | Fort Myers | FL | Lee | 11 | GT | OP | 62 | 54 | 60 |  | 5 | 1974 | DFO |  | N | Y | N | Electric Utility |  |  |  |  | N | [57 empty] | LIQUID | FL | Fort Myers | 612 | GFM11 | 2010 | CP1 | CAIRNOX, CAIROS, CAIRSO2 | 109.76 | 12 | 3814.26 |  | 2.857 | 0.5611 | 3.203 |  | 11420.2 | 4 |  | Lee | Electric Utility | 4911 | Electric Services | 26.6967 | -81.7831 | Florida Power & Light Company (Owner/Operator) |  |  | Operating | Other turbine | Diesel Oil |  |  |  |  | 895 | 21.2996 | LIQUID | 62 | 483.3333 | 0.5611 | 0.50034 | 21.2996
6452 | Florida Power & Light Co | 612 | Fort Myers | FL | Lee | 12 | GT | OP | 62 | 54 | 60 |  | 5 | 1974 | DFO |  | N | Y | N | Electric Utility |  |  |  |  | N | [57 empty] | LIQUID | FL | Fort Myers | 612 | GFM12 | 2010 | CP1 | CAIRNOX, CAIROS, CAIRSO2 | 106.88 | 12 | 3611.5 |  | 2.741 | 0.5607 | 3.072 |  | 10954.7 | 4 |  | Lee | Electric Utility | 4911 | Electric Services | 26.6967 | -81.7831 | Florida Power & Light Company (Owner/Operator) |  |  | Operating | Other turbine | Diesel Oil |  |  |  |  | 895 | 20.8278 | LIQUID | 62 | 483.3333 | 0.5607 | 0.50042 | 20.8278
6452 | Florida Power & Light Co | 612 | Fort Myers | FL | Lee | 2A | CT | OP | 188.2 |  |  | F901 | 12 | 2000 | NG | DFO | N | Y | N | Electric Utility |  |  |  |  | N | [57 empty] | GAS | FL | Fort Myers | 612 | FMCT2B | 2010 |  | ARP, CAIRNOX, CAIROS, CAIRSO2 | 7079.84 | 12 | 932924.89 |  | 3.063 | 0.0333 | 151.999 | 606658.648 | 10208181.45 | 4 |  | Lee | Electric Utility | 4911 | Electric Services | 26.6967 | -81.7831 | Florida Power & Light Company (Owner/Operator) | Phase 2 |  | Operating | Combined cycle | Pipeline Natural Gas |  |  | Dry Low NOx Burners |  | 1838 | 10.5591 | GAS | 178 | 471.3483 | 0.0333 | 0.0006 | 10.5591
6452 | Florida Power & Light Co | 612 | Fort Myers | FL | Lee | 2B | CT | OP | 188.2 |  |  | F901 | 12 | 2000 | NG | DFO | N | Y | N | Electric Utility |  |  |  |  | N | [57 empty] | GAS | FL | Fort Myers | 612 | FMCT2B | 2010 |  | ARP, CAIRNOX, CAIROS, CAIRSO2 | 7079.84 | 12 | 932924.89 |  | 3.063 | 0.0333 | 151.999 | 606658.648 | 10208181.45 | 4 |  | Lee | Electric Utility | 4911 | Electric Services | 26.6967 | -81.7831 | Florida Power & Light Company (Owner/Operator) | Phase 2 |  | Operating | Combined cycle | Pipeline Natural Gas |  |  | Dry Low NOx Burners |  | 1838 | 10.5591 | GAS | 178 | 471.3483 | 0.0333 | 0.0006 | 10.5591
6452 | Florida Power & Light Co | 612 | Fort Myers | FL | Lee | 2C | CT | OP | 188.2 |  |  | F901 | 12 | 2000 | NG | DFO | N | Y | N | Electric Utility |  |  |  |  | N | [57 empty] | GAS | FL | Fort Myers | 612 | FMCT2B | 2010 |  | ARP, CAIRNOX, CAIROS, CAIRSO2 | 7079.84 | 12 | 932924.89 |  | 3.063 | 0.0333 | 151.999 | 606658.648 | 10208181.45 | 4 |  | Lee | Electric Utility | 4911 | Electric Services | 26.6967 | -81.7831 | Florida Power & Light Company (Owner/Operator) | Phase 2 |  | Operating | Combined cycle | Pipeline Natural Gas |  |  | Dry Low NOx Burners |  | 1838 | 10.5591 | GAS | 178 | 471.3483 | 0.0333 | 0.0006 | 10.5591
6452 | Florida Power & Light Co | 612 | Fort Myers | FL | Lee | 2D | CT | OP | 188.2 |  |  | F901 | 4 | 2001 | NG | DFO | N | Y | N | Electric Utility |  |  |  |  | N | [57 empty] | GAS | FL | Fort Myers | 612 | FMCT2B | 2010 |  | ARP, CAIRNOX, CAIROS, CAIRSO2 | 7079.84 | 12 | 932924.89 |  | 3.063 | 0.0333 | 151.999 | 606658.648 | 10208181.45 | 4 |  | Lee | Electric Utility | 4911 | Electric Services | 26.6967 | -81.7831 | Florida Power & Light Company (Owner/Operator) | Phase 2 |  | Operating | Combined cycle | Pipeline Natural Gas |  |  | Dry Low NOx Burners |  | 1838 | 10.5591 | GAS | 178 | 471.3483 | 0.0333 | 0.0006 | 10.5591
6452 | Florida Power & Light Co | 612 | Fort Myers | FL | Lee | 2E | CT | OP | 188.2 |  |  | F901 | 5 | 2001 | NG | DFO | N | Y | N | Electric Utility |  |  |  |  | N | [57 empty] | GAS | FL | Fort Myers | 612 | FMCT2B | 2010 |  | ARP, CAIRNOX, CAIROS, CAIRSO2 | 7079.84 | 12 | 932924.89 |  | 3.063 | 0.0333 | 151.999 | 606658.648 | 10208181.45 | 4 |  | Lee | Electric Utility | 4911 | Electric Services | 26.6967 | -81.7831 | Florida Power & Light Company (Owner/Operator) | Phase 2 |  | Operating | Combined cycle | Pipeline Natural Gas |  |  | Dry Low NOx Burners |  | 1838 | 10.5591 | GAS | 178 | 471.3483 | 0.0333 | 0.0006 | 10.5591
6452 | Florida Power & Light Co | 612 | Fort Myers | FL | Lee | 2F | CT | OP | 188.2 |  |  | F901 | 5 | 2001 | NG | DFO | N | Y | N | Electric Utility |  |  |  |  | N | [57 empty] | GAS | FL | Fort Myers | 612 | FMCT2B | 2010 |  | ARP, CAIRNOX, CAIROS, CAIRSO2 | 7079.84 | 12 | 932924.89 |  | 3.063 | 0.0333 | 151.999 | 606658.648 | 10208181.45 | 4 |  | Lee | Electric Utility | 4911 | Electric Services | 26.6967 | -81.7831 | Florida Power & Light Company (Owner/Operator) | Phase 2 |  | Operating | Combined cycle | Pipeline Natural Gas |  |  | Dry Low NOx Burners |  | 1838 | 10.5591 | GAS | 178 | 471.3483 | 0.0333 | 0.0006 | 10.5591
6452 | Florida Power & Light Co | 612 | Fort Myers | FL | Lee | 3 | GT | OP | 62 | 54 | 60 |  | 5 | 1974 | DFO |  | N | Y | N | Electric Utility |  |  |  |  | N | [57 empty] | LIQUID | FL | Fort Myers | 612 | GFM03 | 2010 | CP1 | CAIRNOX, CAIROS, CAIRSO2 | 109.21 | 12 | 3403.18 |  | 2.7 | 0.5608 | 3.026 |  | 10791.5 | 4 |  | Lee | Electric Utility | 4911 | Electric Services | 26.6967 | -81.7831 | Florida Power & Light Company (Owner/Operator) |  |  | Operating | Other turbine | Diesel Oil |  |  |  |  | 895 | 21.6476 | LIQUID | 62 | 483.3333 | 0.5608 | 0.50039 | 21.6476
6452 | Florida Power & Light Co | 612 | Fort Myers | FL | Lee | 4 | GT | OP | 62 | 54 | 60 |  | 5 | 1974 | DFO |  | N | Y | N | Electric Utility |  |  |  |  | N | [57 empty] | LIQUID | FL | Fort Myers | 612 | GFM04 | 2010 | CP1 | CAIRNOX, CAIROS, CAIRSO2 | 129.97 | 12 | 3876.77 |  | 3.36 | 0.5612 | 3.767 |  | 13433.4 | 4 |  | Lee | Electric Utility | 4911 | Electric Services | 26.6967 | -81.7831 | Florida Power & Light Company (Owner/Operator) |  |  | Operating | Other turbine | Diesel Oil |  |  |  |  | 895 | 21.4325 | LIQUID | 62 | 483.3333 | 0.5612 | 0.50025 | 21.4325
6452 | Florida Power & Light Co | 612 | Fort Myers | FL | Lee | 5 | GT | OP | 62 | 54 | 60 |  | 5 | 1974 | DFO |  | N | Y | N | Electric Utility |  |  |  |  | N | [57 empty] | LIQUID | FL | Fort Myers | 612 | GFM05 | 2010 | CP1 | CAIRNOX, CAIROS, CAIRSO2 | 60.24 | 12 | 3588.28 |  | 1.988 | 0.5612 | 2.228 |  | 7946.4 | 4 |  | Lee | Electric Utility | 4911 | Electric Services | 26.6967 | -81.7831 | Florida Power & Light Company (Owner/Operator) |  |  | Operating | Other turbine | Diesel Oil |  |  |  |  | 895 | 19.6377 | LIQUID | 62 | 483.3333 | 0.5612 | 0.50035 | 19.6377
6452 | Florida Power & Light Co | 612 | Fort Myers | FL | Lee | 6 | GT | OP | 62 | 54 | 60 |  | 5 | 1974 | DFO |  | N | Y | N | Electric Utility |  |  |  |  | N | [57 empty] | LIQUID | FL | Fort Myers | 612 | GFM06 | 2010 | CP1 | CAIRNOX, CAIROS, CAIRSO2 | 97.12 | 12 | 3705.47 |  | 2.571 | 0.5613 | 2.882 |  | 10276.6 | 4 |  | Lee | Electric Utility | 4911 | Electric Services | 26.6967 | -81.7831 | Florida Power & Light Company (Owner/Operator) |  |  | Operating | Other turbine | Diesel Oil |  |  |  |  | 895 | 20.5911 | LIQUID | 62 | 483.3333 | 0.5613 | 0.50036 | 20.5911
6452 | Florida Power & Light Co | 612 | Fort Myers | FL | Lee | 7 | GT | OP | 62 | 54 | 60 |  | 5 | 1974 | DFO |  | N | Y | N | Electric Utility |  |  |  |  | N | [57 empty] | LIQUID | FL | Fort Myers | 612 | GFM07 | 2010 | CP1 | CAIRNOX, CAIROS, CAIRSO2 | 137.61 | 12 | 4332.3 |  | 3.596 | 0.5606 | 4.031 |  | 14373.8 | 4 |  | Lee | Electric Utility | 4911 | Electric Services | 26.6967 | -81.7831 | Florida Power & Light Company (Owner/Operator) |  |  | Operating | Other turbine | Diesel Oil |  |  |  |  | 895 | 20.6827 | LIQUID | 62 | 483.3333 | 0.5606 | 0.50035 | 20.6827
6452 | Florida Power & Light Co | 612 | Fort Myers | FL | Lee | 8 | GT | OP | 62 | 54 | 60 |  | 5 | 1974 | DFO |  | N | Y | N | Electric Utility |  |  |  |  | N | [57 empty] | LIQUID | FL | Fort Myers | 612 | GFM08 | 2010 | CP1 | CAIRNOX, CAIROS, CAIRSO2 | 127.93 | 12 | 3888.89 |  | 3.249 | 0.5613 | 3.643 |  | 12989.2 | 4 |  | Lee | Electric Utility | 4911 | Electric Services | 26.6967 | -81.7831 | Florida Power & Light Company (Owner/Operator) |  |  | Operating | Other turbine | Diesel Oil |  |  |  |  | 895 | 20.6301 | LIQUID | 62 | 483.3333 | 0.5613 | 0.50026 | 20.6301
6452 | Florida Power & Light Co | 612 | Fort Myers | FL | Lee | 9 | GT | OP | 62 | 54 | 60 |  | 5 | 1974 | DFO |  | N | Y | N | Electric Utility |  |  |  |  | N | [57 empty] | LIQUID | FL | Fort Myers | 612 | GFM09 | 2010 | CP1 | CAIRNOX, CAIROS, CAIRSO2 | 123.41 | 12 | 4280.77 |  | 3.276 | 0.561 | 3.673 |  | 13097 | 4 |  | Lee | Electric Utility | 4911 | Electric Services | 26.6967 | -81.7831 | Florida Power & Light Company (Owner/Operator) |  |  | Operating | Other turbine | Diesel Oil |  |  |  |  | 895 | 20.4857 | LIQUID | 62 | 483.3333 | 0.561 | 0.50027 | 20.4857
6452 | Florida Power & Light Co | 612 | Fort Myers | FL | Lee | CT1 | GT | OP | 181 | 315 | 370 | G220 | 6 | 2003 | NG |  | N | Y | N | Electric Utility |  |  |  |  | N | [57 empty] | GAS | FL | Fort Myers | 612 | PFM3B | 2010 |  | ARP, CAIRNOX, CAIROS, CAIRSO2 | 1479.02 | 12 | 196550.13 |  | 4.371 | 0.0595 | 48.606 | 127360.133 | 2087427.444 | 4 |  | Lee | Electric Utility | 4911 | Electric Services | 26.6967 | -81.7831 | Florida Power & Light Company (Owner/Operator) | Phase 2 |  | Operating | Combustion turbine | Pipeline Natural Gas | Diesel Oil |  | Dry Low NOx Burners Water Injection |  | 2093 | 10.2041 | GAS | 197 | -439.0863 | 0.0595 | 0.0041879 | 10.2041
6452 | Florida Power & Light Co | 612 | Fort Myers | FL | Lee | CT2 | GT | OP | 181 |  |  | G220 | 6 | 2003 | NG |  | N | Y | N | Electric Utility |  |  |  |  | N | [57 empty] | GAS | FL | Fort Myers | 612 | FMCT2B | 2010 |  | ARP, CAIRNOX, CAIROS, CAIRSO2 | 7079.84 | 12 | 932924.89 |  | 3.063 | 0.0333 | 151.999 | 606658.648 | 10208181.45 | 4 |  | Lee | Electric Utility | 4911 | Electric Services | 26.6967 | -81.7831 | Florida Power & Light Company (Owner/Operator) | Phase 2 |  | Operating | Combined cycle | Pipeline Natural Gas |  |  | Dry Low NOx Burners |  | 1838 | 10.5591 | GAS | 178 | 491.573 | 0.0333 | 0.0006 | 10.5591
6452 | Florida Power & Light Co | 612 | Fort Myers | FL | Lee | G10 | GT | OP | 62 | 54 | 60 |  | 5 | 1974 | DFO |  | N | Y | N | Electric Utility |  |  |  |  | N | [57 empty] | LIQUID | FL | Fort Myers | 612 | GFM10 | 2010 | CP1 | CAIRNOX, CAIROS, CAIRSO2 | 56.79 | 12 | 674.06 |  | 1.195 | 0.5615 | 1.34 |  | 4777.1 | 4 |  | Lee | Electric Utility | 4911 | Electric Services | 26.6967 | -81.7831 | Florida Power & Light Company (Owner/Operator) |  |  | Operating | Other turbine | Diesel Oil |  |  |  |  | 895 | 16.346 | LIQUID | 62 | 483.3333 | 0.5615 | 0.5003 | 7.0871
6452 | Florida Power & Light Co | 612 | Fort Myers | FL | Lee | GT1 | GT | OP | 62 | 54 | 60 |  | 5 | 1974 | DFO |  | N | Y | N | Electric Utility |  |  |  |  | N | [57 empty] | LIQUID | FL | Fort Myers | 612 | GFM01 | 2010 | CP1 | CAIRNOX, CAIROS, CAIRSO2 | 122.43 | 12 | 4202.19 |  | 3.262 | 0.5612 | 3.656 |  | 13038.2 | 4 |  | Lee | Electric Utility | 4911 | Electric Services | 26.6967 | -81.7831 | Florida Power & Light Company (Owner/Operator) |  |  | Operating | Other turbine | Diesel Oil |  |  |  |  | 895 | 19.8132 | LIQUID | 62 | 483.3333 | 0.5612 | 0.50038 | 19.8132
6452 | Florida Power & Light Co | 612 | Fort Myers | FL | Lee | GT2 | GT | OP | 62 | 54 | 60 |  | 5 | 1974 | DFO |  | N | Y | N | Electric Utility |  |  |  |  | N | [57 empty] | LIQUID | FL | Fort Myers | 612 | GFM02 | 2010 | CP1 | CAIRNOX, CAIROS, CAIRSO2 | 109.33 | 12 | 3587.86 |  | 2.77 | 0.5608 | 3.105 |  | 11073 | 4 |  | Lee | Electric Utility | 4911 | Electric Services | 26.6967 | -81.7831 | Florida Power & Light Company (Owner/Operator) |  |  | Operating | Other turbine | Diesel Oil |  |  |  |  | 895 | 18.9887 | LIQUID | 62 | 483.3333 | 0.5608 | 0.50032 | 18.9887
6452 | Florida Power & Light Co | 612 | Fort Myers | FL | Lee | ST1 | CA | OP | 156.2 | 1432 | 1490 | F901 | 11 | 1958 | NG |  | N | Y | N | Electric Utility |  |  |  |  | N | [57 empty] | GAS | [39 empty] | 0 | 0 | 10.4
6452 | Florida Power & Light Co | 612 | Fort Myers | FL | Lee | ST2 | CA | OP | 436.1 |  |  | F901 | 7 | 1969 | NG |  | N | Y | N | Electric Utility |  |  |  |  | N | [57 empty] | GAS | [39 empty] | 0 | 0 | 10.4
6452 | Florida Power & Light Co | 613 | Lauderdale | FL | Broward | 1 | GT | OP | 34.2 | 35 | 40 |  | 8 | 1970 | NG | DFO | Y | Y | N | Electric Utility |  |  |  |  | N | [57 empty] | GAS | FL | Lauderdale | 613 | GFL01 | 2010 | CP1 | CAIRNOX, CAIROS, CAIRSO2 | 94.5 | 12 | 2195.32 |  | 0.604 | 0.4493 | 3.543 |  | 15792.7 | 4 | Southeastern Electric Reliability Council | Broward | Electric Utility | 4911 | Electric Services | 26.0681 | -80.1983 | Florida Power & Light Company (Owner/Operator) |  |  | Operating | Other turbine | Pipeline Natural Gas | Diesel Oil |  |  |  | 702 | 6.3208 | GAS | 36 | 444.4444 | 0.4493 | 0.076491 | 13.3438
6452 | Florida Power & Light Co | 613 | Lauderdale | FL | Broward | 10 | GT | OP | 34.2 | 35 | 40 |  | 8 | 1970 | NG | DFO | Y | Y | N | Electric Utility |  |  |  |  | N | [57 empty] | GAS | FL | Lauderdale | 613 | GFL10 | 2010 | CP1 | CAIRNOX, CAIROS, CAIRSO2 | 204.58 | 12 | 5188.17 |  | 2.855 | 0.488 | 7.954 |  | 31948 | 4 | Southeastern Electric Reliability Council | Broward | Electric Utility | 4911 | Electric Services | 26.0681 | -80.1983 | Florida Power & Light Company (Owner/Operator) |  |  | Operating | Other turbine | Pipeline Natural Gas | Diesel Oil |  |  |  | 702 | 5.6674 | GAS | 36 | 444.4444 | 0.488 | 0.17873 | 13.3438
6452 | Florida Power & Light Co | 613 | Lauderdale | FL | Broward | 11 | GT | OP | 34.2 | 35 | 40 |  | 8 | 1970 | NG | DFO | Y | Y | N | Electric Utility |  |  |  |  | N | [57 empty] | GAS | FL | Lauderdale | 613 | GFL11 | 2010 | CP1 | CAIRNOX, CAIROS, CAIRSO2 | 223.88 | 12 | 5648.74 |  | 2.926 | 0.4862 | 8.648 |  | 35156 | 4 | Southeastern Electric Reliability Council | Broward | Electric Utility | 4911 | Electric Services | 26.0681 | -80.1983 | Florida Power & Light Company (Owner/Operator) |  |  | Operating | Other turbine | Pipeline Natural Gas | Diesel Oil |  |  |  | 702 | 5.7965 | GAS | 35 | 428.5714 | 0.4862 | 0.16646 | 13.3438
6452 | Florida Power & Light Co | 613 | Lauderdale | FL | Broward | 12 | GT | OP | 34.2 | 35 | 40 |  | 8 | 1970 | NG | DFO | Y | Y | N | Electric Utility |  |  |  |  | N | [57 empty] | GAS | FL | Lauderdale | 613 | GFL12 | 2010 | CP1 | CAIRNOX, CAIROS, CAIRSO2 | 160.12 | 12 | 3432.97 |  | 1.294 | 0.4645 | 5.682 |  | 24570.1 | 4 | Southeastern Electric Reliability Council | Broward | Electric Utility | 4911 | Electric Services | 26.0681 | -80.1983 | Florida Power & Light Company (Owner/Operator) |  |  | Operating | Other turbine | Pipeline Natural Gas | Diesel Oil |  |  |  | 702 | 7.1682 | GAS | 37 | 459.4595 | 0.4645 | 0.10533 | 7.1571
6452 | Florida Power & Light Co | 613 | Lauderdale | FL | Broward | 13 | GT | OP | 34.2 | 35 | 40 |  | 8 | 1972 | NG | DFO | Y | Y | N | Electric Utility |  |  |  |  | N | [57 empty] | GAS | FL | Lauderdale | 613 | GFL13 | 2010 | CP1 | CAIRNOX, CAIROS, CAIRSO2 | 108.16 | 12 | 3210.58 |  | 2.199 | 0.5259 | 4.805 |  | 18188.1 | 4 | Southeastern Electric Reliability Council | Broward | Electric Utility | 4911 | Electric Services | 26.0681 | -80.1983 | Florida Power & Light Company (Owner/Operator) |  |  | Operating | Other turbine | Pipeline Natural Gas | Diesel Oil |  |  |  | 702 | 48.3747 | GAS | 38 | 473.6842 | 0.5259 | 0.24181 | 13.1773
6452 | Florida Power & Light Co | 613 | Lauderdale | FL | Broward | 14 | GT | OP | 34.2 | 35 | 40 |  | 8 | 1972 | NG | DFO | Y | Y | N | Electric Utility |  |  |  |  | N | [57 empty] | GAS | FL | Lauderdale | 613 | GFL14 | 2010 | CP1 | CAIRNOX, CAIROS, CAIRSO2 | 142.25 | 12 | 3433.89 |  | 2.662 | 0.5302 | 5.515 |  | 20555.7 | 4 | Southeastern Electric Reliability Council | Broward | Electric Utility | 4911 | Electric Services | 26.0681 | -80.1983 | Florida Power & Light Company (Owner/Operator) |  |  | Operating | Other turbine | Pipeline Natural Gas | Diesel Oil |  |  |  | 702 | 52.9862 | GAS | 33 | 393.9394 | 0.5302 | 0.259 | 13.1773
6452 | Florida Power & Light Co | 613 | Lauderdale | FL | Broward | 15 | GT | OP | 34.2 | 35 | 40 |  | 8 | 1972 | NG | DFO | Y | Y | N | Electric Utility |  |  |  |  | N | [57 empty] | GAS | FL | Lauderdale | 613 | GFL15 | 2010 | CP1 | CAIRNOX, CAIROS, CAIRSO2 | 139.3 | 12 | 3813.69 |  | 3.057 | 0.5311 | 6.103 |  | 22480.9 | 4 | Southeastern Electric Reliability Council | Broward | Electric Utility | 4911 | Electric Services | 26.0681 | -80.1983 | Florida Power & Light Company (Owner/Operator) |  |  | Operating | Other turbine | Pipeline Natural Gas | Diesel Oil |  |  |  | 702 | 53.8747 | GAS | 37 | 459.4595 | 0.5311 | 0.27196 | 13.1773
6452 | Florida Power & Light Co | 613 | Lauderdale | FL | Broward | 16 | GT | OP | 34.2 | 35 | 40 |  | 8 | 1972 | NG | DFO | Y | Y | N | Electric Utility |  |  |  |  | N | [57 empty] | GAS | FL | Lauderdale | 613 | GFL16 | 2010 | CP1 | CAIRNOX, CAIROS, CAIRSO2 | 92.65 | 12 | 2093.14 |  | 1.48 | 0.4855 | 3.996 |  | 15942.6 | 4 | Southeastern Electric Reliability Council | Broward | Electric Utility | 4911 | Electric Services | 26.0681 | -80.1983 | Florida Power & Light Company (Owner/Operator) |  |  | Operating | Other turbine | Pipeline Natural Gas | Diesel Oil |  |  |  | 702 | 7.3993 | GAS | 38 | 473.6842 | 0.4855 | 0.18567 | 7.3993
6452 | Florida Power & Light Co | 613 | Lauderdale | FL | Broward | 17 | GT | OP | 34.2 | 35 | 40 |  | 8 | 1972 | NG | DFO | Y | Y | N | Electric Utility |  |  |  |  | N | [57 empty] | GAS | FL | Lauderdale | 613 | GFL17 | 2010 | CP1 | CAIRNOX, CAIROS, CAIRSO2 | 124.45 | 12 | 2982.84 |  | 2.399 | 0.5184 | 4.876 |  | 18063.4 | 4 | Southeastern Electric Reliability Council | Broward | Electric Utility | 4911 | Electric Services | 26.0681 | -80.1983 | Florida Power & Light Company (Owner/Operator) |  |  | Operating | Other turbine | Pipeline Natural Gas | Diesel Oil |  |  |  | 702 | 46.2119 | GAS | 35 | 428.5714 | 0.5184 | 0.26562 | 13.1773
6452 | Florida Power & Light Co | 613 | Lauderdale | FL | Broward | 18 | GT | OP | 34.2 | 35 | 40 |  | 8 | 1972 | NG | DFO | Y | Y | N | Electric Utility |  |  |  |  | N | [57 empty] | GAS | FL | Lauderdale | 613 | GFL18 | 2010 | CP1 | CAIRNOX, CAIROS, CAIRSO2 | 131.68 | 12 | 3549.61 |  | 2.816 | 0.5274 | 5.684 |  | 21013.1 | 4 | Southeastern Electric Reliability Council | Broward | Electric Utility | 4911 | Electric Services | 26.0681 | -80.1983 | Florida Power & Light Company (Owner/Operator) |  |  | Operating | Other turbine | Pipeline Natural Gas | Diesel Oil |  |  |  | 702 | 54.0303 | GAS | 34 | 411.7647 | 0.5274 | 0.26802 | 13.1773
6452 | Florida Power & Light Co | 613 | Lauderdale | FL | Broward | 19 | GT | OP | 34.2 | 35 | 40 |  | 8 | 1972 | NG | DFO | Y | Y | N | Electric Utility |  |  |  |  | N | [57 empty] | GAS | FL | Lauderdale | 613 | GFL19 | 2010 | CP1 | CAIRNOX, CAIROS, CAIRSO2 | 95.79 | 12 | 2288.97 |  | 1.749 | 0.5171 | 3.688 |  | 13819.5 | 4 | Southeastern Electric Reliability Council | Broward | Electric Utility | 4911 | Electric Services | 26.0681 | -80.1983 | Florida Power & Light Company (Owner/Operator) |  |  | Operating | Other turbine | Pipeline Natural Gas | Diesel Oil |  |  |  | 702 | 53.4676 | GAS | 33 | 393.9394 | 0.5171 | 0.25312 | 13.1773
6452 | Florida Power & Light Co | 613 | Lauderdale | FL | Broward | 2 | GT | OP | 34.2 | 35 | 40 |  | 8 | 1970 | NG | DFO | Y | Y | N | Electric Utility |  |  |  |  | N | [57 empty] | GAS | FL | Lauderdale | 613 | GFL02 | 2010 | CP1 | CAIRNOX, CAIROS, CAIRSO2 | 202.21 | 12 | 5231.15 |  | 2.632 | 0.4814 | 7.978 |  | 32587.1 | 4 | Southeastern Electric Reliability Council | Broward | Electric Utility | 4911 | Electric Services | 26.0681 | -80.1983 | Florida Power & Light Company (Owner/Operator) |  |  | Operating | Other turbine | Pipeline Natural Gas | Diesel Oil |  |  |  | 702 | 5.6212 | GAS | 36 | 444.4444 | 0.4814 | 0.16154 | 13.3438
6452 | Florida Power & Light Co | 613 | Lauderdale | FL | Broward | 20 | GT | OP | 34.2 | 35 | 40 |  | 8 | 1972 | NG | DFO | Y | Y | N | Electric Utility |  |  |  |  | N | [57 empty] | GAS | FL | Lauderdale | 613 | GFL20 | 2010 | CP1 | CAIRNOX, CAIROS, CAIRSO2 | 120.48 | 12 | 3155.87 |  | 2.453 | 0.5309 | 4.78 |  | 17472.4 | 4 | Southeastern Electric Reliability Council | Broward | Electric Utility | 4911 | Electric Services | 26.0681 | -80.1983 | Florida Power & Light Company (Owner/Operator) |  |  | Operating | Other turbine | Pipeline Natural Gas | Diesel Oil |  |  |  | 702 | 48.9325 | GAS | 35 | 428.5714 | 0.5309 | 0.28079 | 13.1773
6452 | Florida Power & Light Co | 613 | Lauderdale | FL | Broward | 21 | GT | OP | 34.2 | 35 | 40 |  | 8 | 1972 | NG | DFO | Y | Y | N | Electric Utility |  |  |  |  | N | [57 empty] | GAS | FL | Lauderdale | 613 | GFL21 | 2010 | CP1 | CAIRNOX, CAIROS, CAIRSO2 | 154.45 | 12 | 4024.29 |  | 2.992 | 0.5161 | 6.646 |  | 25277.5 | 4 | Southeastern Electric Reliability Council | Broward | Electric Utility | 4911 | Electric Services | 26.0681 | -80.1983 | Florida Power & Light Company (Owner/Operator) |  |  | Operating | Other turbine | Pipeline Natural Gas | Diesel Oil |  |  |  | 702 | 5.7826 | GAS | 35 | 428.5714 | 0.5161 | 0.23673 | 13.1773
6452 | Florida Power & Light Co | 613 | Lauderdale | FL | Broward | 22 | GT | OP | 34.2 | 35 | 40 |  | 8 | 1972 | NG | DFO | Y | Y | N | Electric Utility |  |  |  |  | N | [57 empty] | GAS | FL | Lauderdale | 613 | GFL22 | 2010 | CP1 | CAIRNOX, CAIROS, CAIRSO2 | 83.74 | 12 | 1903.75 |  | 1.2 | 0.4811 | 3.713 |  | 15224.6 | 4 | Southeastern Electric Reliability Council | Broward | Electric Utility | 4911 | Electric Services | 26.0681 | -80.1983 | Florida Power & Light Company (Owner/Operator) |  |  | Operating | Other turbine | Pipeline Natural Gas | Diesel Oil |  |  |  | 702 | 7.2965 | GAS | 34 | 411.7647 | 0.4811 | 0.15764 | 7.2965
6452 | Florida Power & Light Co | 613 | Lauderdale | FL | Broward | 23 | GT | OP | 34.2 | 35 | 40 |  | 8 | 1972 | NG | DFO | Y | Y | N | Electric Utility |  |  |  |  | N | [57 empty] | GAS | FL | Lauderdale | 613 | GFL23 | 2010 | CP1 | CAIRNOX, CAIROS, CAIRSO2 | 140.06 | 12 | 3624.67 |  | 2.964 | 0.532 | 5.772 |  | 21097.9 | 4 | Southeastern Electric Reliability Council | Broward | Electric Utility | 4911 | Electric Services | 26.0681 | -80.1983 | Florida Power & Light Company (Owner/Operator) |  |  | Operating | Other turbine | Pipeline Natural Gas | Diesel Oil |  |  |  | 702 | 53.6257 | GAS | 33 | 393.9394 | 0.532 | 0.28098 | 13.1773
6452 | Florida Power & Light Co | 613 | Lauderdale | FL | Broward | 24 | GT | OP | 34.2 | 35 | 40 |  | 8 | 1972 | NG | DFO | Y | Y | N | Electric Utility |  |  |  |  | N | [57 empty] | GAS | FL | Lauderdale | 613 | GFL24 | 2010 | CP1 | CAIRNOX, CAIROS, CAIRSO2 | 83.85 | 12 | 2007.74 |  | 1.475 | 0.4922 | 3.712 |  | 14576.2 | 4 | Southeastern Electric Reliability Council | Broward | Electric Utility | 4911 | Electric Services | 26.0681 | -80.1983 | Florida Power & Light Company (Owner/Operator) |  |  | Operating | Other turbine | Pipeline Natural Gas | Diesel Oil |  |  |  | 702 | 7.0019 | GAS | 38 | 473.6842 | 0.4922 | 0.20238 | 7.0019
6452 | Florida Power & Light Co | 613 | Lauderdale | FL | Broward | 3 | GT | OP | 34.2 | 35 | 40 |  | 8 | 1970 | NG | DFO | Y | Y | N | Electric Utility |  |  |  |  | N | [57 empty] | GAS | FL | Lauderdale | 613 | GFL03 | 2010 | CP1 | CAIRNOX, CAIROS, CAIRSO2 | 163.55 | 12 | 3757.26 |  | 1.251 | 0.4519 | 6.543 |  | 28852.5 | 4 | Southeastern Electric Reliability Council | Broward | Electric Utility | 4911 | Electric Services | 26.0681 | -80.1983 | Florida Power & Light Company (Owner/Operator) |  |  | Operating | Other turbine | Pipeline Natural Gas | Diesel Oil |  |  |  | 702 | 7.2815 | GAS | 37 | 459.4595 | 0.4519 | 0.086717 | 7.2815
6452 | Florida Power & Light Co | 613 | Lauderdale | FL | Broward | 4 | GT | OP | 34.2 | 35 | 40 |  | 8 | 1970 | NG | DFO | Y | Y | N | Electric Utility |  |  |  |  | N | [57 empty] | GAS | FL | Lauderdale | 613 | GFL04 | 2010 | CP1 | CAIRNOX, CAIROS, CAIRSO2 | 163.33 | 12 | 3865.87 |  | 1.164 | 0.4451 | 6.622 |  | 29443.4 | 4 | Southeastern Electric Reliability Council | Broward | Electric Utility | 4911 | Electric Services | 26.0681 | -80.1983 | Florida Power & Light Company (Owner/Operator) |  |  | Operating | Other turbine | Pipeline Natural Gas | Diesel Oil |  |  |  | 702 | 6.8217 | GAS | 33 | 393.9394 | 0.4451 | 0.079067 | 13.3438
6452 | Florida Power & Light Co | 613 | Lauderdale | FL | Broward | 4GT1 | CT | OP | 185 |  |  | C791 | 5 | 1993 | NG | DFO | Y | Y | N | Electric Utility |  |  |  |  | N | [57 empty] | GAS | FL | Lauderdale | 613 | 4GT1 | 2010 |  | ARP, CAIRNOX, CAIROS, CAIRSO2 | 7252.29 | 12 | 897738.85 |  | 3.011 | 0.1052 | 534.276 | 595788.02 | 10025204.95 | 4 | Southeastern Electric Reliability Council | Broward | Electric Utility | 4911 | Electric Services | 26.0681 | -80.1983 | Florida Power & Light Company (Owner/Operator) | Phase 2 |  | Operating | Combined cycle | Pipeline Natural Gas | Diesel Oil |  | Steam Injection |  | 1775.6 | 10.651 | GAS | 172 | 1962.2093 | 0.1052 | 0.000601 | 10.651
6452 | Florida Power & Light Co | 613 | Lauderdale | FL | Broward | 4GT2 | CT | OP | 185 |  |  | C791 | 5 | 1993 | NG | DFO | Y | Y | N | Electric Utility |  |  |  |  | N | [57 empty] | GAS | FL | Lauderdale | 613 | 4GT2 | 2010 |  | ARP, CAIRNOX, CAIROS, CAIRSO2 | 5435.87 | 12 | 656389.69 |  | 2.324 | 0.1054 | 392.498 | 439747.138 | 7398500.22 | 4 | Southeastern Electric Reliability Council | Broward | Electric Utility | 4911 | Electric Services | 26.0681 | -80.1983 | Florida Power & Light Company (Owner/Operator) | Phase 2 |  | Operating | Combined cycle | Pipeline Natural Gas | Diesel Oil |  | Steam Injection |  | 1775.6 | 10.7283 | GAS | 175 | 1971.4286 | 0.1054 | 0.000628 | 10.7283
6452 | Florida Power & Light Co | 613 | Lauderdale | FL | Broward | 5 | GT | OP | 34.2 | 35 | 40 |  | 8 | 1970 | NG | DFO | Y | Y | N | Electric Utility |  |  |  |  | N | [57 empty] | GAS | FL | Lauderdale | 613 | GFL05 | 2010 | CP1 | CAIRNOX, CAIROS, CAIRSO2 | 168.93 | 12 | 3678.02 |  | 1.439 | 0.455 | 6.295 |  | 27208.7 | 4 | Southeastern Electric Reliability Council | Broward | Electric Utility | 4911 | Electric Services | 26.0681 | -80.1983 | Florida Power & Light Company (Owner/Operator) |  |  | Operating | Other turbine | Pipeline Natural Gas | Diesel Oil |  |  |  | 702 | 6.8463 | GAS | 36 | 444.4444 | 0.455 | 0.10577 | 13.3438
6452 | Florida Power & Light Co | 613 | Lauderdale | FL | Broward | 5GT1 | CT | OP | 185 |  |  | C792 | 6 | 1993 | NG | DFO | Y | Y | N | Electric Utility |  |  |  |  | N | [57 empty] | GAS | FL | Lauderdale | 613 | 5GT1 | 2010 |  | ARP, CAIRNOX, CAIROS, CAIRSO2 | 7195.23 | 12 | 840085.33 |  | 2.912 | 0.1073 | 516.315 | 570374.832 | 9597247.892 | 4 | Southeastern Electric Reliability Council | Broward | Electric Utility | 4911 | Electric Services | 26.0681 | -80.1983 | Florida Power & Light Company (Owner/Operator) | Phase 2 |  | Operating | Combined cycle | Pipeline Natural Gas | Diesel Oil |  | Steam Injection |  | 1775.6 | 10.7557 | GAS | 169 | 1952.6627 | 0.1073 | 0.000607 | 10.7557
6452 | Florida Power & Light Co | 613 | Lauderdale | FL | Broward | 5GT2 | CT | OP | 185 |  |  | C792 | 6 | 1993 | NG | DFO | Y | Y | N | Electric Utility |  |  |  |  | N | [57 empty] | GAS | FL | Lauderdale | 613 | 5GT2 | 2010 |  | ARP, CAIRNOX, CAIROS, CAIRSO2 | 6727.29 | 12 | 782937.91 |  | 2.827 | 0.1107 | 493.444 | 530926.461 | 8933586.932 | 4 | Southeastern Electric Reliability Council | Broward | Electric Utility | 4911 | Electric Services | 26.0681 | -80.1983 | Florida Power & Light Company (Owner/Operator) | Phase 2 |  | Operating | Combined cycle | Pipeline Natural Gas | Diesel Oil |  | Steam Injection |  | 1775.6 | 10.7605 | GAS | 168 | 1949.4048 | 0.1107 | 0.000633 | 10.7605
6452 | Florida Power & Light Co | 613 | Lauderdale | FL | Broward | 6 | GT | OP | 34.2 | 35 | 40 |  | 8 | 1970 | NG | DFO | Y | Y | N | Electric Utility |  |  |  |  | N | [57 empty] | GAS | FL | Lauderdale | 613 | GFL06 | 2010 | CP1 | CAIRNOX, CAIROS, CAIRSO2 | 162.33 | 12 | 3742.19 |  | 1.045 | 0.4418 | 6.077 |  | 27072.9 | 4 | Southeastern Electric Reliability Council | Broward | Electric Utility | 4911 | Electric Services | 26.0681 | -80.1983 | Florida Power & Light Company (Owner/Operator) |  |  | Operating | Other turbine | Pipeline Natural Gas | Diesel Oil |  |  |  | 702 | 6.6896 | GAS | 35 | 428.5714 | 0.4418 | 0.077199 | 13.3438
6452 | Florida Power & Light Co | 613 | Lauderdale | FL | Broward | 7 | GT | OP | 34.2 | 35 | 40 |  | 8 | 1970 | NG | DFO | Y | Y | N | Electric Utility |  |  |  |  | N | [57 empty] | GAS | FL | Lauderdale | 613 | GFL07 | 2010 | CP1 | CAIRNOX, CAIROS, CAIRSO2 | 181.71 | 12 | 4405.26 |  | 2.313 | 0.4886 | 6.629 |  | 26788.7 | 4 | Southeastern Electric Reliability Council | Broward | Electric Utility | 4911 | Electric Services | 26.0681 | -80.1983 | Florida Power & Light Company (Owner/Operator) |  |  | Operating | Other turbine | Pipeline Natural Gas | Diesel Oil |  |  |  | 702 | 53.7416 | GAS | 34 | 411.7647 | 0.4886 | 0.17268 | 13.3438
6452 | Florida Power & Light Co | 613 | Lauderdale | FL | Broward | 8 | GT | OP | 34.2 | 35 | 40 |  | 8 | 1970 | NG | DFO | Y | Y | N | Electric Utility |  |  |  |  | N | [57 empty] | GAS | FL | Lauderdale | 613 | GFL08 | 2010 | CP1 | CAIRNOX, CAIROS, CAIRSO2 | 188.16 | 12 | 4889.18 |  | 2.567 | 0.489 | 7.368 |  | 29774.7 | 4 | Southeastern Electric Reliability Council | Broward | Electric Utility | 4911 | Electric Services | 26.0681 | -80.1983 | Florida Power & Light Company (Owner/Operator) |  |  | Operating | Other turbine | Pipeline Natural Gas | Diesel Oil |  |  |  | 702 | 5.5076 | GAS | 35 | 428.5714 | 0.489 | 0.17243 | 13.3438
6452 | Florida Power & Light Co | 613 | Lauderdale | FL | Broward | 9 | GT | OP | 34.2 | 35 | 40 |  | 8 | 1970 | NG | DFO | Y | Y | N | Electric Utility |  |  |  |  | N | [57 empty] | GAS | FL | Lauderdale | 613 | GFL09 | 2010 | CP1 | CAIRNOX, CAIROS, CAIRSO2 | 205.63 | 12 | 4861.12 |  | 2.683 | 0.4913 | 7.421 |  | 29768.3 | 4 | Southeastern Electric Reliability Council | Broward | Electric Utility | 4911 | Electric Services | 26.0681 | -80.1983 | Florida Power & Light Company (Owner/Operator) |  |  | Operating | Other turbine | Pipeline Natural Gas | Diesel Oil |  |  |  | 702 | 5.6338 | GAS | 34 | 411.7647 | 0.4913 | 0.18026 | 13.3438
6452 | Florida Power & Light Co | 613 | Lauderdale | FL | Broward | ST4 | CA | OP | 151.2 | 442 | 485 | C791 | 10 | 1957 | NG | DFO | Y | Y | N | Electric Utility |  |  |  |  | N | [57 empty] | GAS | [39 empty] | 0 | 0 | 10.4
6452 | Florida Power & Light Co | 613 | Lauderdale | FL | Broward | ST5 | CA | OP | 151.2 | 442 | 485 | C792 | 4 | 1958 | NG | DFO | Y | Y | N | Electric Utility |  |  |  |  | N | [57 empty] | GAS | [39 empty] | 0 | 0 | 10.4
6452 | Florida Power & Light Co | 617 | Port Everglades | FL | Broward | 10 | GT | OP | 34.2 | 35 | 40 |  | 8 | 1971 | NG | DFO | Y | Y | N | Electric Utility |  |  |  |  | N | [57 empty] | GAS | FL | Port Everglades | 617 | GPE10 | 2010 | CP1 | CAIRNOX, CAIROS, CAIRSO2 | 116.21 | 12 | 2814.61 |  | 2.688 | 0.4937 | 11.744 |  | 51232.2 | 4 | Southeastern Electric Reliability Council | Broward | Electric Utility | 4911 | Electric Services | 26.0856 | -80.1253 | Florida Power & Light Company (Owner/Operator) |  |  | Operating | Other turbine | Pipeline Natural Gas | Diesel Oil |  |  |  | 702 | 16.1183 | GAS | 36 | 444.4444 | 0.4937 | 0.10493 | 16.1183
6452 | Florida Power & Light Co | 617 | Port Everglades | FL | Broward | 11 | GT | OP | 34.2 | 35 | 40 |  | 8 | 1971 | NG | DFO | Y | Y | N | Electric Utility |  |  |  |  | N | [57 empty] | GAS | FL | Port Everglades | 617 | GPE11 | 2010 | CP1 | CAIRNOX, CAIROS, CAIRSO2 | 113.17 | 12 | 3198.18 |  | 3.161 | 0.5029 | 12.503 |  | 53551.1 | 4 | Southeastern Electric Reliability Council | Broward | Electric Utility | 4911 | Electric Services | 26.0856 | -80.1253 | Florida Power & Light Company (Owner/Operator) |  |  | Operating | Other turbine | Pipeline Natural Gas | Diesel Oil |  |  |  | 702 | 14.4699 | GAS | 40 | 500 | 0.5029 | 0.11806 | 14.4699
6452 | Florida Power & Light Co | 617 | Port Everglades | FL | Broward | 12 | GT | OP | 34.2 | 35 | 40 |  | 8 | 1971 | NG | DFO | Y | Y | N | Electric Utility |  |  |  |  | N | [57 empty] | GAS | FL | Port Everglades | 617 | GPE12 | 2010 | CP1 | CAIRNOX, CAIROS, CAIRSO2 | 126.23 | 12 | 3620.87 |  | 3.386 | 0.5188 | 12.241 |  | 51465.3 | 4 | Southeastern Electric Reliability Council | Broward | Electric Utility | 4911 | Electric Services | 26.0856 | -80.1253 | Florida Power & Light Company (Owner/Operator) |  |  | Operating | Other turbine | Pipeline Natural Gas | Diesel Oil |  |  |  | 702 | 10.8579 | GAS | 39 | 487.1795 | 0.5188 | 0.13158 | 10.8579
6452 | Florida Power & Light Co | 617 | Port Everglades | FL | Broward | 6 | GT | OP | 34.2 | 35 | 40 |  | 8 | 1971 | NG | DFO | Y | Y | N | Electric Utility |  |  |  |  | N | [57 empty] | GAS | FL | Port Everglades | 617 | GPE06 | 2010 | CP1 | CAIRNOX, CAIROS, CAIRSO2 | 72.86 | 12 | 1785.45 |  | 2.16 | 0.4488 | 9.559 |  | 41790.2 | 4 | Southeastern Electric Reliability Council | Broward | Electric Utility | 4911 | Electric Services | 26.0856 | -80.1253 | Florida Power & Light Company (Owner/Operator) |  |  | Operating | Other turbine | Pipeline Natural Gas | Diesel Oil |  |  |  | 702 | 21.8775 | GAS | 36 | 444.4444 | 0.4488 | 0.10337 | 20
6452 | Florida Power & Light Co | 617 | Port Everglades | FL | Broward | 7 | GT | OP | 34.2 | 35 | 40 |  | 8 | 1971 | NG | DFO | Y | Y | N | Electric Utility |  |  |  |  | N | [57 empty] | GAS | FL | Port Everglades | 617 | GPE07 | 2010 | CP1 | CAIRNOX, CAIROS, CAIRSO2 | 62.34 | 12 | 1447.78 |  | 1.988 | 0.4505 | 7.869 |  | 33705.9 | 4 | Southeastern Electric Reliability Council | Broward | Electric Utility | 4911 | Electric Services | 26.0856 | -80.1253 | Florida Power & Light Company (Owner/Operator) |  |  | Operating | Other turbine | Pipeline Natural Gas | Diesel Oil |  |  |  | 702 | 21.5988 | GAS | 36 | 444.4444 | 0.4505 | 0.11796 | 20
6452 | Florida Power & Light Co | 617 | Port Everglades | FL | Broward | 8 | GT | OP | 34.2 | 35 | 40 |  | 8 | 1971 | NG | DFO | Y | Y | N | Electric Utility |  |  |  |  | N | [57 empty] | GAS | FL | Port Everglades | 617 | GPE08 | 2010 | CP1 | CAIRNOX, CAIROS, CAIRSO2 | 89.78 | 12 | 2256.75 |  | 2.332 | 0.5079 | 8.284 |  | 34695.8 | 4 | Southeastern Electric Reliability Council | Broward | Electric Utility | 4911 | Electric Services | 26.0856 | -80.1253 | Florida Power & Light Company (Owner/Operator) |  |  | Operating | Other turbine | Pipeline Natural Gas | Diesel Oil |  |  |  | 702 | 12.1233 | GAS | 37 | 459.4595 | 0.5079 | 0.13443 | 12.1233
6452 | Florida Power & Light Co | 617 | Port Everglades | FL | Broward | 9 | GT | OP | 34.2 | 35 | 40 |  | 8 | 1971 | NG | DFO | Y | Y | N | Electric Utility |  |  |  |  | N | [57 empty] | GAS | FL | Port Everglades | 617 | GPE09 | 2010 | CP1 | CAIRNOX, CAIROS, CAIRSO2 | 133.49 | 12 | 3775.83 |  | 3.256 | 0.5109 | 13.148 |  | 56538.7 | 4 | Southeastern Electric Reliability Council | Broward | Electric Utility | 4911 | Electric Services | 26.0856 | -80.1253 | Florida Power & Light Company (Owner/Operator) |  |  | Operating | Other turbine | Pipeline Natural Gas | Diesel Oil |  |  |  | 702 | 12.7736 | GAS | 38 | 473.6842 | 0.5109 | 0.11518 | 12.7736
6452 | Florida Power & Light Co | 617 | Port Everglades | FL | Broward | GT1 | GT | OP | 34.2 | 35 | 40 |  | 8 | 1971 | NG | DFO | Y | Y | N | Electric Utility |  |  |  |  | N | [57 empty] | GAS | FL | Port Everglades | 617 | GPE01 | 2010 | CP1 | CAIRNOX, CAIROS, CAIRSO2 | 115.84 | 12 | 2963.09 |  | 2.409 | 0.517 | 9.997 |  | 43207.6 | 4 | Southeastern Electric Reliability Council | Broward | Electric Utility | 4911 | Electric Services | 26.0856 | -80.1253 | Florida Power & Light Company (Owner/Operator) |  |  | Operating | Other turbine | Pipeline Natural Gas | Diesel Oil |  |  |  | 702 | 11.6488 | GAS | 36 | 444.4444 | 0.517 | 0.11151 | 11.6488
6452 | Florida Power & Light Co | 617 | Port Everglades | FL | Broward | GT2 | GT | OP | 34.2 | 35 | 40 |  | 8 | 1971 | NG | DFO | Y | Y | N | Electric Utility |  |  |  |  | N | [57 empty] | GAS | FL | Port Everglades | 617 | GPE02 | 2010 | CP1 | CAIRNOX, CAIROS, CAIRSO2 | 97.53 | 12 | 2303.13 |  | 2.208 | 0.4452 | 11.696 |  | 52572.5 | 4 | Southeastern Electric Reliability Council | Broward | Electric Utility | 4911 | Electric Services | 26.0856 | -80.1253 | Florida Power & Light Company (Owner/Operator) |  |  | Operating | Other turbine | Pipeline Natural Gas | Diesel Oil |  |  |  | 702 | 21.6997 | GAS | 35 | 428.5714 | 0.4452 | 0.083998 | 20
6452 | Florida Power & Light Co | 617 | Port Everglades | FL | Broward | GT3 | GT | OP | 34.2 | 35 | 40 |  | 8 | 1971 | NG | DFO | Y | Y | N | Electric Utility |  |  |  |  | N | [57 empty] | GAS | FL | Port Everglades | 617 | GPE03 | 2010 | CP1 | CAIRNOX, CAIROS, CAIRSO2 | 117.18 | 12 | 2724.93 |  | 2.604 | 0.5269 | 10.217 |  | 43691.7 | 4 | Southeastern Electric Reliability Council | Broward | Electric Utility | 4911 | Electric Services | 26.0856 | -80.1253 | Florida Power & Light Company (Owner/Operator) |  |  | Operating | Other turbine | Pipeline Natural Gas | Diesel Oil |  |  |  | 702 | 14.9101 | GAS | 31 | 354.8387 | 0.5269 | 0.1192 | 14.9101
6452 | Florida Power & Light Co | 617 | Port Everglades | FL | Broward | GT4 | GT | OP | 34.2 | 35 | 40 |  | 8 | 1971 | NG | DFO | Y | Y | N | Electric Utility |  |  |  |  | N | [57 empty] | GAS | FL | Port Everglades | 617 | GPE04 | 2010 | CP1 | CAIRNOX, CAIROS, CAIRSO2 | 92.74 | 12 | 2482.5 |  | 1.939 | 0.5265 | 7.791 |  | 33468.9 | 4 | Southeastern Electric Reliability Council | Broward | Electric Utility | 4911 | Electric Services | 26.0856 | -80.1253 | Florida Power & Light Company (Owner/Operator) |  |  | Operating | Other turbine | Pipeline Natural Gas | Diesel Oil |  |  |  | 702 | 10.8443 | GAS | 36 | 444.4444 | 0.5265 | 0.11587 | 10.8443
6452 | Florida Power & Light Co | 617 | Port Everglades | FL | Broward | GT5 | GT | OP | 34.2 | 35 | 40 |  | 8 | 1971 | NG | DFO | Y | Y | N | Electric Utility |  |  |  |  | N | [57 empty] | GAS | FL | Port Everglades | 617 | GPE05 | 2010 | CP1 | CAIRNOX, CAIROS, CAIRSO2 | 94.01 | 12 | 2564.61 |  | 2.116 | 0.5418 | 7.297 |  | 30353.2 | 4 | Southeastern Electric Reliability Council | Broward | Electric Utility | 4911 | Electric Services | 26.0856 | -80.1253 | Florida Power & Light Company (Owner/Operator) |  |  | Operating | Other turbine | Pipeline Natural Gas | Diesel Oil |  |  |  | 702 | 9.7599 | GAS | 35 | 428.5714 | 0.5418 | 0.13943 | 9.7599
6452 | Florida Power & Light Co | 617 | Port Everglades | FL | Broward | ST1 | ST | OP | 248 | 213 | 214 |  | 6 | 1960 | RFO | NG | Y | Y | N | Electric Utility |  |  |  |  | N | [57 empty] | LIQUID | FL | Port Everglades | 617 | PPE1 | 2010 |  | ARP, CAIRNOX, CAIROS, CAIRSO2 | 58.59 | 12 | 8068.3 |  | 42.188 | 0.2198 | 11.574 | 7269.894 | 81243.339 | 4 | Southeastern Electric Reliability Council | Broward | Electric Utility | 4911 | Electric Services | 26.0856 | -80.1253 | Florida Power & Light Company (Owner/Operator) | Phase 2 |  | Operating | Dry bottom wall-fired boiler | Residual Oil | Pipeline Natural Gas |  | Low NOx Burner Technology (Dry Bottom only) | Electrostatic Precipitator Cyclone | 2475 | 9.7571 | LIQUID | 214 | 500 | 0.2198 | 1.0386 | 9.7571
6452 | Florida Power & Light Co | 617 | Port Everglades | FL | Broward | ST2 | ST | OP | 248 | 213 | 214 |  | 4 | 1961 | RFO | NG | Y | Y | N | Electric Utility |  |  |  |  | N | [57 empty] | LIQUID | FL | Port Everglades | 617 | PPE2 | 2010 |  | ARP, CAIRNOX, CAIROS, CAIRSO2 | 78.96 | 12 | 11418.42 |  | 55.359 | 0.2134 | 14.072 | 9685.68 | 110216.931 | 4 | Southeastern Electric Reliability Council | Broward | Electric Utility | 4911 | Electric Services | 26.0856 | -80.1253 | Florida Power & Light Company (Owner/Operator) | Phase 2 |  | Operating | Dry bottom wall-fired boiler | Residual Oil | Pipeline Natural Gas |  | Low NOx Burner Technology (Dry Bottom only) | Electrostatic Precipitator Cyclone | 2475 | 9.3217 | LIQUID | 216 | 495.3271 | 0.2134 | 1.0045 | 9.3217
6452 | Florida Power & Light Co | 617 | Port Everglades | FL | Broward | ST3 | ST | OP | 402 | 387 | 389 |  | 7 | 1964 | RFO | NG | Y | Y | N | Electric Utility |  |  |  |  | N | [6 empty] | 3 | 1964 | 485411 | [31 empty] | OP | MC |  |  |  | 0.1 |  |  | 2.5 |  | 88 | 365 | 975000 |  |  |  |  | LIQUID | FL | Port Everglades | 617 | PPE3 | 2010 |  | ARP, CAIRNOX, CAIROS, CAIRSO2 | 5646.15 | 12 | 816717.75 |  | 1797.646 | 0.2025 | 1525.523 | 651953.518 | 8671769.998 | 4 | Southeastern Electric Reliability Council | Broward | Electric Utility | 4911 | Electric Services | 26.0856 | -80.1253 | Florida Power & Light Company (Owner/Operator) | Phase 2 |  | Operating | Dry bottom wall-fired boiler | Residual Oil | Pipeline Natural Gas |  | Low NOx Burner Technology (Dry Bottom only) | Electrostatic Precipitator Cyclone | 4180 | 9.4632 | LIQUID | 396 | 491.0026 | 0.2025 | 0.4146 | 9.4632
6452 | Florida Power & Light Co | 617 | Port Everglades | FL | Broward | ST4 | ST | OP | 402 | 392 | 394 |  | 4 | 1965 | RFO | NG | Y | Y | N | Electric Utility |  |  |  |  | N | [6 empty] | 4 | 1965 | 485411 | [31 empty] | OP | MC |  |  |  | 0.1 |  |  | 2.5 |  | 88 | 365 | 975000 |  |  |  |  | LIQUID | FL | Port Everglades | 617 | PPE4 | 2010 |  | ARP, CAIRNOX, CAIROS, CAIRSO2 | 4863.7 | 12 | 703514.81 |  | 2002.675 | 0.2182 | 1493.746 | 592940.711 | 7620377.427 | 4 | Southeastern Electric Reliability Council | Broward | Electric Utility | 4911 | Electric Services | 26.0856 | -80.1253 | Florida Power & Light Company (Owner/Operator) | Phase 2 |  | Operating | Dry bottom wall-fired boiler | Residual Oil | Pipeline Natural Gas |  | Low NOx Burner Technology (Dry Bottom only) | Electrostatic Precipitator Cyclone | 4180 | 9.6801 | LIQUID | 403 | 488.5787 | 0.2182 | 0.52561 | 9.6801
6452 | Florida Power & Light Co | 620 | Sanford | FL | Volusia | 4 | CA | OP | 436.1 | 958 | 1040 | G160 | 7 | 1969 | NG |  | N | Y | N | Electric Utility |  |  |  |  | N | [57 empty] | GAS | [39 empty] | 0 | 0 | 10.4
6452 | Florida Power & Light Co | 620 | Sanford | FL | Volusia | 4A | CT | OP | 188.2 |  |  | G160 | 12 | 2002 | NG |  | N | Y | N | Electric Utility |  |  |  |  | N | [57 empty] | GAS | FL | Sanford | 620 | SNCT4A | 2010 |  | ARP, CAIRNOX, CAIROS, CAIRSO2 | 7174.9 | 12 | 909057.52 |  | 3.096 | 0.0307 | 150.218 | 613261.563 | 10319359.26 | 4 | Southeastern Electric Reliability Council | Volusia | Electric Utility | 4911 | Electric Services | 28.8419 | -81.3256 | Florida Power & Light Company (Owner/Operator) | Phase 2 |  | Operating | Combined cycle | Pipeline Natural Gas |  |  | Dry Low NOx Burners |  | 1910 | 10.6752 | GAS | 189 | 497.8746 | 0.0307 | 0.0006 | 10.6752
6452 | Florida Power & Light Co | 620 | Sanford | FL | Volusia | 4B | CT | OP | 188.2 |  |  | G160 | 12 | 2002 | NG |  | N | Y | N | Electric Utility |  |  |  |  | N | [57 empty] | GAS | FL | Sanford | 620 | SNCT4A | 2010 |  | ARP, CAIRNOX, CAIROS, CAIRSO2 | 7174.9 | 12 | 909057.52 |  | 3.096 | 0.0307 | 150.218 | 613261.563 | 10319359.26 | 4 | Southeastern Electric Reliability Council | Volusia | Electric Utility | 4911 | Electric Services | 28.8419 | -81.3256 | Florida Power & Light Company (Owner/Operator) | Phase 2 |  | Operating | Combined cycle | Pipeline Natural Gas |  |  | Dry Low NOx Burners |  | 1910 | 10.6752 | GAS | 189 | 497.8746 | 0.0307 | 0.0006 | 10.6752
6452 | Florida Power & Light Co | 620 | Sanford | FL | Volusia | 4C | CT | OP | 188.2 |  |  | G160 | 12 | 2002 | NG |  | N | Y | N | Electric Utility |  |  |  |  | N | [57 empty] | GAS | FL | Sanford | 620 | SNCT4A | 2010 |  | ARP, CAIRNOX, CAIROS, CAIRSO2 | 7174.9 | 12 | 909057.52 |  | 3.096 | 0.0307 | 150.218 | 613261.563 | 10319359.26 | 4 | Southeastern Electric Reliability Council | Volusia | Electric Utility | 4911 | Electric Services | 28.8419 | -81.3256 | Florida Power & Light Company (Owner/Operator) | Phase 2 |  | Operating | Combined cycle | Pipeline Natural Gas |  |  | Dry Low NOx Burners |  | 1910 | 10.6752 | GAS | 189 | 497.8746 | 0.0307 | 0.0006 | 10.6752
6452 | Florida Power & Light Co | 620 | Sanford | FL | Volusia | 4D | CT | OP | 188.2 |  |  | G160 | 1 | 2003 | NG |  | N | Y | N | Electric Utility |  |  |  |  | N | [57 empty] | GAS | FL | Sanford | 620 | SNCT4A | 2010 |  | ARP, CAIRNOX, CAIROS, CAIRSO2 | 7174.9 | 12 | 909057.52 |  | 3.096 | 0.0307 | 150.218 | 613261.563 | 10319359.26 | 4 | Southeastern Electric Reliability Council | Volusia | Electric Utility | 4911 | Electric Services | 28.8419 | -81.3256 | Florida Power & Light Company (Owner/Operator) | Phase 2 |  | Operating | Combined cycle | Pipeline Natural Gas |  |  | Dry Low NOx Burners |  | 1910 | 10.6752 | GAS | 189 | 497.8746 | 0.0307 | 0.0006 | 10.6752
6452 | Florida Power & Light Co | 620 | Sanford | FL | Volusia | 5 | CA | OP | 436.1 | 954 | 1037 | G161 | 5 | 1974 | NG |  | N | Y | N | Electric Utility |  |  |  |  | N | [57 empty] | GAS | [39 empty] | 0 | 0 | 10.4
6452 | Florida Power & Light Co | 620 | Sanford | FL | Volusia | 5A | CT | OP | 188.2 |  |  | G161 | 5 | 2002 | NG |  | N | Y | N | Electric Utility |  |  |  |  | N | [57 empty] | GAS | FL | Sanford | 620 | SNCT5B | 2010 |  | ARP, CAIRNOX, CAIROS, CAIRSO2 | 6783.97 | 12 | 869754.99 |  | 3.003 | 0.0329 | 151.086 | 594791.612 | 10008505.6 | 4 | Southeastern Electric Reliability Council | Volusia | Electric Utility | 4911 | Electric Services | 28.8419 | -81.3256 | Florida Power & Light Company (Owner/Operator) | Phase 2 |  | Operating | Combined cycle | Pipeline Natural Gas |  |  | Dry Low NOx Burners |  | 1910 | 10.9063 | GAS | 188 | 499.4681 | 0.0329 | 0.0006 | 10.9063
6452 | Florida Power & Light Co | 620 | Sanford | FL | Volusia | 5B | CT | OP | 188.2 |  |  | G161 | 5 | 2002 | NG |  | N | Y | N | Electric Utility |  |  |  |  | N | [57 empty] | GAS | FL | Sanford | 620 | SNCT5B | 2010 |  | ARP, CAIRNOX, CAIROS, CAIRSO2 | 6783.97 | 12 | 869754.99 |  | 3.003 | 0.0329 | 151.086 | 594791.612 | 10008505.6 | 4 | Southeastern Electric Reliability Council | Volusia | Electric Utility | 4911 | Electric Services | 28.8419 | -81.3256 | Florida Power & Light Company (Owner/Operator) | Phase 2 |  | Operating | Combined cycle | Pipeline Natural Gas |  |  | Dry Low NOx Burners |  | 1910 | 10.9063 | GAS | 188 | 499.4681 | 0.0329 | 0.0006 | 10.9063
6452 | Florida Power & Light Co | 620 | Sanford | FL | Volusia | 5C | CT | OP | 188.2 |  |  | G161 | 5 | 2002 | NG |  | N | Y | N | Electric Utility |  |  |  |  | N | [57 empty] | GAS | FL | Sanford | 620 | SNCT5B | 2010 |  | ARP, CAIRNOX, CAIROS, CAIRSO2 | 6783.97 | 12 | 869754.99 |  | 3.003 | 0.0329 | 151.086 | 594791.612 | 10008505.6 | 4 | Southeastern Electric Reliability Council | Volusia | Electric Utility | 4911 | Electric Services | 28.8419 | -81.3256 | Florida Power & Light Company (Owner/Operator) | Phase 2 |  | Operating | Combined cycle | Pipeline Natural Gas |  |  | Dry Low NOx Burners |  | 1910 | 10.9063 | GAS | 188 | 499.4681 | 0.0329 | 0.0006 | 10.9063
6452 | Florida Power & Light Co | 620 | Sanford | FL | Volusia | 5D | CT | OP | 188.2 |  |  | G161 | 5 | 2002 | NG |  | N | Y | N | Electric Utility |  |  |  |  | N | [57 empty] | GAS | FL | Sanford | 620 | SNCT5B | 2010 |  | ARP, CAIRNOX, CAIROS, CAIRSO2 | 6783.97 | 12 | 869754.99 |  | 3.003 | 0.0329 | 151.086 | 594791.612 | 10008505.6 | 4 | Southeastern Electric Reliability Council | Volusia | Electric Utility | 4911 | Electric Services | 28.8419 | -81.3256 | Florida Power & Light Company (Owner/Operator) | Phase 2 |  | Operating | Combined cycle | Pipeline Natural Gas |  |  | Dry Low NOx Burners |  | 1910 | 10.9063 | GAS | 188 | 499.4681 | 0.0329 | 0.0006 | 10.9063
6452 | Florida Power & Light Co | 621 | Turkey Point | FL | Miami-Dade | 3 | ST | OP | 760 | 693 | 717 |  | 12 | 1972 | NUC |  | N | Y | N | Electric Utility |  |  |  |  | N | [57 empty] | N/A | [39 empty] | 0 | 0 | 10.4
6452 | Florida Power & Light Co | 621 | Turkey Point | FL | Miami-Dade | 4 | ST | OP | 760 | 693 | 717 |  | 9 | 1973 | NUC |  | N | Y | N | Electric Utility |  |  |  |  | N | [57 empty] | N/A | [39 empty] | 0 | 0 | 10.4
6452 | Florida Power & Light Co | 621 | Turkey Point | FL | Miami-Dade | ST1 | ST | OP | 402 | 396 | 398 |  | 4 | 1967 | RFO | NG | Y | Y | N | Electric Utility |  |  |  |  | N | [6 empty] | 1 | 1993 | 485411 | [31 empty] | OP | MC |  |  |  | 0.1 |  |  | 1 |  | 84 | 365 | 975000 |  |  |  |  | LIQUID | FL | Turkey Point | 621 | PTP1 | 2010 |  | ARP, CAIRNOX, CAIROS, CAIRSO2 | 5530.05 | 12 | 497361.92 |  | 1595.006 | 0.1451 | 889.355 | 453836.991 | 5815155.186 | 4 | Southeastern Electric Reliability Council | Miami-Dade | Electric Utility | 4911 | Electric Services | 25.4356 | -80.3308 | Florida Power & Light Company (Owner/Operator) | Phase 2 |  | Operating | Dry bottom wall-fired boiler | Residual Oil | Pipeline Natural Gas |  | Low NOx Burner Technology (Dry Bottom only) | Cyclone | 4150 | 8.7037 | LIQUID | 429 | 461.0553 | 0.1451 | 0.54857 | 8.7037
6452 | Florida Power & Light Co | 621 | Turkey Point | FL | Miami-Dade | ST2 | ST | OP | 402 | 392 | 394 |  | 4 | 1968 | RFO | NG | Y | Y | N | Electric Utility | [11 empty] | 2 | 1968 | 485411 | [31 empty] | OP | MC |  |  |  | 0.1 |  |  | 1 |  | 84 | 365 | 975000 |  |  |  |  | LIQUID | FL | Turkey Point | 621 | PTP2 | 2010 |  | ARP, CAIRNOX, CAIROS, CAIRSO2 | 5251.39 | 12 | 484236.22 |  | 1575.673 | 0.1504 | 913.835 | 405991.363 | 5092828.609 | 4 | Southeastern Electric Reliability Council | Miami-Dade | Electric Utility | 4911 | Electric Services | 25.4356 | -80.3308 | Florida Power & Light Company (Owner/Operator) | Phase 2 |  | Operating | Dry bottom wall-fired boiler | Residual Oil | Pipeline Natural Gas |  | Low NOx Burner Technology (Dry Bottom only) | Cyclone | 4150 | 9.3789 | LIQUID | 408 | 482.2335 | 0.1504 | 0.61878 | 9.3789
6452 | Florida Power & Light Co | 6042 | Manatee | FL | Manatee | 1 | ST | OP | 863.3 | 812 | 822 |  | 10 | 1976 | RFO | NG | Y | Y | N | Electric Utility |  |  |  |  | N | [6 empty] | 1 | 1976 | 903435 | [31 empty] | OP | MC |  |  |  | 0.1 |  |  | 1 |  | 84 | 790 | 1820000 |  |  |  |  | LIQUID | FL | Manatee | 6042 | PMT1 | 2010 |  | ARP, CAIRNOX, CAIROS, CAIRSO2 | 4189.17 | 12 | 1279457.39 |  | 3481.137 | 0.0954 | 838.622 | 1026941.518 | 13229221.66 | 4 |  | Manatee | Electric Utility | 4911 | Electric Services | 27.6058 | -82.3456 | Florida Power & Light Company (Owner/Operator) | Phase 2 |  | Operating | Dry bottom wall-fired boiler | Residual Oil | Pipeline Natural Gas |  | Low NOx Burner Technology (Dry Bottom only) | Cyclone | 8650 | 9.4484 | LIQUID | 830 | 495.1338 | 0.0954 | 0.52628 | 9.4484
6452 | Florida Power & Light Co | 6042 | Manatee | FL | Manatee | 2 | ST | OP | 863.3 | 812 | 822 |  | 12 | 1977 | RFO | NG | Y | Y | N | Electric Utility |  |  |  |  | N | [6 empty] | 2 | 1977 | 903435 | [31 empty] | OP | MC |  |  |  | 0.1 |  |  | 1 |  | 84 | 790 | 1820000 |  |  |  |  | LIQUID | FL | Manatee | 6042 | PMT2 | 2010 |  | ARP, CAIRNOX, CAIROS, CAIRSO2 | 5095.94 | 12 | 1495932.1 |  | 3997.57 | 0.1043 | 1094.088 | 1226591.729 | 15923301.78 | 4 |  | Manatee | Electric Utility | 4911 | Electric Services | 27.6058 | -82.3456 | Florida Power & Light Company (Owner/Operator) | Phase 2 |  | Operating | Dry bottom wall-fired boiler | Residual Oil | Pipeline Natural Gas |  | Low NOx Burner Technology (Dry Bottom only) | Cyclone | 8650 | 9.5482 | LIQUID | 839 | 489.6594 | 0.1043 | 0.5021 | 9.5482
6452 | Florida Power & Light Co | 6042 | Manatee | FL | Manatee | 3 | CA | OP | 471.8 | 1111 | 1187 | G341 | 6 | 2005 | NG |  | N | Y | N | Electric Utility |  |  |  |  | N | [57 empty] | GAS | [39 empty] | 0 | 0 | 10.4
6452 | Florida Power & Light Co | 6043 | Martin | FL | Martin | 1 | ST | OP | 934.5 | 826 | 832 |  | 12 | 1980 | RFO | NG | Y | Y | N | Electric Utility |  |  |  |  | N | [6 empty] | 1 | 1980 | 903435 | [31 empty] | OP | MC |  |  |  | 0.1 |  |  | 0.7 |  | 84 | 790 | 2241000 |  |  |  |  | LIQUID | FL | Martin | 6043 | PMR1 | 2010 |  | ARP, CAIRNOX, CAIROS, CAIRSO2 | 6678.63 | 12 | 2221589.1 |  | 2938.351 | 0.1219 | 1676.036 | 1665500.517 | 22488910.65 | 4 | Southeastern Electric Reliability Council | Martin | Electric Utility | 4911 | Electric Services | 27.0536 | -80.5628 | Florida Power & Light Company (Owner/Operator) | Phase 2 |  | Operating | Dry bottom wall-fired boiler | Residual Oil | Pipeline Natural Gas |  | Low NOx Burner Technology (Dry Bottom only) | Cyclone | 9040 | 9.3657 | LIQUID | 849 | 489.7837 | 0.1219 | 0.26132 | 9.3657
6452 | Florida Power & Light Co | 6043 | Martin | FL | Martin | 2 | ST | OP | 934.5 | 826 | 832 |  | 6 | 1981 | RFO | NG | Y | Y | N | Electric Utility |  |  |  |  | N | [6 empty] | 2 | 1981 | 903435 | [31 empty] | OP | MC |  |  |  | 0.1 |  |  | 0.7 |  | 84 | 790 | 2241000 |  |  |  |  | LIQUID | FL | Martin | 6043 | PMR2 | 2010 |  | ARP, CAIRNOX, CAIROS, CAIRSO2 | 5354.44 | 12 | 1838435.3 |  | 2330.459 | 0.145 | 1455.424 | 1280560.634 | 17198341.77 | 4 | Southeastern Electric Reliability Council | Martin | Electric Utility | 4911 | Electric Services | 27.0536 | -80.5628 | Florida Power & Light Company (Owner/Operator) | Phase 2 |  | Operating | Dry bottom wall-fired boiler | Residual Oil | Pipeline Natural Gas |  | Low NOx Burner Technology (Dry Bottom only) | Cyclone | 9040 | 9.102 | LIQUID | 900 | 459.1346 | 0.145 | 0.27101 | 9.102
6452 | Florida Power & Light Co | 6043 | Martin | FL | Martin | 3GT1 | CT | OP | 204 |  |  | C796 | 2 | 1994 | NG |  | N | Y | N | Electric Utility |  |  |  |  | N | [57 empty] | GAS | FL | Martin | 6043 | PMR8D | 2010 |  | ARP, CAIRNOX, CAIROS, CAIRSO2 | 6305.63 | 12 | 886575.92 |  | 2.923 | 0.0183 | 56.253 | 575660.304 | 9686390.342 | 4 | Southeastern Electric Reliability Council | Martin | Electric Utility | 4911 | Electric Services | 27.0536 | -80.5628 | Florida Power & Light Company (Owner/Operator) | Phase 2 |  | Operating | Combined cycle | Pipeline Natural Gas | Diesel Oil |  | Dry Low NOx Burners Water Injection Selective Catalytic Reduction |  | 2306 | 10.4893 | GAS | 201 | -7.4627 | 0.0183 | 0.000604 | 10.4893
6452 | Florida Power & Light Co | 6043 | Martin | FL | Martin | 3GT2 | CT | OP | 204 |  |  | C796 | 2 | 1994 | NG |  | N | Y | N | Electric Utility |  |  |  |  | N | [57 empty] | GAS | FL | Martin | 6043 | PMR8D | 2010 |  | ARP, CAIRNOX, CAIROS, CAIRSO2 | 6305.63 | 12 | 886575.92 |  | 2.923 | 0.0183 | 56.253 | 575660.304 | 9686390.342 | 4 | Southeastern Electric Reliability Council | Martin | Electric Utility | 4911 | Electric Services | 27.0536 | -80.5628 | Florida Power & Light Company (Owner/Operator) | Phase 2 |  | Operating | Combined cycle | Pipeline Natural Gas | Diesel Oil |  | Dry Low NOx Burners Water Injection Selective Catalytic Reduction |  | 2306 | 10.4893 | GAS | 201 | -7.4627 | 0.0183 | 0.000604 | 10.4893
6452 | Florida Power & Light Co | 6043 | Martin | FL | Martin | 3ST | CA | OP | 204 | 469 | 498 | C796 | 2 | 1994 | NG |  | N | Y | N | Electric Utility |  |  |  |  | N | [57 empty] | GAS | [39 empty] | 0 | 0 | 10.4
6452 | Florida Power & Light Co | 6043 | Martin | FL | Martin | 4GT1 | CT | OP | 204 |  |  | C797 | 4 | 1994 | NG |  | N | Y | N | Electric Utility |  |  |  |  | N | [57 empty] | GAS | FL | Martin | 6043 | PMR8D | 2010 |  | ARP, CAIRNOX, CAIROS, CAIRSO2 | 6305.63 | 12 | 886575.92 |  | 2.923 | 0.0183 | 56.253 | 575660.304 | 9686390.342 | 4 | Southeastern Electric Reliability Council | Martin | Electric Utility | 4911 | Electric Services | 27.0536 | -80.5628 | Florida Power & Light Company (Owner/Operator) | Phase 2 |  | Operating | Combined cycle | Pipeline Natural Gas | Diesel Oil |  | Dry Low NOx Burners Water Injection Selective Catalytic Reduction |  | 2306 | 10.4893 | GAS | 201 | -7.4627 | 0.0183 | 0.000604 | 10.4893
6452 | Florida Power & Light Co | 6043 | Martin | FL | Martin | 4GT2 | CT | OP | 204 |  |  | C797 | 4 | 1994 | NG |  | N | Y | N | Electric Utility |  |  |  |  | N | [57 empty] | GAS | FL | Martin | 6043 | PMR8D | 2010 |  | ARP, CAIRNOX, CAIROS, CAIRSO2 | 6305.63 | 12 | 886575.92 |  | 2.923 | 0.0183 | 56.253 | 575660.304 | 9686390.342 | 4 | Southeastern Electric Reliability Council | Martin | Electric Utility | 4911 | Electric Services | 27.0536 | -80.5628 | Florida Power & Light Company (Owner/Operator) | Phase 2 |  | Operating | Combined cycle | Pipeline Natural Gas | Diesel Oil |  | Dry Low NOx Burners Water Injection Selective Catalytic Reduction |  | 2306 | 10.4893 | GAS | 201 | -7.4627 | 0.0183 | 0.000604 | 10.4893
6452 | Florida Power & Light Co | 6043 | Martin | FL | Martin | 4ST | CA | OP | 204 | 469 | 498 | C797 | 4 | 1994 | NG |  | N | Y | N | Electric Utility | [62 empty] | GAS | [39 empty] | 0 | 0 | 10.4
6452 | Florida Power & Light Co | 6043 | Martin | FL | Martin | 8 | CA | OP | 471.7 | 1105 | 1180 | G342 | 6 | 2005 | NG | SUN | N | Y | N | Electric Utility |  |  |  |  | N | [6 empty] | 8C¦¦8D¦¦8B¦¦8A | 2001¦¦ 2004¦¦ 2001¦¦ 2001 | 656075 | [48 empty] | GAS | [39 empty] | 0 | 0 | 10.4
6452 | Florida Power & Light Co | 6043 | Martin | FL | Martin | 8A | CT | OP | 188.2 |  |  | G342 | 6 | 2001 | NG |  | N | Y | N | Electric Utility | [62 empty] | GAS | FL | Martin | 6043 | PMR8A | 2010 |  | ARP, CAIRNOX, CAIROS, CAIRSO2 | 6749.97 | 12 | 954125.93 |  | 3.898 | 0.0143 | 50.705 | 636019.184 | 10691986.24 | 4 | Southeastern Electric Reliability Council | Martin | Electric Utility | 4911 | Electric Services | 27.0536 | -80.5628 | Florida Power & Light Company (Owner/Operator) | Phase 2 |  | Operating | Combined cycle | Pipeline Natural Gas | Diesel Oil |  | Selective Catalytic Reduction Dry Low NOx Burners Water Injection |  | 2306 | 10.8579 | GAS | 195 | 481.9341 | 0.0143 | 0.000729 | 10.8579
6452 | Florida Power & Light Co | 6043 | Martin | FL | Martin | 8B | CT | OP | 188.2 |  |  | G342 | 6 | 2001 | NG |  | N | Y | N | Electric Utility | [62 empty] | GAS | FL | Martin | 6043 | PMR8A | 2010 |  | ARP, CAIRNOX, CAIROS, CAIRSO2 | 6749.97 | 12 | 954125.93 |  | 3.898 | 0.0143 | 50.705 | 636019.184 | 10691986.24 | 4 | Southeastern Electric Reliability Council | Martin | Electric Utility | 4911 | Electric Services | 27.0536 | -80.5628 | Florida Power & Light Company (Owner/Operator) | Phase 2 |  | Operating | Combined cycle | Pipeline Natural Gas | Diesel Oil |  | Selective Catalytic Reduction Dry Low NOx Burners Water Injection |  | 2306 | 10.8579 | GAS | 195 | 481.9341 | 0.0143 | 0.000729 | 10.8579
6452 | Florida Power & Light Co | 6043 | Martin | FL | Martin | 8C | CT | OP | 188.2 |  |  | G342 | 6 | 2005 | NG |  | N | Y | N | Electric Utility |  |  |  |  | N | [57 empty] | GAS | FL | Martin | 6043 | PMR8A | 2010 |  | ARP, CAIRNOX, CAIROS, CAIRSO2 | 6749.97 | 12 | 954125.93 |  | 3.898 | 0.0143 | 50.705 | 636019.184 | 10691986.24 | 4 | Southeastern Electric Reliability Council | Martin | Electric Utility | 4911 | Electric Services | 27.0536 | -80.5628 | Florida Power & Light Company (Owner/Operator) | Phase 2 |  | Operating | Combined cycle | Pipeline Natural Gas | Diesel Oil |  | Selective Catalytic Reduction Dry Low NOx Burners Water Injection |  | 2306 | 10.8579 | GAS | 195 | 481.9341 | 0.0143 | 0.000729 | 10.8579
6452 | Florida Power & Light Co | 6043 | Martin | FL | Martin | 8D | CT | OP | 188.2 |  |  | G342 | 6 | 2005 | NG |  | N | Y | N | Electric Utility |  |  |  |  | N | [57 empty] | GAS | FL | Martin | 6043 | PMR8A | 2010 |  | ARP, CAIRNOX, CAIROS, CAIRSO2 | 6749.97 | 12 | 954125.93 |  | 3.898 | 0.0143 | 50.705 | 636019.184 | 10691986.24 | 4 | Southeastern Electric Reliability Council | Martin | Electric Utility | 4911 | Electric Services | 27.0536 | -80.5628 | Florida Power & Light Company (Owner/Operator) | Phase 2 |  | Operating | Combined cycle | Pipeline Natural Gas | Diesel Oil |  | Selective Catalytic Reduction Dry Low NOx Burners Water Injection |  | 2306 | 10.8579 | GAS | 195 | 481.9341 | 0.0143 | 0.000729 | 10.8579
6452 | Florida Power & Light Co | 6045 | St Lucie | FL | St Lucie | 1 | ST | OP | 850 | 839 | 853 |  | 5 | 1976 | NUC |  | N | Y | N | Electric Utility |  |  |  |  | N | [57 empty] | N/A | [39 empty] | 0 | 0 | 10.4
6452 | Florida Power & Light Co | 6045 | St Lucie | FL | St Lucie | 2 | ST | OP | 850 | 839 | 853 |  | 6 | 1983 | NUC |  | N | Y | N | Electric Utility |  |  |  |  | N | [57 empty] | N/A | [39 empty] | 0 | 0 | 10.4
6452 | Florida Power & Light Co | 6246 | Putnam | FL | Putnam | 1GT1 | CT | OP | 85 |  |  | C782 | 4 | 1978 | NG | DFO | Y | Y | N | Electric Utility |  |  |  |  | N | [57 empty] | GAS | FL | Putnam | 6246 | HRSG11 | 2010 |  | ARP, CAIRNOX, CAIROS, CAIRSO2 | 3163.1 | 12 | 274265.8 |  | 0.758 | 0.2879 | 395.941 | 152728.459 | 2537219.374 | 4 | Southeastern Electric Reliability Council | Putnam | Electric Utility | 4911 | Electric Services | 29.6283 | -81.5856 | Florida Power & Light Company (Owner/Operator) | Phase 2 |  | Operating | Combined cycle | Pipeline Natural Gas | Diesel Oil |  |  |  | 1232 | 8.5578 | GAS | 141 | 170.5882 | 0.2879 | 0.000598 | 8.5578
6452 | Florida Power & Light Co | 6246 | Putnam | FL | Putnam | 1ST | CA | OP | 120 | 249 | 265 | C782 | 4 | 1978 | NG | DFO | Y | Y | N | Electric Utility |  |  |  |  | N | [6 empty] | 11¦¦12 | 1978 | [49 empty] | GAS | [39 empty] | 0 | 0 | 10.4
6452 | Florida Power & Light Co | 6246 | Putnam | FL | Putnam | 2GT1 | CT | OP | 85 |  |  | C783 | 8 | 1977 | NG | DFO | Y | Y | N | Electric Utility |  |  |  |  | N | [57 empty] | GAS | FL | Putnam | 6246 | HRSG21 | 2010 |  | ARP, CAIRNOX, CAIROS, CAIRSO2 | 2866.72 | 12 | 249148.16 |  | 0.705 | 0.3008 | 386.278 | 141343.32 | 2352231.227 | 4 | Southeastern Electric Reliability Council | Putnam | Electric Utility | 4911 | Electric Services | 29.6283 | -81.5856 | Florida Power & Light Company (Owner/Operator) | Phase 2 |  | Operating | Combined cycle | Pipeline Natural Gas | Diesel Oil |  |  |  | 1232 | 8.7627 | GAS | 138 | 188.2353 | 0.3008 | 0.000599 | 8.7627
6452 | Florida Power & Light Co | 6246 | Putnam | FL | Putnam | 2ST | CA | OP | 120 | 249 | 265 | C783 | 8 | 1977 | NG | DFO | Y | Y | N | Electric Utility |  |  |  |  | N | [6 empty] | 21¦¦22 | 1978 | [49 empty] | GAS | [39 empty] | 0 | 0 | 10.4
6452 | Florida Power & Light Co | 56407 | West County Energy Center | FL | Palm Beach | 1A | CT | OP | 298 | 232 | 270 |  | 8 | 2009 | NG | DFO | Y | Y | N | Electric Utility | [62 empty] | GAS | FL | West County Energy Center | 56407 | WCCT1B | 2010 |  | ARP, CAIRNOX, CAIROS, CAIRSO2 | 6702.05 | 12 | 2284506.98 |  | 4.592 | 0.0087 | 46.636 | 909019.392 | 15292263.09 | 4 |  | Palm Beach | Electric Utility |  |  | 26.6986 | -80.3747 | Florida Power & Light Company (Owner/Operator) | Phase 2 |  | Operating | Combined cycle | Pipeline Natural Gas | Diesel Oil |  | Dry Low NOx Burners Water Injection Ammonia Injection Other Selective Catalytic Reduction |  | 2958 | 6.6737 | GAS | 463 | 142.5926 | 0.0087 | 0.000601 | 9.284
6452 | Florida Power & Light Co | 56407 | West County Energy Center | FL | Palm Beach | 1B | CT | OP | 298 | 232 | 270 |  | 8 | 2009 | NG | DFO | Y | Y | N | Electric Utility | [62 empty] | GAS | FL | West County Energy Center | 56407 | WCCT1B | 2010 |  | ARP, CAIRNOX, CAIROS, CAIRSO2 | 6702.05 | 12 | 2284506.98 |  | 4.592 | 0.0087 | 46.636 | 909019.392 | 15292263.09 | 4 |  | Palm Beach | Electric Utility |  |  | 26.6986 | -80.3747 | Florida Power & Light Company (Owner/Operator) | Phase 2 |  | Operating | Combined cycle | Pipeline Natural Gas | Diesel Oil |  | Dry Low NOx Burners Water Injection Ammonia Injection Other Selective Catalytic Reduction |  | 2958 | 6.6737 | GAS | 463 | 142.5926 | 0.0087 | 0.000601 | 9.284
6452 | Florida Power & Light Co | 56407 | West County Energy Center | FL | Palm Beach | 1C | CT | OP | 298 | 232 | 270 |  | 8 | 2009 | NG | DFO | Y | Y | N | Electric Utility | [62 empty] | GAS | FL | West County Energy Center | 56407 | WCCT1B | 2010 |  | ARP, CAIRNOX, CAIROS, CAIRSO2 | 6702.05 | 12 | 2284506.98 |  | 4.592 | 0.0087 | 46.636 | 909019.392 | 15292263.09 | 4 |  | Palm Beach | Electric Utility |  |  | 26.6986 | -80.3747 | Florida Power & Light Company (Owner/Operator) | Phase 2 |  | Operating | Combined cycle | Pipeline Natural Gas | Diesel Oil |  | Dry Low NOx Burners Water Injection Ammonia Injection Other Selective Catalytic Reduction |  | 2958 | 6.6737 | GAS | 463 | 142.5926 | 0.0087 | 0.000601 | 9.284
6452 | Florida Power & Light Co | 56407 | West County Energy Center | FL | Palm Beach | 1ST | CA | OP | 527 | 523 | 525 |  | 8 | 2009 | NG | DFO | Y | Y | N | Electric Utility | [11 empty] | 11¦¦13¦¦12 | 2009 | 914251 | [48 empty] | GAS | [39 empty] | 0 | 0 | 10.4
6452 | Florida Power & Light Co | 56930 | Space Coast Next Generation Solar Energy | FL | Brevard | 1 | PV | OP | 10 | 10 | 10 |  | 4 | 2010 | SUN |  | N | Y | N | Electric Utility |  |  |  |  | N | [57 empty] | N/A | [39 empty] | 0 | 0 | 10.4
6452 | Florida Power & Light Co | 621 | Turkey Point | FL | Miami-Dade | 5CA | CA | OP | 472 | 1148 | 1179 | G901 | 5 | 2007 | NG |  | N | Y | N | Electric Utility |  |  |  |  | N | [57 empty] | GAS | [39 empty] | 0 | 0 | 10.4
6452 | Florida Power & Light Co | 621 | Turkey Point | FL | Miami-Dade | 5CTA | CT | OP | 188 |  |  | G901 | 5 | 2007 | NG |  | N | Y | N | Electric Utility |  |  |  |  | N | [57 empty] | GAS | FL | Turkey Point | 621 | TPCT5A | 2010 |  | ARP, CAIRNOX, CAIROS, CAIRSO2 | 6828.32 | 12 | 1545711.22 |  | 3.293 | 0.0108 | 41.44 | 636629.981 | 10706295.41 | 4 | Southeastern Electric Reliability Council | Miami-Dade | Electric Utility | 4911 | Electric Services | 25.4356 | -80.3308 | Florida Power & Light Company (Owner/Operator) | Phase 2 |  | Operating | Combined cycle | Pipeline Natural Gas | Diesel Oil |  | Dry Low NOx Burners Water Injection Ammonia Injection Selective Catalytic Reduction |  | 2325 | 6.8008 | GAS | 308 | 180.8511 | 0.0108 | 0.000615 | 9.392
6452 | Florida Power & Light Co | 621 | Turkey Point | FL | Miami-Dade | 5CTB | CT | OP | 188 |  |  | G901 | 5 | 2007 | NG |  | N | Y | N | Electric Utility |  |  |  |  | N | [57 empty] | GAS | FL | Turkey Point | 621 | TPCT5A | 2010 |  | ARP, CAIRNOX, CAIROS, CAIRSO2 | 6828.32 | 12 | 1545711.22 |  | 3.293 | 0.0108 | 41.44 | 636629.981 | 10706295.41 | 4 | Southeastern Electric Reliability Council | Miami-Dade | Electric Utility | 4911 | Electric Services | 25.4356 | -80.3308 | Florida Power & Light Company (Owner/Operator) | Phase 2 |  | Operating | Combined cycle | Pipeline Natural Gas | Diesel Oil |  | Dry Low NOx Burners Water Injection Ammonia Injection Selective Catalytic Reduction |  | 2325 | 6.8008 | GAS | 308 | 180.8511 | 0.0108 | 0.000615 | 9.392
6452 | Florida Power & Light Co | 621 | Turkey Point | FL | Miami-Dade | 5CTC | CT | OP | 188 |  |  | G901 | 5 | 2007 | NG |  | N | Y | N | Electric Utility |  |  |  |  | N | [57 empty] | GAS | FL | Turkey Point | 621 | TPCT5A | 2010 |  | ARP, CAIRNOX, CAIROS, CAIRSO2 | 6828.32 | 12 | 1545711.22 |  | 3.293 | 0.0108 | 41.44 | 636629.981 | 10706295.41 | 4 | Southeastern Electric Reliability Council | Miami-Dade | Electric Utility | 4911 | Electric Services | 25.4356 | -80.3308 | Florida Power & Light Company (Owner/Operator) | Phase 2 |  | Operating | Combined cycle | Pipeline Natural Gas | Diesel Oil |  | Dry Low NOx Burners Water Injection Ammonia Injection Selective Catalytic Reduction |  | 2325 | 6.8008 | GAS | 308 | 180.8511 | 0.0108 | 0.000615 | 9.392
6452 | Florida Power & Light Co | 621 | Turkey Point | FL | Miami-Dade | 5CTD | CT | OP | 188 |  |  | G901 | 5 | 2007 | NG |  | N | Y | N | Electric Utility |  |  |  |  | N | [57 empty] | GAS | FL | Turkey Point | 621 | TPCT5A | 2010 |  | ARP, CAIRNOX, CAIROS, CAIRSO2 | 6828.32 | 12 | 1545711.22 |  | 3.293 | 0.0108 | 41.44 | 636629.981 | 10706295.41 | 4 | Southeastern Electric Reliability Council | Miami-Dade | Electric Utility | 4911 | Electric Services | 25.4356 | -80.3308 | Florida Power & Light Company (Owner/Operator) | Phase 2 |  | Operating | Combined cycle | Pipeline Natural Gas | Diesel Oil |  | Dry Low NOx Burners Water Injection Ammonia Injection Selective Catalytic Reduction |  | 2325 | 6.8008 | GAS | 308 | 180.8511 | 0.0108 | 0.000615 | 9.392
6452 | Florida Power & Light Co | 6042 | Manatee | FL | Manatee | A | CT | OP | 188.2 |  |  | G341 | 6 | 2005 | NG |  | N | Y | N | Electric Utility | [62 empty] | GAS | FL | Manatee | 6042 | MTCT3B | 2010 |  | ARP, CAIRNOX, CAIROS, CAIRSO2 | 7414.27 | 12 | 1093069.71 |  | 3.547 | 0.0138 | 61.745 | 702665.968 | 11823711.59 | 4 |  | Manatee | Electric Utility | 4911 | Electric Services | 27.6058 | -82.3456 | Florida Power & Light Company (Owner/Operator) | Phase 2 |  | Operating | Combined cycle | Pipeline Natural Gas |  |  | Dry Low NOx Burners Selective Catalytic Reduction |  | 2294.5 | 10.4716 | GAS | 201 | -34.0064 | 0.0138 | 0.0006 | 10.4716
6452 | Florida Power & Light Co | 6042 | Manatee | FL | Manatee | B | CT | OP | 188.2 |  |  | G341 | 6 | 2005 | NG |  | N | Y | N | Electric Utility | [62 empty] | GAS | FL | Manatee | 6042 | MTCT3B | 2010 |  | ARP, CAIRNOX, CAIROS, CAIRSO2 | 7414.27 | 12 | 1093069.71 |  | 3.547 | 0.0138 | 61.745 | 702665.968 | 11823711.59 | 4 |  | Manatee | Electric Utility | 4911 | Electric Services | 27.6058 | -82.3456 | Florida Power & Light Company (Owner/Operator) | Phase 2 |  | Operating | Combined cycle | Pipeline Natural Gas |  |  | Dry Low NOx Burners Selective Catalytic Reduction |  | 2294.5 | 10.4716 | GAS | 201 | -34.0064 | 0.0138 | 0.0006 | 10.4716
6452 | Florida Power & Light Co | 6042 | Manatee | FL | Manatee | C | CT | OP | 188.2 |  |  | G341 | 6 | 2005 | NG |  | N | Y | N | Electric Utility | [62 empty] | GAS | FL | Manatee | 6042 | MTCT3B | 2010 |  | ARP, CAIRNOX, CAIROS, CAIRSO2 | 7414.27 | 12 | 1093069.71 |  | 3.547 | 0.0138 | 61.745 | 702665.968 | 11823711.59 | 4 |  | Manatee | Electric Utility | 4911 | Electric Services | 27.6058 | -82.3456 | Florida Power & Light Company (Owner/Operator) | Phase 2 |  | Operating | Combined cycle | Pipeline Natural Gas |  |  | Dry Low NOx Burners Selective Catalytic Reduction |  | 2294.5 | 10.4716 | GAS | 201 | -34.0064 | 0.0138 | 0.0006 | 10.4716
6452 | Florida Power & Light Co | 6042 | Manatee | FL | Manatee | D | CT | OP | 188.2 |  |  | G341 | 6 | 2005 | NG |  | N | Y | N | Electric Utility | [62 empty] | GAS | FL | Manatee | 6042 | MTCT3B | 2010 |  | ARP, CAIRNOX, CAIROS, CAIRSO2 | 7414.27 | 12 | 1093069.71 |  | 3.547 | 0.0138 | 61.745 | 702665.968 | 11823711.59 | 4 |  | Manatee | Electric Utility | 4911 | Electric Services | 27.6058 | -82.3456 | Florida Power & Light Company (Owner/Operator) | Phase 2 |  | Operating | Combined cycle | Pipeline Natural Gas |  |  | Dry Low NOx Burners Selective Catalytic Reduction |  | 2294.5 | 10.4716 | GAS | 201 | -34.0064 | 0.0138 | 0.0006 | 10.4716
6452 | Florida Power & Light Co | 6246 | Putnam | FL | Putnam | 1GT2 | CT | OP | 85 |  |  | C782 | 4 | 1978 | NG | DFO | Y | Y | N | Electric Utility |  |  |  |  | N | [57 empty] | GAS | FL | Putnam | 6246 | HRSG12 | 2010 |  | ARP, CAIRNOX, CAIROS, CAIRSO2 | 3291.29 | 12 | 274103.88 |  | 0.78 | 0.2978 | 422.111 | 155708.898 | 2600961.091 | 4 | Southeastern Electric Reliability Council | Putnam | Electric Utility | 4911 | Electric Services | 29.6283 | -81.5856 | Florida Power & Light Company (Owner/Operator) | Phase 2 |  | Operating | Combined cycle | Pipeline Natural Gas | Diesel Oil |  |  |  | 1200 | 8.7116 | GAS | 135 | 205.8824 | 0.2978 | 0.0006 | 8.7116
6452 | Florida Power & Light Co | 6246 | Putnam | FL | Putnam | 2GT2 | CT | OP | 85 |  |  | C783 | 8 | 1977 | NG | DFO | Y | Y | N | Electric Utility |  |  |  |  | N | [57 empty] | GAS | FL | Putnam | 6246 | HRSG22 | 2010 |  | ARP, CAIRNOX, CAIROS, CAIRSO2 | 2889.14 | 12 | 245026.25 |  | 0.707 | 0.3051 | 393.561 | 140614.176 | 2357742.907 | 4 | Southeastern Electric Reliability Council | Putnam | Electric Utility | 4911 | Electric Services | 29.6283 | -81.5856 | Florida Power & Light Company (Owner/Operator) | Phase 2 |  | Operating | Combined cycle | Pipeline Natural Gas | Diesel Oil |  |  |  | 1200 | 8.8754 | GAS | 135 | 205.8824 | 0.3051 | 0.0006 | 8.8754
6452 | Florida Power & Light Co | 56407 | West County Energy Center | FL | Palm Beach | 2A | CT | OP | 298 | 232 | 270 |  | 11 | 2009 | NG | DFO | Y | Y | N | Electric Utility | [62 empty] | GAS | FL | West County Energy Center | 56407 | WCCT2C | 2010 |  | ARP, CAIRNOX, CAIROS, CAIRSO2 | 7149.58 | 12 | 2517041.33 |  | 5.075 | 0.0064 | 46.794 | 1005373.321 | 16917301.89 | 4 |  | Palm Beach | Electric Utility |  |  | 26.6986 | -80.3747 | Florida Power & Light Company (Owner/Operator) | Phase 2 |  | Operating | Combined cycle | Pipeline Natural Gas | Diesel Oil |  | Dry Low NOx Burners Water Injection Ammonia Injection Other Selective Catalytic Reduction |  | 2958 | 6.6638 | GAS | 447 | 172.2222 | 0.0064 | 0.0006 | 9.284
6452 | Florida Power & Light Co | 56407 | West County Energy Center | FL | Palm Beach | 2B | CT | OP | 298 | 232 | 270 |  | 11 | 2009 | NG | DFO | Y | Y | N | Electric Utility | [62 empty] | GAS | FL | West County Energy Center | 56407 | WCCT2C | 2010 |  | ARP, CAIRNOX, CAIROS, CAIRSO2 | 7149.58 | 12 | 2517041.33 |  | 5.075 | 0.0064 | 46.794 | 1005373.321 | 16917301.89 | 4 |  | Palm Beach | Electric Utility |  |  | 26.6986 | -80.3747 | Florida Power & Light Company (Owner/Operator) | Phase 2 |  | Operating | Combined cycle | Pipeline Natural Gas | Diesel Oil |  | Dry Low NOx Burners Water Injection Ammonia Injection Other Selective Catalytic Reduction |  | 2958 | 6.6638 | GAS | 447 | 172.2222 | 0.0064 | 0.0006 | 9.284
6452 | Florida Power & Light Co | 56407 | West County Energy Center | FL | Palm Beach | 2C | CT | OP | 298 | 232 | 270 |  | 11 | 2009 | NG | DFO | Y | Y | N | Electric Utility | [62 empty] | GAS | FL | West County Energy Center | 56407 | WCCT2C | 2010 |  | ARP, CAIRNOX, CAIROS, CAIRSO2 | 7149.58 | 12 | 2517041.33 |  | 5.075 | 0.0064 | 46.794 | 1005373.321 | 16917301.89 | 4 |  | Palm Beach | Electric Utility |  |  | 26.6986 | -80.3747 | Florida Power & Light Company (Owner/Operator) | Phase 2 |  | Operating | Combined cycle | Pipeline Natural Gas | Diesel Oil |  | Dry Low NOx Burners Water Injection Ammonia Injection Other Selective Catalytic Reduction |  | 2958 | 6.6638 | GAS | 447 | 172.2222 | 0.0064 | 0.0006 | 9.284
6452 | Florida Power & Light Co | 56407 | West County Energy Center | FL | Palm Beach | 2ST | CA | OP | 527 | 523 | 525 |  | 11 | 2009 | NG | DFO | Y | Y | N | Electric Utility | [11 empty] | 21¦¦23¦¦22 | 2009 | 914251 | [48 empty] | GAS | [39 empty] | 0 | 0 | 10.4
6452 | Florida Power & Light Co | 56407 | West County Energy Center | FL | Palm Beach | 3A | CT | OP | 298 | 232 | 270 |  | 5 | 2011 | NG | DFO | Y | Y | N | Electric Utility |  |  |  |  | N | [57 empty] | GAS | FL | West County Energy Center | 56407 | WCCT2C | 2010 |  | ARP, CAIRNOX, CAIROS, CAIRSO2 | 7149.58 | 12 | 2517041.33 |  | 5.075 | 0.0064 | 46.794 | 1005373.321 | 16917301.89 | 4 |  | Palm Beach | Electric Utility |  |  | 26.6986 | -80.3747 | Florida Power & Light Company (Owner/Operator) | Phase 2 |  | Operating | Combined cycle | Pipeline Natural Gas | Diesel Oil |  | Dry Low NOx Burners Water Injection Ammonia Injection Other Selective Catalytic Reduction |  | 2958 | 6.6638 | GAS | 447 | -327.7778 | 0.0064 | 0.0006 | 9.284
6452 | Florida Power & Light Co | 56407 | West County Energy Center | FL | Palm Beach | 3B | CT | OP | 298 | 244 | 282 |  | 5 | 2011 | NG | DFO | Y | Y | N | Electric Utility |  |  |  |  | N | [57 empty] | GAS | FL | West County Energy Center | 56407 | WCCT2C | 2010 |  | ARP, CAIRNOX, CAIROS, CAIRSO2 | 7149.58 | 12 | 2517041.33 |  | 5.075 | 0.0064 | 46.794 | 1005373.321 | 16917301.89 | 4 |  | Palm Beach | Electric Utility |  |  | 26.6986 | -80.3747 | Florida Power & Light Company (Owner/Operator) | Phase 2 |  | Operating | Combined cycle | Pipeline Natural Gas | Diesel Oil |  | Dry Low NOx Burners Water Injection Ammonia Injection Other Selective Catalytic Reduction |  | 2958 | 6.6638 | GAS | 447 | -292.5532 | 0.0064 | 0.0006 | 9.284
6452 | Florida Power & Light Co | 56407 | West County Energy Center | FL | Palm Beach | 3C | CT | OP | 298 | 232 | 270 |  | 5 | 2011 | NG | DFO | Y | Y | N | Electric Utility |  |  |  |  | N | [57 empty] | GAS | FL | West County Energy Center | 56407 | WCCT2C | 2010 |  | ARP, CAIRNOX, CAIROS, CAIRSO2 | 7149.58 | 12 | 2517041.33 |  | 5.075 | 0.0064 | 46.794 | 1005373.321 | 16917301.89 | 4 |  | Palm Beach | Electric Utility |  |  | 26.6986 | -80.3747 | Florida Power & Light Company (Owner/Operator) | Phase 2 |  | Operating | Combined cycle | Pipeline Natural Gas | Diesel Oil |  | Dry Low NOx Burners Water Injection Ammonia Injection Other Selective Catalytic Reduction |  | 2958 | 6.6638 | GAS | 447 | -327.7778 | 0.0064 | 0.0006 | 9.284
6452 | Florida Power & Light Co | 56407 | West County Energy Center | FL | Palm Beach | 3ST | CA | OP | 527 | 523 | 527 |  | 5 | 2011 | NG | DFO | Y | Y | N | Electric Utility |  |  |  |  | N | [57 empty] | GAS | [39 empty] | 0 | 0 | 10.4
6452 | Florida Power & Light Co | 56929 | DeSoto Next Generation Solar Energy | FL | De Soto | 1 | PV | OP | 25 | 25 | 25 |  | 10 | 2009 | SUN |  | N | Y | N | Electric Utility |  |  |  |  | N | [57 empty] | N/A | [39 empty] | 0 | 0 | 10.4
6455 | Progress Energy Florida Inc | 624 | Avon Park | FL | Highlands | P1 | GT | OP | 33.7 | 24 | 35 |  | 12 | 1968 | NG | DFO | Y | Y | N | Electric Utility |  |  |  | 2016 | N | [57 empty] | GAS | FL | Avon Park | 624 | P1 | 2010 |  | CAIRNOX, CAIROS, CAIRSO2 | 298 | 12 | 6140 |  | 0.118 | 0.3187 | 18.431 | 6397.125 | 106079.95 | 4 | Florida Reliability Coordinating Council | Highlands | Electric Utility |  |  | 27.5792 | -81.4925 | Progress Energy Corporation (Owner/Operator) |  |  | Operating | Combustion turbine | Diesel Oil | Pipeline Natural Gas |  |  |  | 563 | 15.308 | LIQUID | 34 | 1635.2941 | 0.3187 | 0.0022247 | 15.308
6455 | Progress Energy Florida Inc | 624 | Avon Park | FL | Highlands | P2 | GT | OP | 33.7 | 24 | 35 |  | 12 | 1968 | DFO |  | N | Y | N | Electric Utility |  |  |  | 2016 | N | [57 empty] | LIQUID | FL | Avon Park | 624 | P2 | 2010 |  | CAIRNOX, CAIROS, CAIRSO2 | 70 | 12 | 1928.75 |  | 0.741 | 0.5606 | 8.426 | 2217.625 | 27324.675 | 4 | Florida Reliability Coordinating Council | Highlands | Electric Utility |  |  | 27.5792 | -81.4925 | Progress Energy Corporation (Owner/Operator) |  |  | Operating | Combustion turbine | Diesel Oil | Pipeline Natural Gas |  |  |  | 563 | 13.1029 | LIQUID | 35 | 2000 | 0.5606 | 0.054237 | 13.1029
6455 | Progress Energy Florida Inc | 627 | Bayboro | FL | Pinellas | P1 | GT | OP | 56.7 | 44 | 59 |  | 4 | 1973 | DFO |  | N | Y | N | Electric Utility |  |  |  |  | N | [57 empty] | LIQUID | FL | Bayboro | 627 | 1B | 2010 |  | CAIRNOX, CAIROS, CAIRSO2 | 75.75 | 12 | 1687 |  | 1.159 | 0.7916 | 9.623 | 1864.2 | 22975.325 | 4 | Florida Reliability Coordinating Council | Pinellas | Electric Utility |  |  | 27.7578 | -82.6369 | Progress Energy Corporation (Owner/Operator) |  |  | Operating | Combustion turbine | Diesel Oil |  |  |  |  | 774 | 12.8877 | LIQUID | 39 | 243.5897 | 0.7916 | 0.10089 | 12.8877
6455 | Progress Energy Florida Inc | 627 | Bayboro | FL | Pinellas | P2 | GT | OP | 56.7 | 42 | 57 |  | 4 | 1973 | DFO |  | N | Y | N | Electric Utility |  |  |  |  | N | [57 empty] | LIQUID | FL | Bayboro | 627 | 2A | 2010 |  | CAIRNOX, CAIROS, CAIRSO2 | 107.5 | 12 | 2348.75 |  | 1.594 | 0.7136 | 11.559 | 2562.975 | 31578.925 | 4 | Florida Reliability Coordinating Council | Pinellas | Electric Utility |  |  | 27.7578 | -82.6369 | Progress Energy Corporation (Owner/Operator) |  |  | Operating | Combustion turbine | Diesel Oil |  |  |  |  | 774 | 11.823 | LIQUID | 39 | 269.2308 | 0.7136 | 0.10095 | 11.823
6455 | Progress Energy Florida Inc | 627 | Bayboro | FL | Pinellas | P3 | GT | OP | 56.7 | 44 | 58 |  | 4 | 1973 | DFO |  | N | Y | N | Electric Utility |  |  |  |  | N | [57 empty] | LIQUID | FL | Bayboro | 627 | 3A | 2010 |  | CAIRNOX, CAIROS, CAIRSO2 | 99.25 | 12 | 2278.5 |  | 1.45 | 0.6555 | 9.814 | 2331.3 | 28735.15 | 4 | Florida Reliability Coordinating Council | Pinellas | Electric Utility |  |  | 27.7578 | -82.6369 | Progress Energy Corporation (Owner/Operator) |  |  | Operating | Combustion turbine | Diesel Oil |  |  |  |  | 774 | 8.5623 | LIQUID | 57 | 491.2281 | 0.6555 | 0.10092 | 8.5623
6455 | Progress Energy Florida Inc | 627 | Bayboro | FL | Pinellas | P4 | GT | OP | 56.7 | 44 | 59 |  | 4 | 1973 | DFO |  | N | Y | N | Electric Utility |  |  |  |  | N | [57 empty] | LIQUID | FL | Bayboro | 627 | 4B | 2010 |  | CAIRNOX, CAIROS, CAIRSO2 | 72.75 | 12 | 1591.5 |  | 1.094 | 0.7707 | 8.741 | 1759.225 | 21689.875 | 4 | Florida Reliability Coordinating Council | Pinellas | Electric Utility |  |  | 27.7578 | -82.6369 | Progress Energy Corporation (Owner/Operator) |  |  | Operating | Combustion turbine | Diesel Oil |  |  |  |  | 774 | 11.7553 | LIQUID | 45 | 344.4444 | 0.7707 | 0.10088 | 11.7553
6455 | Progress Energy Florida Inc | 628 | Crystal River | FL | Citrus | 1 | ST | OP | 440.5 | 375 | 376 |  | 10 | 1966 | BIT |  | N | Y | N | Electric Utility |  |  |  |  | N | Y |  | N |  |  |  | 1 | 1966 | 711540 | 0.12 | 2.5 |  | PB | DP |  | 1958 | 1958 |  | MS | NC | [20 empty] | OP | EK |  |  | 10 |  | 1 | 1.3 |  |  | 99.5 | 170 | 1415000 | OP | NA |  |  | COAL | FL | Crystal River | 628 | 1 | 2010 |  | ARP, CAIRNOX, CAIROS, CAIRSO2 | 7971.5 | 12 | 1858735.5 |  | 14874.214 | 0.3838 | 3509.019 | 1925193.625 | 18764095.7 | 4 | Florida Reliability Coordinating Council | Citrus | Electric Utility | 4911 | Electric Services | 28.9594 | -82.7003 | Progress Energy Corporation (Owner/Operator) | Phase 2 | Phase II Group 1 | Operating | Tangentially-fired | Coal | Other Oil |  | Low NOx Burner Technology w/ Closed-coupled OFA | Electrostatic Precipitator | 3750 | 9.4945 | COAL | 410 | 1954.7872 | 0.3838 | 1.5854 | 9.4945
6455 | Progress Energy Florida Inc | 628 | Crystal River | FL | Citrus | 2 | ST | OP | 523.8 | 498 | 498 |  | 11 | 1969 | BIT |  | N | Y | N | Electric Utility |  |  |  |  | N | Y | [5 empty] | 2 | 1969 | 988192 | 0.25 |  |  | PB | SB | NP | 1986 | 1978 | 2008 | MS | NC | [20 empty] | OP | EK |  |  | 10 |  | 1 | 1.3 |  |  | 99.7 | 253 | 1930000 | OP | NA |  |  | COAL | FL | Crystal River | 628 | 2 | 2010 |  | ARP, CAIRNOX, CAIROS, CAIRSO2 | 7995.5 | 12 | 2473770.25 |  | 18176.067 | 0.3079 | 3748.419 | 2406769.025 | 23457819.45 | 4 | Florida Reliability Coordinating Council | Citrus | Electric Utility | 4911 | Electric Services | 28.9594 | -82.7003 | Progress Energy Corporation (Owner/Operator) | Phase 2 | Early Election | Operating | Tangentially-fired | Coal | Other Oil |  |  | Electrostatic Precipitator | 4795 | 8.9669 | COAL | 519 | 1978.9157 | 0.3079 | 1.5497 | 8.9669
6455 | Progress Energy Florida Inc | 628 | Crystal River | FL | Citrus | 5 | ST | OP | 739.2 | 710 | 721 |  | 10 | 1984 | BIT |  | N | Y | N | Electric Utility |  |  |  |  | N | Y | [5 empty] | 5 | 2009 | 1536000 | [16 empty] | OP | SP |  |  |  | LS |  |  |  | N | 3.1 | 97 | 1944 | 2578411 | 100 | OP | EK |  |  | 9 |  | 0.7 | 0.8 |  |  | 99.6 | 216 | 2595126 |  |  |  |  | COAL | FL | Crystal River | 628 | 5 | 2010 |  | ARP, CAIRNOX, CAIROS, CAIRSO2 | 8252.25 | 12 | 5055818.5 |  | 1659.717 | 0.0462 | 1141.409 | 5355569 | 52204816.85 | 4 | Florida Reliability Coordinating Council | Citrus | Electric Utility | 4911 | Electric Services | 28.9594 | -82.7003 | Progress Energy Corporation (Owner/Operator) | Phase 2 | Early Election | Operating | Dry bottom wall-fired boiler | Coal |  | Wet Lime FGD | Low NOx Burner Technology (Dry Bottom only) Selective Catalytic Reduction | Electrostatic Precipitator | 7200 | 10.1071 | COAL | 774 | 1963.2455 | 0.0462 | 0.063585 | 10.1071
6455 | Progress Energy Florida Inc | 628 | Crystal River | FL | Citrus | ST4 | ST | OP | 739.2 | 712 | 721 |  | 12 | 1982 | BIT |  | N | Y | N | Electric Utility |  |  |  |  | N | Y | [5 empty] | 4 | 2010 | 1536000 | [16 empty] | OP | SP |  |  |  | LS |  |  |  | N | 3.1 | 97 | 1944 | 2578411 | 100 | OP | EK |  |  | 9 |  | 0.7 | 0.8 |  |  | 99.6 | 222 | 2348000 | OP | OV | AA | LN | COAL | FL | Crystal River | 628 | 4 | 2010 |  | ARP, CAIRNOX, CAIROS, CAIRSO2 | 6309.5 | 12 | 3580215.75 |  | 4729.953 | 0.1386 | 2309.699 | 3538648.8 | 34496886.35 | 4 | Florida Reliability Coordinating Council | Citrus | Electric Utility | 4911 | Electric Services | 28.9594 | -82.7003 | Progress Energy Corporation (Owner/Operator) | Phase 2 | Early Election | Operating | Dry bottom wall-fired boiler | Coal |  | Wet Limestone (Began May 13, 2010) | Low NOx Burner Technology (Dry Bottom only) Selective Catalytic Reduction (Began May 13, 2010) | Electrostatic Precipitator | 7200 | 9.4721 | COAL | 778 | 460.4716 | 0.1386 | 0.27422 | 9.4721
6455 | Progress Energy Florida Inc | 629 | G E Turner | FL | Volusia | P1 | GT | OP | 19.2 | 10 | 13 |  | 10 | 1970 | DFO |  | N | Y | N | Electric Utility |  |  |  | 2016 | N | [57 empty] | LIQUID | [39 empty] | 0.80079 | 0.21532 | 14.5534
6455 | Progress Energy Florida Inc | 629 | G E Turner | FL | Volusia | P2 | GT | OP | 19.2 | 10 | 13 |  | 10 | 1970 | DFO |  | N | Y | N | Electric Utility |  |  |  | 2016 | N | [57 empty] | LIQUID | [39 empty] | 0.80079 | 0.21532 | 14.5534
6455 | Progress Energy Florida Inc | 629 | G E Turner | FL | Volusia | P3 | GT | OP | 71.2 | 56 | 77 |  | 8 | 1974 | DFO |  | N | Y | N | Electric Utility |  |  |  |  | N | [57 empty] | LIQUID | FL | G E Turner | 629 | P3 | 2010 |  | CAIRNOX, CAIROS, CAIRSO2 | 253.25 | 12 | 13160.5 |  | 11.016 | 0.6527 | 59.955 | 14186.4 | 174836.85 | 4 | Florida Reliability Coordinating Council | Volusia | Electric Utility |  |  | 28.8689 | -81.2728 | Progress Energy Corporation (Owner/Operator) |  |  | Operating | Combustion turbine | Diesel Oil |  |  |  |  | 1040 | 11.7738 | LIQUID | 79 | 1987.013 | 0.6527 | 0.12601 | 11.7738
6455 | Progress Energy Florida Inc | 629 | G E Turner | FL | Volusia | P4 | GT | OP | 71.2 | 61 | 78 |  | 8 | 1974 | DFO |  | N | Y | N | Electric Utility |  |  |  |  | N | [57 empty] | LIQUID | FL | G E Turner | 629 | P4 | 2010 |  | CAIRNOX, CAIROS, CAIRSO2 | 156 | 12 | 8624.5 |  | 5.721 | 0.6234 | 33.343 | 8382.65 | 103315.15 | 4 | Florida Reliability Coordinating Council | Volusia | Electric Utility |  |  | 28.8689 | -81.2728 | Progress Energy Corporation (Owner/Operator) |  |  | Operating | Combustion turbine | Diesel Oil |  |  |  |  | 1040 | 10.9027 | LIQUID | 83 | 1967.9487 | 0.6234 | 0.11075 | 10.9027
6455 | Progress Energy Florida Inc | 630 | Higgins | FL | Pinellas | P1 | GT | OP | 33.7 | 20 | 20 |  | 3 | 1969 | NG | DFO | Y | Y | N | Electric Utility |  |  |  | 2016 | N | [57 empty] | GAS | FL | Higgins | 630 | P1 | 2010 |  | CAIRNOX, CAIROS, CAIRSO2 | 222 | 12 | 5280 |  | 1.096 | 0.435 | 23.456 | 7277.4 | 110669.55 | 4 | Florida Reliability Coordinating Council | Pinellas | Electric Utility |  |  | 28.0037 | -82.6626 | Progress Energy Corporation (Owner/Operator) |  |  | Operating | Combustion turbine | Diesel Oil | Pipeline Natural Gas |  |  |  | 566 | 15.5811 | LIQUID | 27 | 1475 | 0.435 | 0.019807 | 15.5811
6455 | Progress Energy Florida Inc | 630 | Higgins | FL | Pinellas | P2 | GT | OP | 33.7 | 25 | 25 |  | 4 | 1969 | NG | DFO | Y | Y | N | Electric Utility |  |  |  | 2016 | N | [57 empty] | GAS | FL | Higgins | 630 | P2 | 2010 |  | CAIRNOX, CAIROS, CAIRSO2 | 164 | 12 | 3760.75 |  | 0.02 | 0.2938 | 10.05 | 3872.875 | 65167.175 | 4 | Florida Reliability Coordinating Council | Pinellas | Electric Utility |  |  | 28.0037 | -82.6626 | Progress Energy Corporation (Owner/Operator) |  |  | Operating | Combustion turbine | Diesel Oil | Pipeline Natural Gas |  |  |  | 566 | 16.2987 | LIQUID | 26 | 1630 | 0.2938 | 0.000614 | 16.2987
6455 | Progress Energy Florida Inc | 630 | Higgins | FL | Pinellas | P3 | GT | OP | 42.9 | 30 | 36 |  | 12 | 1970 | NG | DFO | Y | Y | N | Electric Utility |  |  |  | 2016 | N | [57 empty] | GAS | FL | Higgins | 630 | P3 | 2010 |  | CAIRNOX, CAIROS, CAIRSO2 | 94 | 12 | 2973.5 |  | 1.224 | 1.4711 | 37.129 | 3565.875 | 47336.625 | 4 | Florida Reliability Coordinating Council | Pinellas | Electric Utility |  |  | 28.0037 | -82.6626 | Progress Energy Corporation (Owner/Operator) |  |  | Operating | Combustion turbine | Diesel Oil | Pipeline Natural Gas |  |  |  | 631 | 14.1427 | LIQUID | 38 | 1622.2222 | 1.4711 | 0.051715 | 14.1427
6455 | Progress Energy Florida Inc | 630 | Higgins | FL | Pinellas | P4 | GT | OP | 42.9 | 30 | 35 |  | 1 | 1971 | NG | DFO | Y | Y | N | Electric Utility |  |  |  | 2016 | N | [57 empty] | GAS | FL | Higgins | 630 | P4 | 2010 |  | CAIRNOX, CAIROS, CAIRSO2 | 98 | 12 | 3034.5 |  | 1.259 | 1.2045 | 29.757 | 3465.125 | 44809.425 | 4 | Florida Reliability Coordinating Council | Pinellas | Electric Utility |  |  | 28.0037 | -82.6626 | Progress Energy Corporation (Owner/Operator) |  |  | Operating | Combustion turbine | Diesel Oil | Pipeline Natural Gas |  |  |  | 631 | 14.0792 | LIQUID | 38 | 1607.1429 | 1.2045 | 0.056194 | 14.0792
6455 | Progress Energy Florida Inc | 634 | P L Bartow | FL | Pinellas | P1 | GT | OP | 55.7 | 42 | 52 |  | 5 | 1972 | DFO |  | N | Y | N | Electric Utility |  |  |  |  | N | [57 empty] | LIQUID | FL | P L Bartow | 634 | P1 | 2010 |  | CAIRNOX, CAIROS, CAIRSO2 | 95.25 | 12 | 2623.25 |  | 6.345 | 0.63 | 14.259 | 3233.875 | 39855 | 4 | Florida Reliability Coordinating Council | Pinellas | Electric Utility | 4911 | Electric Services | 27.8613 | -82.6012 | Progress Energy Corporation (Owner/Operator) |  |  | Operating | Combustion turbine | Diesel Oil |  |  |  |  | 714 | 13.0881 | LIQUID | 50 | 1980 | 0.63 | 0.3184 | 13.0881
6455 | Progress Energy Florida Inc | 634 | P L Bartow | FL | Pinellas | P2 | GT | OP | 55.7 | 43 | 57 |  | 6 | 1972 | NG | DFO | Y | Y | N | Electric Utility |  |  |  |  | N | [57 empty] | GAS | FL | P L Bartow | 634 | P2 | 2010 |  | CAIRNOX, CAIROS, CAIRSO2 | 454 | 12 | 15219.75 |  | 0.343 | 0.2913 | 37.052 | 14536.175 | 243967.6 | 4 | Florida Reliability Coordinating Council | Pinellas | Electric Utility | 4911 | Electric Services | 27.8613 | -82.6012 | Progress Energy Corporation (Owner/Operator) |  |  | Operating | Combustion turbine | Diesel Oil | Pipeline Natural Gas |  |  |  | 714 | 14.4506 | LIQUID | 59 | 1632.4561 | 0.2913 | 0.0028118 | 14.4506
6455 | Progress Energy Florida Inc | 634 | P L Bartow | FL | Pinellas | P3 | GT | OP | 55.7 | 43 | 56 |  | 6 | 1972 | DFO |  | N | Y | N | Electric Utility |  |  |  |  | N | [57 empty] | LIQUID | FL | P L Bartow | 634 | P3 | 2010 |  | CAIRNOX, CAIROS, CAIRSO2 | 95.75 | 12 | 2753.75 |  | 6.459 | 0.5989 | 13.399 | 3291.8 | 40564.325 | 4 | Florida Reliability Coordinating Council | Pinellas | Electric Utility | 4911 | Electric Services | 27.8613 | -82.6012 | Progress Energy Corporation (Owner/Operator) |  |  | Operating | Combustion turbine | Diesel Oil |  |  |  |  | 714 | 12.4762 | LIQUID | 56 | 2000 | 0.5989 | 0.31846 | 12.4762
6455 | Progress Energy Florida Inc | 634 | P L Bartow | FL | Pinellas | P4 | GT | OP | 55.7 | 49 | 61 |  | 6 | 1972 | NG | DFO | Y | Y | N | Electric Utility |  |  |  |  | N | [57 empty] | GAS | FL | P L Bartow | 634 | P4 | 2010 |  | CAIRNOX, CAIROS, CAIRSO2 | 690.25 | 12 | 25404.75 |  | 4.851 | 0.3893 | 79.812 | 23921.775 | 391620.5 | 4 | Florida Reliability Coordinating Council | Pinellas | Electric Utility | 4911 | Electric Services | 27.8613 | -82.6012 | Progress Energy Corporation (Owner/Operator) |  |  | Operating | Combustion turbine | Diesel Oil | Pipeline Natural Gas |  |  |  | 714 | 13.6346 | LIQUID | 62 | 1641.8033 | 0.3893 | 0.024774 | 13.6346
6455 | Progress Energy Florida Inc | 638 | Suwannee River | FL | Suwannee | 1 | ST | OP | 34.5 | 28 | 28 |  | 11 | 1953 | RFO | NG | Y | Y | N | Electric Utility |  |  |  | 2016 | N | [6 empty] | 1 | 1953 | 59280 | 20 |  |  | OP | DP | NP | 1954 | 1954 | 2000 | MS | NC | [37 empty] | LIQUID | FL | Suwannee River | 638 | 1 | 2010 | CP1 | ARP, CAIRNOX, CAIROS, CAIRSO2 | 3672.6 | 12 | 79227.46 |  | 73.609 | 0.1374 | 67.027 | 59299.794 | 952110.663 | 4 | Florida Reliability Coordinating Council | Suwannee | Electric Utility | 4911 | Electric Services | 30.3764 | -83.1806 | Progress Energy Corporation (Owner/Operator) | Phase 2 |  | Operating | Tangentially-fired | Residual Oil | Pipeline Natural Gas |  |  |  | 460 | 11.4623 | LIQUID | 33 | 1910.7143 | 0.1374 | 0.15462 | 11.4623
6455 | Progress Energy Florida Inc | 638 | Suwannee River | FL | Suwannee | 2 | ST | OP | 37.5 | 30 | 30 |  | 11 | 1954 | RFO | NG | Y | Y | N | Electric Utility |  |  |  | 2016 | N | [6 empty] | 2 | 1954 | 59280 | 0.15 |  |  | PB | DP |  | 1975 | 1976 |  | MS | NC | [37 empty] | LIQUID | FL | Suwannee River | 638 | 2 | 2010 | CP1 | ARP, CAIRNOX, CAIROS, CAIRSO2 | 4975.29 | 12 | 104246.72 |  | 133.406 | 0.1993 | 128.497 | 78507.633 | 1238093.02 | 4 | Florida Reliability Coordinating Council | Suwannee | Electric Utility | 4911 | Electric Services | 30.3764 | -83.1806 | Progress Energy Corporation (Owner/Operator) | Phase 2 |  | Operating | Dry bottom wall-fired boiler | Residual Oil | Pipeline Natural Gas |  |  |  | 450 | 11.5279 | LIQUID | 33 | 1950 | 0.1993 | 0.2155 | 11.5279
6455 | Progress Energy Florida Inc | 638 | Suwannee River | FL | Suwannee | 3 | ST | OP | 75 | 71 | 73 |  | 10 | 1956 | RFO | NG | Y | Y | N | Electric Utility |  |  |  | 2016 | N | [6 empty] | 3 | 1956 | 135240 | [48 empty] | LIQUID | FL | Suwannee River | 638 | 3 | 2010 | CP1 | ARP, CAIRNOX, CAIROS, CAIRSO2 | 5619.28 | 12 | 259390.16 |  | 328.241 | 0.2436 | 405.945 | 188063.962 | 2960352.588 | 4 | Florida Reliability Coordinating Council | Suwannee | Electric Utility | 4911 | Electric Services | 30.3764 | -83.1806 | Progress Energy Corporation (Owner/Operator) | Phase 2 |  | Operating | Dry bottom wall-fired boiler | Residual Oil | Pipeline Natural Gas |  |  |  | 881 | 10.966 | LIQUID | 80 | 1952.0548 | 0.2436 | 0.22176 | 10.966
6455 | Progress Energy Florida Inc | 638 | Suwannee River | FL | Suwannee | P1 | GT | OP | 61.2 | 52 | 67 |  | 10 | 1980 | NG | DFO | Y | Y | N | Electric Utility |  |  |  |  | N | [57 empty] | GAS | FL | Suwannee River | 638 | 1A | 2010 |  | CAIRNOX, CAIROS, CAIRSO2 | 632 | 12 | 13456.5 |  | 3.817 | 0.2713 | 26.982 | 11977.075 | 187597.475 | 4 | Florida Reliability Coordinating Council | Suwannee | Electric Utility | 4911 | Electric Services | 30.3764 | -83.1806 | Progress Energy Corporation (Owner/Operator) |  |  | Operating | Combustion turbine | Diesel Oil | Pipeline Natural Gas |  | Water Injection |  | 739 | 12.4638 | LIQUID | 34 | -335.2941 | 0.2713 | 0.040694 | 12.4638
6455 | Progress Energy Florida Inc | 638 | Suwannee River | FL | Suwannee | P2 | GT | OP | 61.2 | 51 | 66 |  | 10 | 1980 | DFO |  | N | Y | N | Electric Utility |  |  |  |  | N | [57 empty] | LIQUID | FL | Suwannee River | 638 | 2A | 2010 |  | CAIRNOX, CAIROS, CAIRSO2 | 166 | 12 | 4073 |  | 4.127 | 0.385 | 11.651 | 4255.625 | 52444.4 | 4 | Florida Reliability Coordinating Council | Suwannee | Electric Utility | 4911 | Electric Services | 30.3764 | -83.1806 | Progress Energy Corporation (Owner/Operator) |  |  | Operating | Combustion turbine | Diesel Oil |  |  | Water Injection |  | 739 | 12.1825 | LIQUID | 34 | 29.4118 | 0.385 | 0.15739 | 12.1825
6455 | Progress Energy Florida Inc | 638 | Suwannee River | FL | Suwannee | P3 | GT | OP | 61.2 | 52 | 67 |  | 11 | 1980 | NG | DFO | Y | Y | N | Electric Utility |  |  |  |  | N | [57 empty] | GAS | FL | Suwannee River | 638 | 3 | 2010 | CP1 | ARP, CAIRNOX, CAIROS, CAIRSO2 | 5619.28 | 12 | 259390.16 |  | 328.241 | 0.2436 | 405.945 | 188063.962 | 2960352.588 | 4 | Florida Reliability Coordinating Council | Suwannee | Electric Utility | 4911 | Electric Services | 30.3764 | -83.1806 | Progress Energy Corporation (Owner/Operator) | Phase 2 |  | Operating | Dry bottom wall-fired boiler | Residual Oil | Pipeline Natural Gas |  |  |  | 881 | 10.966 | LIQUID | 80 | 52.9851 | 0.2436 | 0.22176 | 10.966
6455 | Progress Energy Florida Inc | 6046 | DeBary | FL | Volusia | 10 | GT | OP | 115 | 82 | 97 |  | 10 | 1992 | DFO |  | N | Y | N | Electric Utility |  |  |  |  | N | [57 empty] | LIQUID | FL | Debary | 6046 | **10 | 2010 |  | ARP, CAIRNOX, CAIROS, CAIRSO2 | 338 | 12 | 18586.5 |  | 13.918 | 0.1345 | 17.019 | 20924.3 | 257877.65 | 4 | Florida Reliability Coordinating Council | Volusia | Electric Utility | 4911 | Electric Services | 28.9047 | -81.3319 | Progress Energy Corporation (Owner/Operator) | Phase 2 |  | Operating | Combustion turbine | Diesel Oil |  |  | Water Injection |  | 1159 | 12.3373 | LIQUID | 93 | 478.4946 | 0.1345 | 0.10794 | 12.3373
6455 | Progress Energy Florida Inc | 6046 | DeBary | FL | Volusia | 2 | GT | OP | 66.8 | 50 | 64 |  | 3 | 1976 | DFO |  | N | Y | N | Electric Utility |  |  |  |  | N | [57 empty] | LIQUID | FL | Debary | 6046 | P2 | 2010 |  | CAIRNOX, CAIROS, CAIRSO2 | 239.75 | 12 | 8846.5 |  | 6.706 | 0.5426 | 37.55 | 9842.6 | 121304.075 | 4 | Florida Reliability Coordinating Council | Volusia | Electric Utility | 4911 | Electric Services | 28.9047 | -81.3319 | Progress Energy Corporation (Owner/Operator) |  |  | Operating | Combustion turbine | Diesel Oil |  |  |  |  | 825 | 12.1942 | LIQUID | 60 | 466.6667 | 0.5426 | 0.11057 | 12.1942
6455 | Progress Energy Florida Inc | 6046 | DeBary | FL | Volusia | 3 | GT | OP | 66.8 | 52 | 63 |  | 12 | 1975 | DFO |  | N | Y | N | Electric Utility |  |  |  |  | N | [57 empty] | LIQUID | FL | Debary | 6046 | P3 | 2010 |  | CAIRNOX, CAIROS, CAIRSO2 | 321.5 | 12 | 11186 |  | 8.425 | 0.5567 | 49.573 | 12923.925 | 159277.675 | 4 | Florida Reliability Coordinating Council | Volusia | Electric Utility | 4911 | Electric Services | 28.9047 | -81.3319 | Progress Energy Corporation (Owner/Operator) |  |  | Operating | Combustion turbine | Diesel Oil |  |  |  |  | 825 | 12.3764 | LIQUID | 61 | 483.6066 | 0.5567 | 0.10579 | 12.3764
6455 | Progress Energy Florida Inc | 6046 | DeBary | FL | Volusia | 4 | GT | OP | 66.8 | 51 | 63 |  | 4 | 1976 | DFO |  | N | Y | N | Electric Utility |  |  |  |  | N | [57 empty] | LIQUID | FL | Debary | 6046 | P4 | 2010 |  | CAIRNOX, CAIROS, CAIRSO2 | 287 | 12 | 9519.75 |  | 7.124 | 0.5233 | 37.025 | 11265.125 | 138833.675 | 4 | Florida Reliability Coordinating Council | Volusia | Electric Utility | 4911 | Electric Services | 28.9047 | -81.3319 | Progress Energy Corporation (Owner/Operator) |  |  | Operating | Combustion turbine | Diesel Oil |  |  |  |  | 825 | 12.9205 | LIQUID | 58 | 456.8966 | 0.5233 | 0.10263 | 12.9205
6455 | Progress Energy Florida Inc | 6046 | DeBary | FL | Volusia | 5 | GT | OP | 66.8 | 50 | 63 |  | 12 | 1975 | DFO |  | N | Y | N | Electric Utility |  |  |  |  | N | [57 empty] | LIQUID | FL | Debary | 6046 | P5 | 2010 |  | CAIRNOX, CAIROS, CAIRSO2 | 278.75 | 12 | 9858.5 |  | 7.243 | 0.5462 | 43.178 | 11004.175 | 135610.525 | 4 | Florida Reliability Coordinating Council | Volusia | Electric Utility | 4911 | Electric Services | 28.9047 | -81.3319 | Progress Energy Corporation (Owner/Operator) |  |  | Operating | Combustion turbine | Diesel Oil |  |  |  |  | 825 | 12.0258 | LIQUID | 62 | 491.9355 | 0.5462 | 0.10682 | 12.0258
6455 | Progress Energy Florida Inc | 6046 | DeBary | FL | Volusia | 6 | GT | OP | 66.8 | 53 | 63 |  | 4 | 1976 | DFO |  | N | Y | N | Electric Utility |  |  |  |  | N | [57 empty] | LIQUID | FL | Debary | 6046 | P6 | 2010 |  | CAIRNOX, CAIROS, CAIRSO2 | 228.5 | 12 | 7841.25 |  | 5.496 | 0.482 | 27.749 | 8302.875 | 102320.275 | 4 | Florida Reliability Coordinating Council | Volusia | Electric Utility | 4911 | Electric Services | 28.9047 | -81.3319 | Progress Energy Corporation (Owner/Operator) |  |  | Operating | Combustion turbine | Diesel Oil |  |  |  |  | 825 | 11.4495 | LIQUID | 60 | 475 | 0.482 | 0.10743 | 11.4495
6455 | Progress Energy Florida Inc | 6046 | DeBary | FL | Volusia | 7 | GT | OP | 115 | 83 | 94 |  | 10 | 1992 | NG | DFO | Y | Y | N | Electric Utility |  |  |  |  | N | [57 empty] | GAS | FL | Debary | 6046 | **7 | 2010 |  | ARP, CAIRNOX, CAIROS, CAIRSO2 | 945 | 12 | 54602.5 |  | 11.514 | 0.0917 | 34.751 | 49899.675 | 762014.75 | 4 | Florida Reliability Coordinating Council | Volusia | Electric Utility | 4911 | Electric Services | 28.9047 | -81.3319 | Progress Energy Corporation (Owner/Operator) | Phase 2 |  | Operating | Combustion turbine | Diesel Oil | Pipeline Natural Gas |  | Water Injection |  | 1228.5 | 12.9545 | LIQUID | 91 | 133.5165 | 0.0917 | 0.03022 | 12.9545
6455 | Progress Energy Florida Inc | 6046 | DeBary | FL | Volusia | 8 | GT | OP | 115 | 83 | 96 |  | 10 | 1992 | NG | DFO | Y | Y | N | Electric Utility |  |  |  |  | N | [57 empty] | GAS | FL | Debary | 6046 | **8 | 2010 |  | ARP, CAIRNOX, CAIROS, CAIRSO2 | 1034.75 | 12 | 60577 |  | 11.907 | 0.0912 | 39.145 | 55402.375 | 852420.775 | 4 | Florida Reliability Coordinating Council | Volusia | Electric Utility | 4911 | Electric Services | 28.9047 | -81.3319 | Progress Energy Corporation (Owner/Operator) | Phase 2 |  | Operating | Combustion turbine | Diesel Oil | Pipeline Natural Gas |  | Water Injection |  | 1228.5 | 13.0383 | LIQUID | 93 | 133.871 | 0.0912 | 0.027937 | 13.0383
6455 | Progress Energy Florida Inc | 6046 | DeBary | FL | Volusia | 9 | GT | OP | 115 | 81 | 97 |  | 10 | 1992 | NG | DFO | Y | Y | N | Electric Utility |  |  |  |  | N | [57 empty] | GAS | FL | Debary | 6046 | **9 | 2010 |  | ARP, CAIRNOX, CAIROS, CAIRSO2 | 1050 | 12 | 62036.25 |  | 11.451 | 0.0817 | 36.328 | 56180.925 | 868420.375 | 4 | Florida Reliability Coordinating Council | Volusia | Electric Utility | 4911 | Electric Services | 28.9047 | -81.3319 | Progress Energy Corporation (Owner/Operator) | Phase 2 |  | Operating | Combustion turbine | Diesel Oil | Pipeline Natural Gas |  | Water Injection |  | 1228.5 | 12.9867 | LIQUID | 94 | 134.0426 | 0.0817 | 0.026372 | 12.9867
6455 | Progress Energy Florida Inc | 6046 | DeBary | FL | Volusia | P1 | GT | OP | 66.8 | 53 | 63 |  | 2 | 1976 | DFO |  | N | Y | N | Electric Utility |  |  |  |  | N | [57 empty] | LIQUID | FL | Debary | 6046 | P1 | 2010 |  | CAIRNOX, CAIROS, CAIRSO2 | 318.25 | 12 | 11322.75 |  | 8.648 | 0.5555 | 50.694 | 13263.65 | 163459.55 | 4 | Florida Reliability Coordinating Council | Volusia | Electric Utility | 4911 | Electric Services | 28.9047 | -81.3319 | Progress Energy Corporation (Owner/Operator) |  |  | Operating | Combustion turbine | Diesel Oil |  |  |  |  | 825 | 12.596 | LIQUID | 62 | 1991.9355 | 0.5555 | 0.10581 | 12.596
6455 | Progress Energy Florida Inc | 7302 | Hines Energy Complex | FL | Polk | 1GT | CT | OP | 173.4 | 151 | 174 | E100 | 4 | 1999 | NG | DFO | Y | Y | N | Electric Utility |  |  |  |  | N | [57 empty] | GAS | FL | Hines Energy Complex | 7302 | 1A | 2010 |  | ARP, CAIRNOX, CAIROS, CAIRSO2 | 6988.75 | 12 | 972896 |  | 3.123 | 0.0367 | 190.006 | 618646.275 | 10409857.05 | 4 | Florida Reliability Coordinating Council | Polk | Electric Utility | 4911 | Electric Services | 27.7886 | -81.8694 | Florida Power Corporation (Owner/Operator) | Phase 2 |  | Operating | Combined cycle | Pipeline Natural Gas | Diesel Oil |  | Dry Low NOx Burners Selective Catalytic Reduction |  | 2050 | 10.4777 | GAS | 180 | 482.7586 | 0.0367 | 0.0006 | 10.4777
6455 | Progress Energy Florida Inc | 7302 | Hines Energy Complex | FL | Polk | 1GT2 | CT | OP | 173.4 | 151 | 174 | E100 | 4 | 1999 | NG | DFO | Y | Y | N | Electric Utility |  |  |  |  | N | [57 empty] | GAS | FL | Hines Energy Complex | 7302 | 1A | 2010 |  | ARP, CAIRNOX, CAIROS, CAIRSO2 | 6988.75 | 12 | 972896 |  | 3.123 | 0.0367 | 190.006 | 618646.275 | 10409857.05 | 4 | Florida Reliability Coordinating Council | Polk | Electric Utility | 4911 | Electric Services | 27.7886 | -81.8694 | Florida Power Corporation (Owner/Operator) | Phase 2 |  | Operating | Combined cycle | Pipeline Natural Gas | Diesel Oil |  | Dry Low NOx Burners Selective Catalytic Reduction |  | 2050 | 10.4777 | GAS | 180 | -17.2414 | 0.0367 | 0.0006 | 10.4777
6455 | Progress Energy Florida Inc | 7302 | Hines Energy Complex | FL | Polk | 1ST | CA | OP | 199.7 | 160 | 180 | E100 | 4 | 1999 | NG | DFO | Y | Y | N | Electric Utility |  |  |  |  | N | [57 empty] | GAS | [39 empty] | 0 | 0 | 10.4
6455 | Progress Energy Florida Inc | 7302 | Hines Energy Complex | FL | Polk | 2GT | CT | OP | 167.7 | 154 | 186 | F110 | 12 | 2003 | NG | DFO | Y | Y | N | Electric Utility |  |  |  |  | N | [57 empty] | GAS | FL | Hines Energy Complex | 7302 | 2A | 2010 |  | ARP, CAIRNOX, CAIROS, CAIRSO2 | 7653.25 | 12 | 1099437.75 |  | 3.682 | 0.0114 | 68.354 | 729252.375 | 12271010.15 | 4 | Florida Reliability Coordinating Council | Polk | Electric Utility | 4911 | Electric Services | 27.7886 | -81.8694 | Florida Power Corporation (Owner/Operator) | Phase 2 |  | Operating | Combined cycle | Pipeline Natural Gas | Diesel Oil |  | Dry Low NOx Burners Water Injection Selective Catalytic Reduction |  | 2100 | 10.9272 | GAS | 189 | 491.9355 | 0.0114 | 0.0006 | 10.9272
6455 | Progress Energy Florida Inc | 7302 | Hines Energy Complex | FL | Polk | 2GT2 | CT | OP | 167.7 | 154 | 186 | F110 | 12 | 2003 | NG | DFO | Y | Y | N | Electric Utility |  |  |  |  | N | [57 empty] | GAS | FL | Hines Energy Complex | 7302 | 4A | 2010 |  | ARP, CAIRNOX, CAIROS, CAIRSO2 | 7765.75 | 12 | 1151571 |  | 3.809 | 0.0083 | 46.585 | 716160.175 | 12045991.58 | 4 | Florida Reliability Coordinating Council | Polk | Electric Utility | 4911 | Electric Services | 27.7886 | -81.8694 | Progress Energy Florida (FL Power) (Owner/Operator) | Phase 2 |  | Operating | Combined cycle | Pipeline Natural Gas | Diesel Oil |  | Dry Low NOx Burners Water Injection Selective Catalytic Reduction |  | 2122 | 10.2826 | GAS | 185 | -2.7027 | 0.0083 | 0.000632 | 10.2826
6455 | Progress Energy Florida Inc | 7302 | Hines Energy Complex | FL | Polk | 2ST | CA | OP | 180.6 | 191 | 182 | F110 | 12 | 2003 | NG | DFO | Y | Y | N | Electric Utility |  |  |  |  | N | [57 empty] | GAS | [39 empty] | 0 | 0 | 10.4
6455 | Progress Energy Florida Inc | 7345 | University of Florida | FL | Alachua | P1 | GT | OP | 43 | 46 | 47 |  | 1 | 1994 | NG |  | N | Y | N | Electric Utility |  |  |  |  | N | [57 empty] | GAS | FL | University of Florida | 7345 | 1 | 2010 |  | ARP, CAIRNOX, CAIROS, CAIRSO2 | 7474.75 | 12 |  | 925797.5 | 1.006 | 0.0687 | 114.934 | 199190.8 | 3351777.05 | 4 | Florida Reliability Coordinating Council | Alachua | Cogeneration | 4911 | Electric Services | 29.6397 | -82.3486 | Progress Energy Corporation (Owner/Operator) | Phase 2 |  | Operating | Combined cycle | Pipeline Natural Gas |  |  | Steam Injection |  | 586 | 10.4 | GAS | 30.8715 | 238.7799 | 0.0687 | 0.0006 | 11.6542
6455 | Progress Energy Florida Inc | 7699 | Tiger Bay | FL | Polk | CT1 | CT | OP | 195.2 |  |  | G200 | 8 | 1997 | NG |  | N | Y | N | Electric Utility |  |  |  |  | N | [57 empty] | GAS | FL | Tiger Bay | 7699 | 1 | 2010 |  | ARP, CAIRNOX, CAIROS, CAIRSO2 | 4868.75 | 12 | 597844 |  | 2.015 | 0.0281 | 90.354 | 399050.35 | 6714812.9 | 4 | Florida Reliability Coordinating Council | Polk | Cogeneration | 4911 | Electric Services | 27.7447 | -81.85 | Progress Energy Corporation (Owner/Operator) | Phase 2 |  | Operating | Combined cycle | Pipeline Natural Gas |  |  | Dry Low NOx Burners |  | 1850 | 10.5782 | GAS | 165 | 408.4848 | 0.0281 | 0.0006 | 10.5782
6455 | Progress Energy Florida Inc | 7699 | Tiger Bay | FL | Polk | CW1 | CA | OP | 82.9 | 205 | 227 | G200 | 8 | 1997 | NG |  | N | Y | N | Electric Utility |  |  |  |  | N | [9 empty] | 0.2 | 0.4 | 0.46 | PB | DP | NP | 1965 | 1974 | 1995 | MS | IF | [37 empty] | GAS | [39 empty] | 0 | 0 | 10.4
6455 | Progress Energy Florida Inc | 8048 | Anclote | FL | Pasco | 1 | ST | OP | 556.2 | 501 | 517 |  | 10 | 1974 | RFO | NG | Y | Y | N | Electric Utility |  | NG | 2013 |  | N | [6 empty] | 1 | 1974 | 1464480 | [48 empty] | LIQUID | FL | Anclote | 8048 | 1 | 2010 |  | ARP, CAIRNOX, CAIROS, CAIRSO2 | 7674.5 | 12 | 999520.5 |  | 3320.857 | 0.1339 | 1013.049 | 801350.85 | 11961875.38 | 4 | Florida Reliability Coordinating Council | Pasco | Electric Utility | 4911 | Electric Services | 28.1844 | -82.7887 | Progress Energy Corporation (Owner/Operator) | Phase 2 |  | Operating | Tangentially-fired | Residual Oil | Pipeline Natural Gas |  |  |  | 5600 | 10.2144 | LIQUID | 533 | 1984.5261 | 0.1339 | 0.55524 | 10.2144
6455 | Progress Energy Florida Inc | 8048 | Anclote | FL | Pasco | 2 | ST | OP | 556.2 | 510 | 530 |  | 10 | 1978 | RFO | NG | Y | Y | N | Electric Utility |  | NG | 2013 |  | N | [6 empty] | 1 | 1974 | 1464480 | 0.2 | 0.4 | 0.46 | PB | DP | NP | 1968 | 1974 | 1995 | MS | IF | [37 empty] | LIQUID | FL | Anclote | 8048 | 2 | 2010 |  | ARP, CAIRNOX, CAIROS, CAIRSO2 | 7827.25 | 12 | 1032291.75 |  | 3735.233 | 0.1241 | 949.077 | 830081.125 | 12251401.78 | 4 | Florida Reliability Coordinating Council | Pasco | Electric Utility | 4911 | Electric Services | 28.1844 | -82.7887 | Progress Energy Corporation (Owner/Operator) | Phase 2 |  | Operating | Tangentially-fired | Residual Oil | Pipeline Natural Gas |  |  |  | 5600 | 10.2163 | LIQUID | 545 | 1985.8491 | 0.1241 | 0.60976 | 10.2163
6455 | Progress Energy Florida Inc | 8049 | Intercession City | FL | Osceola | P1 | GT | OP | 56.7 | 46 | 61 |  | 5 | 1974 | DFO |  | N | Y | N | Electric Utility |  |  |  |  | N | [57 empty] | LIQUID | FL | Intercession City | 8049 | 1A | 2010 |  | CAIRNOX, CAIROS, CAIRSO2 | 41.25 | 12 | 901 |  | 0.059 | 0.5223 | 3.356 | 935.45 | 11530.8 | 4 | Florida Reliability Coordinating Council | Osceola | Electric Utility | 4911 | Electric Services | 28.2628 | -81.5486 | Progress Energy Corporation (Owner/Operator) |  |  | Operating | Combustion turbine | Diesel Oil |  |  |  |  | 708 | 11.2243 | LIQUID | 31 | 16.129 | 0.5223 | 0.010233 | 11.2243
6455 | Progress Energy Florida Inc | 8049 | Intercession City | FL | Osceola | P10 | GT | OP | 115 | 82 | 95 |  | 10 | 1993 | NG | DFO | Y | Y | N | Electric Utility |  |  |  |  | N | [57 empty] | GAS | FL | Intercession City | 8049 | **13 | 2010 |  | ARP, CAIRNOX, CAIROS, CAIRSO2 | 1880.5 | 12 | 120098.75 |  | 0.526 | 0.0356 | 24.921 | 95030.65 | 1597359.625 | 4 | Florida Reliability Coordinating Council | Osceola | Electric Utility | 4911 | Electric Services | 28.2628 | -81.5486 | Florida Power Corporation (Owner/Operator) | Phase 2 |  | Operating | Combustion turbine | Pipeline Natural Gas | Diesel Oil |  | Dry Low NOx Burners Water Injection |  | 954 | 12.6218 | GAS | 94 | -5.3191 | 0.0356 | 0.000659 | 12.6218
6455 | Progress Energy Florida Inc | 8049 | Intercession City | FL | Osceola | P11 | GT | OP | 165 | 143 | 161 |  | 1 | 1997 | DFO |  | N | Y | N | Electric Utility |  |  |  |  | N | [57 empty] | LIQUID | FL | Intercession City | 8049 | **11 | 2010 |  | ARP, CAIRNOX, CAIROS, CAIRSO2 | 273.75 | 12 | 33330.5 |  | 4.117 | 0.1336 | 25.762 | 31365.85 | 386551.875 | 4 | Florida Reliability Coordinating Council | Osceola | Electric Utility | 4911 | Electric Services | 28.2628 | -81.5486 | Georgia Power Company (Owner) Florida Power Corporation (Owner/Operator) | Phase 2 |  | Operating | Combustion turbine | Diesel Oil |  |  | Water Injection |  | 2032 | 10.8261 | LIQUID | 170 | 472.0497 | 0.1336 | 0.021301 | 10.8261
6455 | Progress Energy Florida Inc | 8049 | Intercession City | FL | Osceola | P12 | GT | OP | 115 | 76 | 92 |  | 12 | 2000 | NG | DFO | Y | Y | N | Electric Utility |  |  |  |  | N | [57 empty] | GAS | FL | Intercession City | 8049 | **12 | 2010 |  | ARP, CAIRNOX, CAIROS, CAIRSO2 | 1939.75 | 12 | 122702.25 |  | 0.497 | 0.033 | 22.261 | 94877.05 | 1595846.9 | 4 | Florida Reliability Coordinating Council | Osceola | Electric Utility | 4911 | Electric Services | 28.2628 | -81.5486 | Florida Power Corporation (Owner/Operator) | Phase 2 |  | Operating | Combustion turbine | Pipeline Natural Gas | Diesel Oil |  | Dry Low NOx Burners Water Injection |  | 954 | 12.3301 | GAS | 89 | 483.1461 | 0.033 | 0.000623 | 12.3301
6455 | Progress Energy Florida Inc | 8049 | Intercession City | FL | Osceola | P13 | GT | OP | 115 | 76 | 92 |  | 12 | 2000 | NG | DFO | Y | Y | N | Electric Utility |  |  |  |  | N | [57 empty] | GAS | FL | Intercession City | 8049 | **13 | 2010 |  | ARP, CAIRNOX, CAIROS, CAIRSO2 | 1880.5 | 12 | 120098.75 |  | 0.526 | 0.0356 | 24.921 | 95030.65 | 1597359.625 | 4 | Florida Reliability Coordinating Council | Osceola | Electric Utility | 4911 | Electric Services | 28.2628 | -81.5486 | Florida Power Corporation (Owner/Operator) | Phase 2 |  | Operating | Combustion turbine | Pipeline Natural Gas | Diesel Oil |  | Dry Low NOx Burners Water Injection |  | 954 | 12.6218 | GAS | 94 | 489.1304 | 0.0356 | 0.000659 | 12.6218
6455 | Progress Energy Florida Inc | 8049 | Intercession City | FL | Osceola | P14 | GT | OP | 115 | 77 | 94 |  | 12 | 2000 | NG | DFO | Y | Y | N | Electric Utility |  |  |  |  | N | [57 empty] | GAS | FL | Intercession City | 8049 | **14 | 2010 |  | ARP, CAIRNOX, CAIROS, CAIRSO2 | 1656.25 | 12 | 107969.25 |  | 2.519 | 0.0469 | 30.452 | 89155.425 | 1423508.85 | 4 | Florida Reliability Coordinating Council | Osceola | Electric Utility | 4911 | Electric Services | 28.2628 | -81.5486 | Florida Power Corporation (Owner/Operator) | Phase 2 |  | Operating | Combustion turbine | Pipeline Natural Gas | Diesel Oil |  | Dry Low NOx Burners Water Injection |  | 954 | 12.5314 | GAS | 99 | 473.4043 | 0.0469 | 0.0035391 | 12.5314
6455 | Progress Energy Florida Inc | 8049 | Intercession City | FL | Osceola | P2 | GT | OP | 56.7 | 48 | 61 |  | 5 | 1974 | DFO |  | N | Y | N | Electric Utility |  |  |  |  | N | [57 empty] | LIQUID | FL | Intercession City | 8049 | 2A | 2010 |  | CAIRNOX, CAIROS, CAIRSO2 | 208.25 | 12 | 4640.5 |  | 0.609 | 0.5847 | 19.064 | 4903.925 | 60439.1 | 4 | Florida Reliability Coordinating Council | Osceola | Electric Utility | 4911 | Electric Services | 28.2628 | -81.5486 | Progress Energy Corporation (Owner/Operator) |  |  | Operating | Combustion turbine | Diesel Oil |  |  |  |  | 708 | 46.2264 | LIQUID | 53 | 424.5283 | 0.5847 | 0.020153 | 13.0243
6455 | Progress Energy Florida Inc | 8049 | Intercession City | FL | Osceola | P3 | GT | OP | 56.7 | 47 | 63 |  | 5 | 1974 | DFO |  | N | Y | N | Electric Utility |  |  |  |  | N | [57 empty] | LIQUID | FL | Intercession City | 8049 | 3A | 2010 |  | CAIRNOX, CAIROS, CAIRSO2 | 160 | 12 | 3745 |  | 0.587 | 0.5755 | 15.756 | 4041.075 | 49802.975 | 4 | Florida Reliability Coordinating Council | Osceola | Electric Utility | 4911 | Electric Services | 28.2628 | -81.5486 | Progress Energy Corporation (Owner/Operator) |  |  | Operating | Combustion turbine | Diesel Oil |  |  |  |  | 708 | 12.2821 | LIQUID | 32 | 15.625 | 0.5755 | 0.023573 | 12.2821
6455 | Progress Energy Florida Inc | 8049 | Intercession City | FL | Osceola | P4 | GT | OP | 56.7 | 47 | 62 |  | 5 | 1974 | DFO |  | N | Y | N | Electric Utility |  |  |  |  | N | [57 empty] | LIQUID | FL | Intercession City | 8049 | 4A | 2010 |  | CAIRNOX, CAIROS, CAIRSO2 | 193.5 | 12 | 4362.25 |  | 0.651 | 0.7624 | 24.206 | 4627.2 | 57020.9 | 4 | Florida Reliability Coordinating Council | Osceola | Electric Utility | 4911 | Electric Services | 28.2628 | -81.5486 | Progress Energy Corporation (Owner/Operator) |  |  | Operating | Combustion turbine | Diesel Oil |  |  |  |  | 708 | 11.9095 | LIQUID | 30 | -33.3333 | 0.7624 | 0.022834 | 11.9095
6455 | Progress Energy Florida Inc | 8049 | Intercession City | FL | Osceola | P5 | GT | OP | 56.7 | 47 | 61 |  | 5 | 1974 | DFO |  | N | Y | N | Electric Utility |  |  |  |  | N | [57 empty] | LIQUID | FL | Intercession City | 8049 | 5A | 2010 |  | CAIRNOX, CAIROS, CAIRSO2 | 239.5 | 12 | 4980.75 |  | 0.646 | 0.7841 | 28.292 | 5382.5 | 66331.9 | 4 | Florida Reliability Coordinating Council | Osceola | Electric Utility | 4911 | Electric Services | 28.2628 | -81.5486 | Progress Energy Corporation (Owner/Operator) |  |  | Operating | Combustion turbine | Diesel Oil |  |  |  |  | 708 | 12.0051 | LIQUID | 30 | -16.6667 | 0.7841 | 0.019478 | 12.0051
6455 | Progress Energy Florida Inc | 8049 | Intercession City | FL | Osceola | P6 | GT | OP | 56.7 | 47 | 62 |  | 5 | 1974 | DFO |  | N | Y | N | Electric Utility |  |  |  |  | N | [57 empty] | LIQUID | FL | Intercession City | 8049 | 6A | 2010 |  | CAIRNOX, CAIROS, CAIRSO2 | 195.5 | 12 | 4331.75 |  | 0.615 | 0.7396 | 22.355 | 4427.05 | 54556.35 | 4 | Florida Reliability Coordinating Council | Osceola | Electric Utility | 4911 | Electric Services | 28.2628 | -81.5486 | Progress Energy Corporation (Owner/Operator) |  |  | Operating | Combustion turbine | Diesel Oil |  |  |  |  | 708 | 11.567 | LIQUID | 30 | -33.3333 | 0.7396 | 0.022545 | 11.567
6455 | Progress Energy Florida Inc | 8049 | Intercession City | FL | Osceola | P7 | GT | OP | 115 | 83 | 94 |  | 10 | 1993 | NG | DFO | Y | Y | N | Electric Utility |  |  |  |  | N | [57 empty] | GAS | FL | Intercession City | 8049 | **13 | 2010 |  | ARP, CAIRNOX, CAIROS, CAIRSO2 | 1880.5 | 12 | 120098.75 |  | 0.526 | 0.0356 | 24.921 | 95030.65 | 1597359.625 | 4 | Florida Reliability Coordinating Council | Osceola | Electric Utility | 4911 | Electric Services | 28.2628 | -81.5486 | Florida Power Corporation (Owner/Operator) | Phase 2 |  | Operating | Combustion turbine | Pipeline Natural Gas | Diesel Oil |  | Dry Low NOx Burners Water Injection |  | 954 | 12.6218 | GAS | 94 | 0 | 0.0356 | 0.000659 | 12.6218
6455 | Progress Energy Florida Inc | 8049 | Intercession City | FL | Osceola | P8 | GT | OP | 115 | 81 | 95 |  | 10 | 1993 | NG | DFO | Y | Y | N | Electric Utility | [62 empty] | GAS | FL | Intercession City | 8049 | **13 | 2010 |  | ARP, CAIRNOX, CAIROS, CAIRSO2 | 1880.5 | 12 | 120098.75 |  | 0.526 | 0.0356 | 24.921 | 95030.65 | 1597359.625 | 4 | Florida Reliability Coordinating Council | Osceola | Electric Utility | 4911 | Electric Services | 28.2628 | -81.5486 | Florida Power Corporation (Owner/Operator) | Phase 2 |  | Operating | Combustion turbine | Pipeline Natural Gas | Diesel Oil |  | Dry Low NOx Burners Water Injection |  | 954 | 12.6218 | GAS | 94 | -5.3191 | 0.0356 | 0.000659 | 12.6218
6455 | Progress Energy Florida Inc | 8049 | Intercession City | FL | Osceola | P9 | GT | OP | 115 | 82 | 95 |  | 10 | 1993 | NG | DFO | Y | Y | N | Electric Utility | [62 empty] | GAS | FL | Intercession City | 8049 | **13 | 2010 |  | ARP, CAIRNOX, CAIROS, CAIRSO2 | 1880.5 | 12 | 120098.75 |  | 0.526 | 0.0356 | 24.921 | 95030.65 | 1597359.625 | 4 | Florida Reliability Coordinating Council | Osceola | Electric Utility | 4911 | Electric Services | 28.2628 | -81.5486 | Florida Power Corporation (Owner/Operator) | Phase 2 |  | Operating | Combustion turbine | Pipeline Natural Gas | Diesel Oil |  | Dry Low NOx Burners Water Injection |  | 954 | 12.6218 | GAS | 94 | -5.3191 | 0.0356 | 0.000659 | 12.6218
6455 | Progress Energy Florida Inc | 634 | P L Bartow | FL | Pinellas | 4AGT | CT | OP | 208 | 176 | 201 | G981 | 6 | 2009 | NG | DFO | Y | Y | N | Electric Utility |  |  |  |  | N | [57 empty] | GAS | FL | P L Bartow | 634 | 4D | 2010 |  | ARP, CAIRNOX, CAIROS, CAIRSO2 | 7412.8 | 12 | 1695169.28 |  | 4.198 | 0.0153 | 101.047 | 831655.085 | 13994191.57 | 4 | Florida Reliability Coordinating Council | Pinellas | Electric Utility | 4911 | Electric Services | 27.8613 | -82.6012 | Florida Power Corporation (Owner/Operator) | Phase 2 |  | Operating | Combined cycle | Pipeline Natural Gas | Diesel Oil |  | Dry Low NOx Burners Water Injection Selective Catalytic Reduction |  | 2610 | 7.7424 | GAS | 338 | 159.204 | 0.0153 | 0.0006 | 7.7424
6455 | Progress Energy Florida Inc | 634 | P L Bartow | FL | Pinellas | 4BGT | CT | OP | 208 | 176 | 203 | G981 | 6 | 2009 | NG | DFO | Y | Y | N | Electric Utility |  |  |  |  | N | [57 empty] | GAS | FL | P L Bartow | 634 | 4D | 2010 |  | ARP, CAIRNOX, CAIROS, CAIRSO2 | 7412.8 | 12 | 1695169.28 |  | 4.198 | 0.0153 | 101.047 | 831655.085 | 13994191.57 | 4 | Florida Reliability Coordinating Council | Pinellas | Electric Utility | 4911 | Electric Services | 27.8613 | -82.6012 | Florida Power Corporation (Owner/Operator) | Phase 2 |  | Operating | Combined cycle | Pipeline Natural Gas | Diesel Oil |  | Dry Low NOx Burners Water Injection Selective Catalytic Reduction |  | 2610 | 7.7424 | GAS | 338 | 167.4877 | 0.0153 | 0.0006 | 7.7424
6455 | Progress Energy Florida Inc | 634 | P L Bartow | FL | Pinellas | 4CGT | CT | OP | 208 | 176 | 201 | G981 | 6 | 2009 | NG | DFO | Y | Y | N | Electric Utility |  |  |  |  | N | [57 empty] | GAS | FL | P L Bartow | 634 | 4D | 2010 |  | ARP, CAIRNOX, CAIROS, CAIRSO2 | 7412.8 | 12 | 1695169.28 |  | 4.198 | 0.0153 | 101.047 | 831655.085 | 13994191.57 | 4 | Florida Reliability Coordinating Council | Pinellas | Electric Utility | 4911 | Electric Services | 27.8613 | -82.6012 | Florida Power Corporation (Owner/Operator) | Phase 2 |  | Operating | Combined cycle | Pipeline Natural Gas | Diesel Oil |  | Dry Low NOx Burners Water Injection Selective Catalytic Reduction |  | 2610 | 7.7424 | GAS | 338 | 159.204 | 0.0153 | 0.0006 | 7.7424
6455 | Progress Energy Florida Inc | 634 | P L Bartow | FL | Pinellas | 4DGT | CT | OP | 208 | 176 | 201 | G981 | 6 | 2009 | NG | DFO | Y | Y | N | Electric Utility |  |  |  |  | N | [57 empty] | GAS | FL | P L Bartow | 634 | 4D | 2010 |  | ARP, CAIRNOX, CAIROS, CAIRSO2 | 7412.8 | 12 | 1695169.28 |  | 4.198 | 0.0153 | 101.047 | 831655.085 | 13994191.57 | 4 | Florida Reliability Coordinating Council | Pinellas | Electric Utility | 4911 | Electric Services | 27.8613 | -82.6012 | Florida Power Corporation (Owner/Operator) | Phase 2 |  | Operating | Combined cycle | Pipeline Natural Gas | Diesel Oil |  | Dry Low NOx Burners Water Injection Selective Catalytic Reduction |  | 2610 | 7.7424 | GAS | 338 | 159.204 | 0.0153 | 0.0006 | 7.7424
6455 | Progress Energy Florida Inc | 634 | P L Bartow | FL | Pinellas | 4ST | CA | OP | 421 | 429 | 429 | G981 | 6 | 2009 | NG | DFO | Y | Y | N | Electric Utility |  |  |  |  | N | [6 empty] | 4A¦¦4B¦¦4C¦¦4D | 2009 | 719282 | [48 empty] | GAS | [39 empty] | 0 | 0 | 10.4
6455 | Progress Energy Florida Inc | 637 | Rio Pinar | FL | Orange | P1 | GT | OP | 19.2 | 12 | 15 |  | 11 | 1970 | DFO |  | N | Y | N | Electric Utility |  |  |  | 2016 | N | [57 empty] | LIQUID | [39 empty] | 0.80151 | 0.21493 | 14.5956
6455 | Progress Energy Florida Inc | 7302 | Hines Energy Complex | FL | Polk | 3GT | CT | OP | 193 | 155 | 186 | G301 | 11 | 2005 | NG | DFO | Y | Y | N | Electric Utility | [62 empty] | GAS | FL | Hines Energy Complex | 7302 | 3B | 2010 |  | ARP, CAIRNOX, CAIROS, CAIRSO2 | 6565 | 12 | 983078.25 |  | 3.231 | 0.0089 | 45.926 | 640045.575 | 10770000.58 | 4 | Florida Reliability Coordinating Council | Polk | Electric Utility | 4911 | Electric Services | 27.7886 | -81.8694 | Florida Power Corporation (Owner/Operator) | Phase 2 |  | Operating | Combined cycle | Pipeline Natural Gas | Diesel Oil |  | Dry Low NOx Burners Water Injection Selective Catalytic Reduction |  | 2155 | 10.8515 | GAS | 195 | 475.8065 | 0.0089 | 0.0006 | 10.8515
6455 | Progress Energy Florida Inc | 7302 | Hines Energy Complex | FL | Polk | 3GT2 | CT | OP | 193 | 155 | 186 | G301 | 11 | 2005 | NG | DFO | Y | Y | N | Electric Utility | [62 empty] | GAS | FL | Hines Energy Complex | 7302 | 4A | 2010 |  | ARP, CAIRNOX, CAIROS, CAIRSO2 | 7765.75 | 12 | 1151571 |  | 3.809 | 0.0083 | 46.585 | 716160.175 | 12045991.58 | 4 | Florida Reliability Coordinating Council | Polk | Electric Utility | 4911 | Electric Services | 27.7886 | -81.8694 | Progress Energy Florida (FL Power) (Owner/Operator) | Phase 2 |  | Operating | Combined cycle | Pipeline Natural Gas | Diesel Oil |  | Dry Low NOx Burners Water Injection Selective Catalytic Reduction |  | 2122 | 10.2826 | GAS | 185 | -2.7027 | 0.0083 | 0.000632 | 10.2826
6455 | Progress Energy Florida Inc | 7302 | Hines Energy Complex | FL | Polk | 3ST | CA | OP | 204 | 178 | 192 | G301 | 11 | 2005 | NG | DFO | Y | Y | N | Electric Utility | [62 empty] | GAS | [39 empty] | 0 | 0 | 10.4
6455 | Progress Energy Florida Inc | 7302 | Hines Energy Complex | FL | Polk | 4GT | CT | OP | 199 | 151 | 182 | H400 | 12 | 2007 | NG | DFO | Y | Y | N | Electric Utility | [62 empty] | GAS | FL | Hines Energy Complex | 7302 | 4A | 2010 |  | ARP, CAIRNOX, CAIROS, CAIRSO2 | 7765.75 | 12 | 1151571 |  | 3.809 | 0.0083 | 46.585 | 716160.175 | 12045991.58 | 4 | Florida Reliability Coordinating Council | Polk | Electric Utility | 4911 | Electric Services | 27.7886 | -81.8694 | Progress Energy Florida (FL Power) (Owner/Operator) | Phase 2 |  | Operating | Combined cycle | Pipeline Natural Gas | Diesel Oil |  | Dry Low NOx Burners Water Injection Selective Catalytic Reduction |  | 2122 | 10.2826 | GAS | 185 | 491.7582 | 0.0083 | 0.000632 | 10.2826
6455 | Progress Energy Florida Inc | 7302 | Hines Energy Complex | FL | Polk | 4GT2 | CT | OP | 199 | 151 | 182 | H400 | 12 | 2007 | NG | DFO | Y | Y | N | Electric Utility | [62 empty] | GAS | FL | Hines Energy Complex | 7302 | 1B | 2010 |  | ARP, CAIRNOX, CAIROS, CAIRSO2 | 6916.5 | 12 | 982094 |  | 3.183 | 0.0374 | 197.817 | 630447.675 | 10608527.33 | 4 | Florida Reliability Coordinating Council | Polk | Electric Utility | 4911 | Electric Services | 27.7886 | -81.8694 | Florida Power Corporation (Owner/Operator) | Phase 2 |  | Operating | Combined cycle | Pipeline Natural Gas | Diesel Oil |  | Dry Low NOx Burners Selective Catalytic Reduction |  | 2050 | 10.5859 | GAS | 184 | -5.4945 | 0.0374 | 0.0006 | 10.5859
6455 | Progress Energy Florida Inc | 7302 | Hines Energy Complex | FL | Polk | 4ST | CA | OP | 212 | 170 | 180 | H400 | 12 | 2007 | NG | DFO | Y | Y | N | Electric Utility | [62 empty] | GAS | [39 empty] | 0 | 0 | 10.4
6495 | Fort Miller Associates | 50514 | Fort Miller Hydroelectric Facility | NY | Saratoga | GEN1 | HY | OP | 2.5 | 2.5 | 2.5 |  | 12 | 1984 | WAT |  | N | Y | N | IPP Non-CHP |  |  |  |  | N | [57 empty] | N/A | [39 empty] | 0 | 0 | 10.4
6495 | Fort Miller Associates | 50514 | Fort Miller Hydroelectric Facility | NY | Saratoga | GEN2 | HY | OP | 2.5 | 2.5 | 2.5 |  | 12 | 1984 | WAT |  | N | Y | N | IPP Non-CHP |  |  |  |  | N | [57 empty] | N/A | [39 empty] | 0 | 0 | 10.4
6519 | Frontera Generation Limited Partnership | 55098 | Frontera Energy Center | TX | Hidalgo | GEN1 | CT | OP | 172 | 150 | 172 |  | 6 | 1999 | NG |  | N | Y | N | IPP Non-CHP |  |  |  |  | N | [57 empty] | GAS | TX | Frontera Generation Facility | 55098 | 1 | 2010 |  | ARP, CAIRNOX, CAIRSO2 | 5474.56 | 12 | 1029851.51 |  | 2.416 | 0.0445 | 163.488 | 478512.941 | 8051914.555 | 6 |  | Hidalgo | Electric Utility | 4911 | Electric Services | 26.208 | -98.3992 | Frontera Generation, LP (Owner/Operator) | Phase 2 |  | Operating | Combined cycle | Pipeline Natural Gas |  |  | Dry Low NOx Burners |  | 1860 | 7.5335 | GAS | 252 | 267.4419 | 0.0445 | 0.0006 | 7.5335
6519 | Frontera Generation Limited Partnership | 55098 | Frontera Energy Center | TX | Hidalgo | GEN2 | CT | OP | 172 | 150 | 172 |  | 7 | 1999 | NG |  | N | Y | N | IPP Non-CHP |  |  |  |  | N | [57 empty] | GAS | TX | Frontera Generation Facility | 55098 | 2 | 2010 |  | ARP, CAIRNOX, CAIRSO2 | 5244.5 | 12 | 983850.25 |  | 2.276 | 0.0416 | 149.177 | 450767.327 | 7585059.799 | 6 |  | Hidalgo | Electric Utility | 4911 | Electric Services | 26.208 | -98.3992 | Frontera Generation, LP (Owner/Operator) | Phase 2 |  | Operating | Combined cycle | Pipeline Natural Gas |  |  | Dry Low NOx Burners |  | 1860 | 7.4274 | GAS | 264 | 232.5581 | 0.0416 | 0.0006 | 7.4274
6519 | Frontera Generation Limited Partnership | 55098 | Frontera Energy Center | TX | Hidalgo | GEN3 | CA | OP | 185 | 175 | 180 |  | 5 | 2000 | NG |  | N | Y | N | IPP Non-CHP |  |  |  |  | N | [57 empty] | GAS | [39 empty] | 0 | 0 | 10.4
6526 | FirstEnergy Generation Corp | 2835 | FirstEnergy Ashtabula | OH | Ashtabula | 5 | ST | OP | 256 | 244 | 244 |  | 12 | 1958 | SUB | BIT | N | Y | N | IPP Non-CHP |  |  |  | 2015 | N | Y |  | Y |  |  |  | 4 | 1958 | 370000 | [31 empty] | OP | EK |  |  | 23.8 |  | 0.6 | 5 |  |  | 99.6 | 223 | 995000 |  |  |  |  | COAL | OH | Ashtabula | 2835 | 7 | 2010 |  | ARP, CAIRNOX, CAIROS, CAIRSO2 | 5522.5 | 12 | 987088.65 |  | 5028.743 | 0.2787 | 1425.028 | 1137213.09 | 10842971.2 | 5 | East Central Area Reliability Coordination Agreement | Ashtabula | Electric Utility | 4911 | Electric Services | 41.9086 | -80.7697 | FirstEnergy Generation Corporation (Owner/Operator) | Table 1 | Phase 1 Group 1 | Operating | Tangentially-fired | Coal |  |  | Low NOx Burner Technology w/ Separated OFA | Electrostatic Precipitator | 3000 | 10.5722 | COAL | 265 | 456.9672 | 0.2787 | 0.92756 | 10.5722
6526 | FirstEnergy Generation Corp | 2837 | FirstEnergy Eastlake | OH | Lake | 1 | ST | OP | 123 | 132 | 132 |  | 9 | 1953 | SUB | BIT | N | Y | N | IPP Non-CHP |  |  |  | 2015 | N | Y |  | Y |  |  |  | 1 | 1979 | 256500 | 0.023 | 34.14 | 2019.2 | PB | DH | OT | 1994 | 1994 | 1994 | MS | SS | [20 empty] | OP | EK |  |  | 14 |  | 0.4 | 5 |  |  | 99.6 | 75 | 620000 |  |  |  |  | COAL | OH | Eastlake | 2837 | 1 | 2010 |  | ARP, CAIRNOX, CAIROS, CAIRSO2 | 8408.41 | 12 | 845162.3 |  | 4755.376 | 0.2639 | 1057.394 | 840449.161 | 8013469.267 | 5 | East Central Area Reliability Coordination Agreement | Lake | Electric Utility | 4911 | Electric Services | 41.6713 | -81.4432 | FirstEnergy Generation Corporation (Owner/Operator) | Table 1 | Phase 1 Group 1 | Operating | Tangentially-fired | Coal |  |  | Low NOx Burner Technology w/ Separated OFA | Electrostatic Precipitator | 1400 | 9.2897 | COAL | 145 | 1950.7576 | 0.2639 | 1.1868 | 9.2897
6526 | FirstEnergy Generation Corp | 2837 | FirstEnergy Eastlake | OH | Lake | 2 | ST | OP | 123 | 132 | 132 |  | 12 | 1953 | SUB | BIT | N | Y | N | IPP Non-CHP |  |  |  | 2015 | N | Y |  | Y |  |  |  | 1 | 1979 | 256500 | 0.021 | 724 | 2776.92 | PB | DH | OT | 1994 | 1994 | 1994 | MS | SS | [20 empty] | OP | EK |  |  | 14 |  | 0.4 | 5 |  |  | 99.6 | 75 | 620000 |  | NA |  |  | COAL | OH | Eastlake | 2837 | 2 | 2010 |  | ARP, CAIRNOX, CAIROS, CAIRSO2 | 6006.99 | 12 | 620644.73 |  | 3959.107 | 0.2245 | 657.568 | 615653.179 | 5870087.23 | 5 | East Central Area Reliability Coordination Agreement | Lake | Electric Utility | 4911 | Electric Services | 41.6713 | -81.4432 | FirstEnergy Generation Corporation (Owner/Operator) | Table 1 | Phase 1 Group 1 | Operating | Tangentially-fired | Coal |  |  | Low NOx Burner Technology w/ Separated OFA | Electrostatic Precipitator | 1400 | 9.2908 | COAL | 144 | 1954.5455 | 0.2245 | 1.3489 | 9.2908
6526 | FirstEnergy Generation Corp | 2837 | FirstEnergy Eastlake | OH | Lake | 3 | ST | OP | 123 | 132 | 132 |  | 8 | 1954 | SUB | BIT | N | Y | N | IPP Non-CHP |  |  |  | 2015 | N | Y |  | Y |  |  |  | 1 | 1979 | 256500 | 0.02 | 820 | 2242.56 | PB | DH | OT | 1994 | 1994 | 1994 | MS | SS | [20 empty] | OP | EK |  |  | 14 |  | 0.4 | 5 |  |  | 99.6 | 75 | 620000 | OP | LA | AA |  | COAL | OH | Eastlake | 2837 | 3 | 2010 |  | ARP, CAIRNOX, CAIROS, CAIRSO2 | 5987.84 | 12 | 562334.24 |  | 3711.036 | 0.2343 | 623.933 | 549904.532 | 5243228.736 | 5 | East Central Area Reliability Coordination Agreement | Lake | Electric Utility | 4911 | Electric Services | 41.6713 | -81.4432 | FirstEnergy Generation Corporation (Owner/Operator) | Table 1 | Phase 1 Group 1 | Operating | Tangentially-fired | Coal |  |  | Low NOx Burner Technology w/ Separated OFA Selective Non-catalytic Reduction | Electrostatic Precipitator | 1400 | 8.9609 | COAL | 147 | 1943.1818 | 0.2343 | 1.4156 | 8.9609
6526 | FirstEnergy Generation Corp | 2837 | FirstEnergy Eastlake | OH | Lake | 4 | ST | OP | 208 | 240 | 240 |  | 3 | 1956 | SUB | BIT | N | Y | N | IPP Non-CHP |  |  |  | 2012 | N | Y |  | Y |  |  |  | 1 | 1979 | 256500 | 0.022 | 15.4 | 141 | PB | DH | NH | 2004 | 2004 | 2004 | MS | NC | [20 empty] | OP | EK |  |  | 14 |  | 0.4 | 5 |  |  | 99.6 | 175 | 995000 | OP | LA | AA |  | COAL | OH | Eastlake | 2837 | 4 | 2010 |  | ARP, CAIRNOX, CAIROS, CAIRSO2 | 5927.62 | 12 | 1105195.34 |  | 4110.502 | 0.252 | 1299.812 | 1116423.616 | 10644753.63 | 5 | East Central Area Reliability Coordination Agreement | Lake | Electric Utility | 4911 | Electric Services | 41.6713 | -81.4432 | FirstEnergy Generation Corporation (Owner/Operator) | Table 1 | Phase 1 Group 1 | Operating | Tangentially-fired | Coal |  |  | Low NOx Burner Technology w/ Separated OFA | Electrostatic Precipitator | 2500 | 9.4373 | COAL | 252 | 1975 | 0.252 | 0.77231 | 9.4373
6526 | FirstEnergy Generation Corp | 2837 | FirstEnergy Eastlake | OH | Lake | 5 | ST | OP | 680 | 597 | 597 |  | 9 | 1972 | BIT | SUB | N | Y | N | IPP Non-CHP |  |  |  | 2012 | N | Y |  |  | Y |  |  | 2A | 1972 | 960000 | [31 empty] | OP | EC |  |  | 15 |  | 1.5 | 5 |  |  | 99.5 | 500 | 1950000 |  |  |  |  | COAL | OH | Eastlake | 2837 | 5 | 2010 |  | ARP, CAIRNOX, CAIROS, CAIRSO2 | 7032.77 | 12 | 3815373.71 |  | 31526.672 | 0.2723 | 4434.039 | 3328389.139 | 31735223.82 | 5 | East Central Area Reliability Coordination Agreement | Lake | Electric Utility | 4911 | Electric Services | 41.6713 | -81.4432 | FirstEnergy Generation Corporation (Owner/Operator) | Table 1 | Group 2 | Operating | Cell burner boiler | Coal |  |  | Low NOx Cell Burner Overfire Air Selective Non-catalytic Reduction | Electrostatic Precipitator | 6100 | 8.2901 | COAL | 651 | 1954.7739 | 0.2723 | 1.9869 | 8.2901
6526 | FirstEnergy Generation Corp | 2837 | FirstEnergy Eastlake | OH | Lake | 6 | GT | OP | 32 | 24 | 29 |  | 12 | 1973 | DFO |  | N | Y | N | IPP Non-CHP |  |  |  |  | N | [57 empty] | LIQUID | OH | Eastlake | 2837 | 6 | 2010 |  | CAIRNOX, CAIROS, CAIRSO2 | 43 | 12 | 587 |  | 5.16 | 1.2 | 12.384 |  | 20640 | 5 | East Central Area Reliability Coordination Agreement | Lake | Electric Utility | 4911 | Electric Services | 41.6713 | -81.4432 | FirstEnergy Generation Corporation (Owner/Operator) |  |  | Operating | Combustion turbine | Diesel Oil |  |  |  |  | 480 | 21.3333 | LIQUID | 26 | 1942.3077 | 1.2 | 0.5 | 20
6526 | FirstEnergy Generation Corp | 2838 | FirstEnergy Lake Shore | OH | Cuyahoga | 18 | ST | OP | 256 | 245 | 245 |  | 6 | 1962 | SUB |  | N | Y | N | IPP Non-CHP |  |  |  | 2015 | N | Y |  | Y |  |  |  | 2 | 1942 | 109100 | [31 empty] | OP | EC |  |  | 11 |  | 5 |  |  |  | 99.4 | 224 | 790000 |  |  |  |  | COAL | OH | Lake Shore | 2838 | 18 | 2010 |  | ARP, CAIRNOX, CAIROS, CAIRSO2 | 5838.75 | 12 | 798074.03 |  | 3067.676 | 0.2818 | 1079.17 | 809677.85 | 7720050.448 | 5 | East Central Area Reliability Coordination Agreement | Cuyahoga | Electric Utility | 4911 | Electric Services | 41.5356 | -81.6419 | FirstEnergy Generation Corporation (Owner/Operator) | Phase 2 | Phase II Group 1 | Operating | Tangentially-fired | Coal |  |  |  | Electrostatic Precipitator | 2239 | 9.1863 | COAL | 226 | 1957.9646 | 0.2818 | 0.79473 | 9.1863
6526 | FirstEnergy Generation Corp | 2860 | FirstEnergy Mad River | OH | CLARK | CTA | GT | OP | 27 | 25 | 30 |  | 8 | 1972 | DFO |  | N | Y | N | IPP Non-CHP |  |  |  |  | N | [57 empty] | LIQUID | OH | Mad River | 2860 | B | 2010 |  | CAIRNOX, CAIROS, CAIRSO2 | 23 | 12 | 341 |  | 2.777 | 1.2 | 6.665 |  | 11109 | 5 | East Central Area Reliability Coordination Agreement | Clark | Electric Utility |  |  | 39.9239 | -83.8508 | FirstEnergy Generation Corporation (Owner/Operator) |  |  | Operating | Combustion turbine | Diesel Oil |  |  |  |  | 483 | 21.1533 | LIQUID | 27 | -55.5556 | 1.2 | 0.49995 | 20
6526 | FirstEnergy Generation Corp | 2860 | FirstEnergy Mad River | OH | CLARK | CTB | GT | OP | 27 | 25 | 30 |  | 9 | 1972 | DFO |  | N | Y | N | IPP Non-CHP |  |  |  |  | N | [57 empty] | LIQUID | OH | Mad River | 2860 | B | 2010 |  | CAIRNOX, CAIROS, CAIRSO2 | 23 | 12 | 341 |  | 2.777 | 1.2 | 6.665 |  | 11109 | 5 | East Central Area Reliability Coordination Agreement | Clark | Electric Utility |  |  | 39.9239 | -83.8508 | FirstEnergy Generation Corporation (Owner/Operator) |  |  | Operating | Combustion turbine | Diesel Oil |  |  |  |  | 483 | 21.1533 | LIQUID | 27 | -55.5556 | 1.2 | 0.49995 | 20
6526 | FirstEnergy Generation Corp | 2864 | FirstEnergy R E Burger | OH | Belmont | A1 | IC | OP | 2.5 | 2 | 2 |  | 5 | 1972 | DFO |  | N | Y | N | IPP Non-CHP |  |  |  |  | N | [57 empty] | LIQUID | [39 empty] | 0.7385 | 0.025484 | 12.5895
6526 | FirstEnergy Generation Corp | 2866 | FirstEnergy W H Sammis | OH | Jefferson | 1 | ST | OP | 190.4 | 180 | 180 |  | 8 | 1959 | BIT | SUB | N | Y | N | IPP Non-CHP |  |  |  |  | N | Y |  | Y |  |  |  | CSA | 2010 | 1994871 | 130 | 1.9 | 0.45 | PH | SU | NP | 1981 | 2004 | 2008 | MS | TU | [5 empty] | OP | TR |  |  |  | LS |  |  |  | N | 2.6 | 98 | 1537 | 5000000 | 100 | OP | BR |  |  | 20 |  | 5.2 |  |  |  | 99.6 | 182 | 754000 |  | NA |  |  | COAL | OH | W H Sammis | 2866 | 1 | 2010 | CS0001, CSC | ARP, CAIRNOX, CAIROS, CAIRSO2 | 7835.18 | 12 | 1185903.82 |  | 1762.412 | 0.2254 | 1253.707 | 1145727.589 | 10924179.08 | 5 | East Central Area Reliability Coordination Agreement | Jefferson | Electric Utility | 4911 | Electric Services | 40.5308 | -80.6311 | FirstEnergy Generation Corporation (Owner/Operator) | Phase 2 | Phase II Group 1 | Operating | Dry bottom wall-fired boiler | Coal |  | Wet Lime FGD (Began Mar 11, 2010) | Low NOx Burner Technology (Dry Bottom only) Low NOx Burner Technology w/ Overfire Air | Baghouse | 1822 | 9.1265 | COAL | 197 | 1952.7778 | 0.2254 | 0.32266 | 9.1265
6526 | FirstEnergy Generation Corp | 2866 | FirstEnergy W H Sammis | OH | Jefferson | 2 | ST | OP | 190.4 | 180 | 180 |  | 7 | 1960 | BIT | SUB | N | Y | N | IPP Non-CHP |  |  |  |  | N | Y |  | Y |  |  |  | CSA | 2010 | 1994871 | 160 | 0.25 | 0.45 | PH | SB | NP | 1982 | 1978 | 2008 | MS | CU | [5 empty] | OP | TR |  |  |  | LS |  |  |  | N | 2.6 | 98 | 1537 | 5000000 | 100 | OP | BR |  |  | 20 |  | 5.2 |  |  |  | 99.6 | 182 | 754000 |  | NA |  |  | COAL | OH | W H Sammis | 2866 | 2 | 2010 | CS0001, CSC | ARP, CAIRNOX, CAIROS, CAIRSO2 | 8289.47 | 12 | 1213047.05 |  | 2147.069 | 0.2238 | 1281.171 | 1171616.101 | 11171073 | 5 | East Central Area Reliability Coordination Agreement | Jefferson | Electric Utility | 4911 | Electric Services | 40.5308 | -80.6311 | FirstEnergy Generation Corporation (Owner/Operator) | Phase 2 | Phase II Group 1 | Operating | Dry bottom wall-fired boiler | Coal |  | Wet Lime FGD (Began Mar 27, 2010) |  |  | 1822 | 9.0978 | COAL | 198 | 1950 | 0.2238 | 0.3844 | 9.0978
6526 | FirstEnergy Generation Corp | 2866 | FirstEnergy W H Sammis | OH | Jefferson | 3 | ST | OP | 190.4 | 180 | 180 |  | 7 | 1961 | BIT | SUB | N | Y | N | IPP Non-CHP |  |  |  |  | N | Y |  | Y |  |  |  | CSA | 2010 | 1994871 | [16 empty] | OP | TR |  |  |  | LS |  |  |  | N | 2.6 | 98 | 1537 | 5000000 | 100 | OP | BR |  |  | 20 |  | 5.2 |  |  |  | 99.6 | 182 | 754000 |  |  |  |  | COAL | OH | W H Sammis | 2866 | 3 | 2010 | CS0002, CSC | ARP, CAIRNOX, CAIROS, CAIRSO2 | 7609.23 | 12 | 1094143.79 |  | 1079.052 | 0.225 | 1114.708 | 1024067.341 | 9733507.172 | 5 | East Central Area Reliability Coordination Agreement | Jefferson | Electric Utility | 4911 | Electric Services | 40.5308 | -80.6311 | FirstEnergy Generation Corporation (Owner/Operator) | Phase 2 | Phase II Group 1 | Operating | Dry bottom wall-fired boiler | Coal |  | Wet Lime FGD (Began Apr 12, 2010) |  | Baghouse | 1822 | 8.77 | COAL | 200 | 1944.4444 | 0.225 | 0.22172 | 8.77
6526 | FirstEnergy Generation Corp | 2866 | FirstEnergy W H Sammis | OH | Jefferson | 4 | ST | OP | 190.4 | 180 | 180 |  | 11 | 1962 | BIT | SUB | N | Y | N | IPP Non-CHP |  |  |  |  | N | Y |  | Y |  |  |  | CSA | 2010 | 1994871 | 0.1 |  |  | PB | DP | NP | 1984 | 1984 | 1995 | MS | NC | [5 empty] | OP | TR |  |  |  | LS |  |  |  | N | 2.6 | 98 | 1537 | 5000000 | 100 | OP | BR |  |  | 20 |  | 5.2 |  |  |  | 99.6 | 182 | 754000 |  |  |  |  | COAL | OH | W H Sammis | 2866 | 4 | 2010 | CS0002, CSC | ARP, CAIRNOX, CAIROS, CAIRSO2 | 7384.27 | 12 | 1061640.9 |  | 446.709 | 0.2258 | 1100.395 | 1015362.127 | 9669508.855 | 5 | East Central Area Reliability Coordination Agreement | Jefferson | Electric Utility | 4911 | Electric Services | 40.5308 | -80.6311 | FirstEnergy Generation Corporation (Owner/Operator) | Phase 2 | Phase II Group 1 | Operating | Dry bottom wall-fired boiler | Coal |  | Wet Lime FGD (Began Feb 10, 2010) | Low NOx Burner Technology w/ Overfire Air | Baghouse | 1822 | 8.9772 | COAL | 198 | 1950 | 0.2258 | 0.092395 | 8.9772
6526 | FirstEnergy Generation Corp | 2866 | FirstEnergy W H Sammis | OH | Jefferson | 5 | ST | OP | 334 | 300 | 300 |  | 12 | 1967 | BIT | SUB | N | Y | N | IPP Non-CHP |  |  |  |  | N | Y |  | Y |  |  |  | CSA | 2010 | 1994871 | [16 empty] | OP | TR |  |  |  | LS |  |  |  | N | 2.6 | 98 | 1537 | 5000000 | 100 | OP | EK |  |  | 20 |  | 5.2 |  |  |  | 99.4 | 295 | 1276000 | OP | SR | LN |  | COAL | OH | W H Sammis | 2866 | 5 | 2010 | CSA, CSB | ARP, CAIRNOX, CAIROS, CAIRSO2 | 8059.82 | 12 | 1819727.37 |  | 947.491 | 0.178 | 1534.904 | 1747245.158 | 16659538.76 | 5 | East Central Area Reliability Coordination Agreement | Jefferson | Electric Utility | 4911 | Electric Services | 40.5308 | -80.6311 | FirstEnergy Generation Corporation (Owner/Operator) | Table 1 | Phase 1 Group 1 | Operating | Dry bottom wall-fired boiler | Coal |  | Wet Lime FGD | Low NOx Burner Technology (Dry Bottom only) Selective Non-catalytic Reduction | Electrostatic Precipitator | 3500 | 9.0386 | COAL | 326 | 1956.6667 | 0.178 | 0.11375 | 9.0386
6526 | FirstEnergy Generation Corp | 2866 | FirstEnergy W H Sammis | OH | Jefferson | 6 | ST | OP | 680 | 600 | 600 |  | 4 | 1969 | BIT | SUB | N | Y | N | IPP Non-CHP |  |  |  |  | N | Y |  |  | Y | [5 empty] | 0.1 |  |  | PB | DP | NP | 1985 | 1985 | 1995 | MS | NC | [20 empty] | OP | EK |  |  | 20 |  | 5.2 |  |  |  | 99.4 | 607 | 2640000 | OP | SR | LN |  | COAL | OH | W H Sammis | 2866 | 6 | 2010 | CSA, CSB | ARP, CAIRNOX, CAIROS, CAIRSO2 | 6366.7 | 12 | 3543850.2 |  | 974.517 | 0.1493 | 2437.397 | 3462606.213 | 33014943.99 | 5 | East Central Area Reliability Coordination Agreement | Jefferson | Electric Utility | 4911 | Electric Services | 40.5308 | -80.6311 | FirstEnergy Generation Corporation (Owner/Operator) | Table 1 | Phase 1 Group 1 | Operating | Dry bottom wall-fired boiler | Coal |  | Wet Lime FGD | Low NOx Burner Technology w/ Overfire Air Selective Non-catalytic Reduction Selective Catalytic Reduction | Electrostatic Precipitator | 6066 | 9.29 | COAL | 698 | 1918.3333 | 0.1493 | 0.059035 | 9.29
6526 | FirstEnergy Generation Corp | 2866 | FirstEnergy W H Sammis | OH | Jefferson | 7 | ST | OP | 680 | 600 | 600 |  | 9 | 1971 | BIT | SUB | N | Y | N | IPP Non-CHP |  |  |  |  | N | Y |  |  | Y | [21 empty] | OP | TR |  |  |  | LS |  |  |  | N | 2.6 | 98 | 1537 | 5000000 | 100 | OP | EK |  |  | 20 |  | 5.2 |  |  |  | 99.4 | 607 | 2604000 | OP | SR | LN |  | COAL | OH | W H Sammis | 2866 | 7 | 2010 | CSA, CSB | ARP, CAIRNOX, CAIROS, CAIRSO2 | 6443.45 | 12 | 3561496.8 |  | 5403.91 | 0.1683 | 2773.809 | 3441053.176 | 32809432.36 | 5 | East Central Area Reliability Coordination Agreement | Jefferson | Electric Utility | 4911 | Electric Services | 40.5308 | -80.6311 | FirstEnergy Generation Corporation (Owner/Operator) | Table 1 | Group 2 | Operating | Cell burner boiler | Coal |  | Wet Lime FGD (Began Apr 01, 2010) | Low NOx Cell Burner Selective Non-catalytic Reduction Selective Catalytic Reduction (Began Apr 01, 2010) | Electrostatic Precipitator | 6500 | 9.1713 | COAL | 676 | 1936.6667 | 0.1683 | 0.32941 | 9.1713
6526 | FirstEnergy Generation Corp | 2866 | FirstEnergy W H Sammis | OH | Jefferson | A1 | IC | OP | 2.5 | 3 | 3 |  | 3 | 1972 | DFO |  | N | Y | N | IPP Non-CHP |  |  |  |  | N | [57 empty] | LIQUID | [39 empty] | 0.7385 | 0.025484 | 12.5895
6526 | FirstEnergy Generation Corp | 2869 | FirstEnergy West Lorain | OH | Lorain | 1A | GT | OP | 65.3 | 57 | 60 |  | 6 | 1983 | DFO |  | N | Y | N | IPP Non-CHP |  |  |  |  | N | [57 empty] | LIQUID | OH | West Lorain | 2869 | 1A | 2010 |  | CAIRNOX, CAIROS, CAIRSO2 | 66 | 12 | 2904 |  | 0.845 | 0.362 | 6.002 |  | 33158.3 | 5 |  | Lorain | Electric Utility | 4911 | Electric Services | 41.4297 | -82.2633 | FirstEnergy Generation Corporation (Owner/Operator) |  |  | Operating | Combustion turbine | Diesel Oil |  |  |  |  | 1050 | 11.4414 | LIQUID | 62 | 1983.3333 | 0.362 | 0.050968 | 11.4181
6526 | FirstEnergy Generation Corp | 2869 | FirstEnergy West Lorain | OH | Lorain | 1B | GT | OP | 65.3 | 57 | 60 |  | 6 | 1973 | DFO |  | N | Y | N | IPP Non-CHP |  |  |  |  | N | [57 empty] | LIQUID | OH | West Lorain | 2869 | 1B | 2010 |  | CAIRNOX, CAIROS, CAIRSO2 | 67 | 12 | 3098 |  | 0.923 | 0.362 | 6.55 |  | 36183.5 | 5 |  | Lorain | Electric Utility | 4911 | Electric Services | 41.4297 | -82.2633 | FirstEnergy Generation Corporation (Owner/Operator) |  |  | Operating | Combustion turbine | Diesel Oil |  |  |  |  | 1050 | 11.6778 | LIQUID | 64 | 1966.6667 | 0.362 | 0.051018 | 11.6778
6526 | FirstEnergy Generation Corp | 2869 | FirstEnergy West Lorain | OH | Lorain | 2 | GT | OP | 85 | 85 | 85 |  | 7 | 2001 | NG | DFO | Y | Y | N | IPP Non-CHP |  |  |  |  | N | [57 empty] | GAS | OH | West Lorain | 2869 | 2 | 2010 |  | ARP, CAIRNOX, CAIROS, CAIRSO2 | 225.4 | 12 | 11308.28 |  | 0.044 | 0.023 | 1.586 | 8779.592 | 147726.971 | 5 |  | Lorain | Electric Utility | 4911 | Electric Services | 41.4297 | -82.2633 | FirstEnergy Generation Corporation (Owner/Operator) | Phase 2 |  | Operating | Combustion turbine | Pipeline Natural Gas | Diesel Oil |  | Dry Low NOx Burners Water Injection |  | 1047 | 12.5182 | GAS | 75 | 1933.3333 | 0.023 | 0.000596 | 12.5182
6526 | FirstEnergy Generation Corp | 2869 | FirstEnergy West Lorain | OH | Lorain | 3 | GT | OP | 85 | 85 | 85 |  | 7 | 2001 | NG | DFO | Y | Y | N | IPP Non-CHP | [62 empty] | GAS | OH | West Lorain | 2869 | 3 | 2010 |  | ARP, CAIRNOX, CAIROS, CAIRSO2 | 212.59 | 12 | 10631.23 |  | 0.042 | 0.0245 | 1.525 | 8297.846 | 139620.485 | 5 |  | Lorain | Electric Utility | 4911 | Electric Services | 41.4297 | -82.2633 | FirstEnergy Generation Corporation (Owner/Operator) | Phase 2 |  | Operating | Combustion turbine | Pipeline Natural Gas | Diesel Oil |  | Dry Low NOx Burners Water Injection |  | 1047 | 12.3398 | GAS | 78 | 1955.1282 | 0.0245 | 0.000602 | 12.3398
6526 | FirstEnergy Generation Corp | 2869 | FirstEnergy West Lorain | OH | Lorain | 4 | GT | OP | 85 | 85 | 85 |  | 7 | 2001 | NG | DFO | Y | Y | N | IPP Non-CHP |  |  |  |  | N | [57 empty] | GAS | OH | West Lorain | 2869 | 4 | 2010 |  | ARP, CAIRNOX, CAIROS, CAIRSO2 | 211.35 | 12 | 10488.34 |  | 0.042 | 0.027 | 1.714 | 8389.954 | 141165.842 | 5 |  | Lorain | Electric Utility | 4911 | Electric Services | 41.4297 | -82.2633 | FirstEnergy Generation Corporation (Owner/Operator) | Phase 2 |  | Operating | Combustion turbine | Pipeline Natural Gas | Diesel Oil |  | Dry Low NOx Burners Water Injection |  | 1047 | 11.9193 | GAS | 91 | 1964.7059 | 0.027 | 0.000595 | 11.9193
6526 | FirstEnergy Generation Corp | 2869 | FirstEnergy West Lorain | OH | Lorain | 5 | GT | OP | 85 | 85 | 85 |  | 7 | 2001 | NG | DFO | Y | Y | N | IPP Non-CHP | [62 empty] | GAS | OH | West Lorain | 2869 | 5 | 2010 |  | ARP, CAIRNOX, CAIROS, CAIRSO2 | 223.25 | 12 | 11363.42 |  | 0.045 | 0.0243 | 1.642 | 8929.844 | 150262.755 | 5 |  | Lorain | Electric Utility | 4911 | Electric Services | 41.4297 | -82.2633 | FirstEnergy Generation Corporation (Owner/Operator) | Phase 2 |  | Operating | Combustion turbine | Pipeline Natural Gas | Diesel Oil |  | Dry Low NOx Burners Water Injection |  | 1047 | 11.7203 | GAS | 90 | 1970.5882 | 0.0243 | 0.000599 | 11.7203
6526 | FirstEnergy Generation Corp | 2869 | FirstEnergy West Lorain | OH | Lorain | 6 | GT | OP | 85 | 85 | 85 |  | 7 | 2001 | NG | DFO | Y | Y | N | IPP Non-CHP |  |  |  |  | N | [57 empty] | GAS | OH | West Lorain | 2869 | 6 | 2010 |  | ARP, CAIRNOX, CAIROS, CAIRSO2 | 242.41 | 12 | 12279.06 |  | 0.049 | 0.0239 | 1.727 | 9682.25 | 162928.327 | 5 |  | Lorain | Electric Utility | 4911 | Electric Services | 41.4297 | -82.2633 | FirstEnergy Generation Corporation (Owner/Operator) | Phase 2 |  | Operating | Combustion turbine | Pipeline Natural Gas | Diesel Oil |  | Dry Low NOx Burners Water Injection |  | 1047 | 11.8038 | GAS | 90 | 1970.5882 | 0.0239 | 0.000601 | 11.8038
6526 | FirstEnergy Generation Corp | 2878 | FirstEnergy Bay Shore | OH | Lucas | 1 | ST | OP | 140.6 | 136 | 136 |  | 8 | 1955 | PC | BIT | Y | Y | N | IPP Non-CHP |  |  |  |  | N | N | Y | Y |  |  |  | 1 | 2000 | 311200 | 30.8 | 0.5 | 0.43 | PH | DH | NP | 1972 | 1979 | 1995 | MS | NC | [20 empty] | OP | BP |  |  |  | 0.9 |  |  | 6.7 |  | 99.9 | 20 | 463000 |  |  |  |  | Petroleum Coke | OH | Bay Shore | 2878 | 1 | 2010 | CS5 | ARP, CAIRNOX, CAIROS, CAIRSO2 | 8456.15 | 12 |  | 11552639.37 | 2455.028 | 0.1336 | 1020.61 | 1605309.299 | 15223410.57 | 5 |  | Lucas | Electric Utility | 4911 | Electric Services | 41.6925 | -83.4375 | FirstEnergy Generation Corporation (Owner/Operator) | Phase 2 | Phase II Group 1 | Operating | Circulating fluidized bed boiler | Petroleum Coke | Coal | Dry Lime FGD | Overfire Air | Baghouse | 2100 | 10.4 | Petroleum Coke | 221.5657 | 1685.4201 | 0.1336 | 0.32253 | 10.4
6526 | FirstEnergy Generation Corp | 2878 | FirstEnergy Bay Shore | OH | Lucas | 2 | ST | OP | 140.6 | 138 | 138 |  | 2 | 1959 | SUB | BIT | N | Y | N | IPP Non-CHP |  |  |  | 2012 | N | Y |  | Y |  |  |  | 5 | 1980 | 1058666 | [31 empty] | OP | EK |  |  | 5.1 |  | 0.3 | 0.8 |  |  | 99.5 | 5 | 463000 |  |  |  |  | COAL | OH | Bay Shore | 2878 | 2 | 2010 | CS5 | ARP, CAIRNOX, CAIROS, CAIRSO2 | 6046.26 | 12 | 661444.91 |  | 2332.265 | 0.4445 | 1399.73 | 655377.514 | 6248842.668 | 5 |  | Lucas | Electric Utility | 4911 | Electric Services | 41.6925 | -83.4375 | FirstEnergy Generation Corporation (Owner/Operator) | Phase 2 | Group 2 | Operating | Dry bottom vertically-fired boiler | Coal |  |  | Overfire Air | Electrostatic Precipitator | 2000 | 9.3555 | COAL | 149 | 1960.1449 | 0.4445 | 0.74646 | 9.3555
6526 | FirstEnergy Generation Corp | 2878 | FirstEnergy Bay Shore | OH | Lucas | 3 | ST | OP | 140.6 | 142 | 142 |  | 5 | 1963 | SUB | BIT | N | Y | N | IPP Non-CHP |  |  |  | 2012 | N | Y |  | Y |  |  |  | 5 | 1980 | 1058666 | 172 | 1 | 0.2 | PH | SU | NP | 1974 | 1979 | 1995 | MS | TU | [20 empty] | OP | EK |  |  | 10 |  | 0.3 | 0.8 |  |  | 99.5 | 101 | 398000 |  | NA |  |  | COAL | OH | Bay Shore | 2878 | 3 | 2010 | CS5 | ARP, CAIRNOX, CAIROS, CAIRSO2 | 6698.68 | 12 | 837140.56 |  | 2931.537 | 0.4294 | 1704.592 | 830597.813 | 7919514.813 | 5 |  | Lucas | Electric Utility | 4911 | Electric Services | 41.6925 | -83.4375 | FirstEnergy Generation Corporation (Owner/Operator) | Phase 2 | Phase II Group 1 | Operating | Dry bottom wall-fired boiler | Coal |  |  | Low NOx Burner Technology w/ Overfire Air Overfire Air | Electrostatic Precipitator | 2100 | 9.3554 | COAL | 157 | 1947.1831 | 0.4294 | 0.74033 | 9.3554
6526 | FirstEnergy Generation Corp | 2878 | FirstEnergy Bay Shore | OH | Lucas | 4 | ST | OP | 217.6 | 215 | 215 |  | 6 | 1968 | SUB | BIT | N | Y | N | IPP Non-CHP |  |  |  | 2012 | N | Y |  | Y |  |  |  | 5 | 1980 | 1058666 | [31 empty] | OP | EK |  |  | 10 |  | 0.3 | 0.8 |  |  | 99.5 | 101 | 620000 |  | NA |  |  | COAL | OH | Bay Shore | 2878 | 4 | 2010 | CS5 | ARP, CAIRNOX, CAIROS, CAIRSO2 | 6653.65 | 12 | 1212793.8 |  | 4229.465 | 0.429 | 2452.555 | 1205657.335 | 11495595.71 | 5 |  | Lucas | Electric Utility | 4911 | Electric Services | 41.6925 | -83.4375 | FirstEnergy Generation Corporation (Owner/Operator) | Phase 2 | Phase II Group 1 | Operating | Dry bottom wall-fired boiler | Coal |  |  | Low NOx Burner Technology w/ Overfire Air | Electrostatic Precipitator | 3000 | 9.3861 | COAL | 227 | 1972.093 | 0.429 | 0.73584 | 9.3861
6526 | FirstEnergy Generation Corp | 2878 | FirstEnergy Bay Shore | OH | Lucas | CT | GT | OP | 16 | 16 | 17 |  | 8 | 1967 | DFO |  | N | Y | N | IPP Non-CHP |  |  |  |  | N | [57 empty] | LIQUID | [39 empty] | 0.924 | 0.21352 | 12.4889
6526 | FirstEnergy Generation Corp | 6094 | FirstEnergy Bruce Mansfield | PA | Beaver | 1 | ST | OP | 913.7 | 830 | 830 |  | 4 | 1976 | BIT |  | N | Y | N | IPP Non-CHP |  |  |  |  | N | Y |  |  | Y |  |  | 1A | 1976 | 732000 | [16 empty] | OP | VE |  |  |  | LI |  |  |  | N | 4.8 | 95 | 4748 | 2813993 | 100 | OP | WS |  |  | 19.7 |  | 4.8 |  |  |  | 99.6 | 300 | 2813993 |  |  |  |  | COAL | PA | Bruce Mansfield | 6094 | 1 | 2010 | MS1A, MS1B | ARP, CAIRNOX, CAIROS, CAIRSO2 | 8273.64 | 12 | 6685838.69 |  | 6000.721 | 0.0953 | 2840.999 | 6124766.97 | 59695637.96 | 3 | East Central Area Reliability Coordination Agreement | Beaver | Electric Utility | 4911 | Electric Services | 40.6344 | -80.42 | FirstEnergy Generation Corporation (Owner/Operator) | Phase 2 | Phase 1 Group 1 | Operating | Dry bottom wall-fired boiler | Coal |  | Wet Lime FGD | Low NOx Burner Technology w/ Overfire Air Selective Catalytic Reduction | Wet Scrubber | 8500 | 8.8458 | COAL | 913 | 1950 | 0.0953 | 0.20104 | 8.8458
6526 | FirstEnergy Generation Corp | 6094 | FirstEnergy Bruce Mansfield | PA | Beaver | 2 | ST | OP | 913.7 | 830 | 830 |  | 10 | 1977 | BIT |  | N | Y | N | IPP Non-CHP |  |  |  |  | N | Y |  |  | Y |  |  | 1A | 1976 | 732000 | [16 empty] | OP | VE |  |  |  | LI |  |  |  | N | 4.8 | 95 | 4748 | 2813993 | 100 | OP | WS |  |  | 19.7 |  | 4.8 |  |  |  | 99.6 | 300 | 2813993 |  |  |  |  | COAL | PA | Bruce Mansfield | 6094 | 2 | 2010 | MS2A, MS2B | ARP, CAIRNOX, CAIROS, CAIRSO2 | 7215.61 | 12 | 5829010.64 |  | 5903.208 | 0.0956 | 2338.197 | 5143186.728 | 50128489.46 | 3 | East Central Area Reliability Coordination Agreement | Beaver | Electric Utility | 4911 | Electric Services | 40.6344 | -80.42 | FirstEnergy Generation Corporation (Owner/Operator) | Phase 2 | Phase 1 Group 1 | Operating | Dry bottom wall-fired boiler | Coal |  | Wet Lime FGD | Low NOx Burner Technology (Dry Bottom only) Selective Catalytic Reduction | Wet Scrubber | 8300 | 8.5364 | COAL | 913 | 1950 | 0.0956 | 0.23552 | 8.5364
6526 | FirstEnergy Generation Corp | 6094 | FirstEnergy Bruce Mansfield | PA | Beaver | 3 | ST | OP | 913.7 | 850 | 850 |  | 9 | 1980 | BIT |  | N | Y | N | IPP Non-CHP |  |  |  |  | N | Y |  |  | Y |  |  | 3A | 1980 | 732000 | [16 empty] | OP | SP |  |  |  | LI |  |  |  | N | 4.8 | 95 | 4748 | 2946918 | 100 | OP | EK | WS |  | 19.7 |  | 4.8 |  |  |  | 99.5 | 602 | 2946918 |  |  |  |  | COAL | PA | Bruce Mansfield | 6094 | 3 | 2010 | MS3A, MS3B | ARP, CAIRNOX, CAIROS, CAIRSO2 | 8398.09 | 12 | 7081342.69 |  | 9852.699 | 0.1903 | 6209.441 | 6622356.243 | 64545373.02 | 3 | East Central Area Reliability Coordination Agreement | Beaver | Electric Utility | 4911 | Electric Services | 40.6344 | -80.42 | FirstEnergy Generation Corporation (Owner/Operator) | Phase 2 | Early Election | Operating | Dry bottom wall-fired boiler | Coal |  | Wet Lime FGD | Low NOx Burner Technology w/ Overfire Air Selective Catalytic Reduction | Electrostatic Precipitator | 8500 | 9.0779 | COAL | 913 | 1962.9412 | 0.1903 | 0.3053 | 9.0779
6526 | FirstEnergy Generation Corp | 8225 | FirstEnergy Seneca | PA | Warren | 1 | PS | OP | 220 | 218 | 218 |  | 1 | 1970 | WAT |  | N | Y | N | IPP Non-CHP |  |  |  |  | N | [57 empty] | N/A | [39 empty] | 0 | 0 | 10.4
6526 | FirstEnergy Generation Corp | 8225 | FirstEnergy Seneca | PA | Warren | 2 | PS | OP | 220 | 203 | 203 |  | 1 | 1970 | WAT |  | N | Y | N | IPP Non-CHP |  |  |  |  | N | [57 empty] | N/A | [39 empty] | 0 | 0 | 10.4
6526 | FirstEnergy Generation Corp | 8225 | FirstEnergy Seneca | PA | Warren | 3 | PS | OP | 29 | 30 | 30 |  | 1 | 1970 | WAT |  | N | Y | N | IPP Non-CHP |  |  |  |  | N | [57 empty] | N/A | [39 empty] | 0 | 0 | 10.4
6526 | FirstEnergy Generation Corp | 2838 | FirstEnergy Lake Shore | OH | Cuyahoga | IC1 | IC | OP | 2 | 2 | 2 |  | 6 | 1966 | DFO |  | N | Y | N | IPP Non-CHP |  |  |  |  | N | [57 empty] | LIQUID | [39 empty] | 0.7385 | 0.025484 | 12.5895
6526 | FirstEnergy Generation Corp | 2838 | FirstEnergy Lake Shore | OH | Cuyahoga | IC2 | IC | OP | 2 | 2 | 2 |  | 6 | 1966 | DFO |  | N | Y | N | IPP Non-CHP |  |  |  |  | N | [57 empty] | LIQUID | [39 empty] | 0.7385 | 0.025484 | 12.5895
6526 | FirstEnergy Generation Corp | 2864 | FirstEnergy R E Burger | OH | Belmont | B1 | IC | OP | 2.5 | 2 | 2 |  | 5 | 1972 | DFO |  | N | Y | N | IPP Non-CHP |  |  |  |  | N | [57 empty] | LIQUID | [39 empty] | 0.7385 | 0.025484 | 12.5895
6526 | FirstEnergy Generation Corp | 2864 | FirstEnergy R E Burger | OH | Belmont | B2 | IC | OP | 2.5 | 3 | 3 |  | 5 | 1972 | DFO |  | N | Y | N | IPP Non-CHP |  |  |  |  | N | [57 empty] | LIQUID | [39 empty] | 0.7385 | 0.025484 | 12.5895
6526 | FirstEnergy Generation Corp | 2866 | FirstEnergy W H Sammis | OH | Jefferson | B1 | IC | OP | 2.5 | 3 | 3 |  | 3 | 1972 | DFO |  | N | Y | N | IPP Non-CHP |  |  |  |  | N | [57 empty] | LIQUID | [39 empty] | 0.7385 | 0.025484 | 12.5895
6526 | FirstEnergy Generation Corp | 2866 | FirstEnergy W H Sammis | OH | Jefferson | B2 | IC | OP | 2.5 | 3 | 3 |  | 3 | 1972 | DFO |  | N | Y | N | IPP Non-CHP |  |  |  |  | N | [57 empty] | LIQUID | [39 empty] | 0.7385 | 0.025484 | 12.5895
6526 | FirstEnergy Generation Corp | 2866 | FirstEnergy W H Sammis | OH | Jefferson | B3 | IC | OP | 2.5 | 2 | 2 |  | 3 | 1972 | DFO |  | N | Y | N | IPP Non-CHP |  |  |  |  | N | [57 empty] | LIQUID | [39 empty] | 0.7385 | 0.025484 | 12.5895
6526 | FirstEnergy Generation Corp | 2866 | FirstEnergy W H Sammis | OH | Jefferson | B4 | IC | OP | 2.5 | 2 | 2 |  | 3 | 1972 | DFO |  | N | Y | N | IPP Non-CHP |  |  |  |  | N | [57 empty] | LIQUID | [39 empty] | 0.7385 | 0.025484 | 12.5895
6527 | Ford Hydro Ltd Partnership | 54674 | Ford Hydro LP | ID | Clearwater | GEN1 | HY | OP | 0.4 | 0.2 | 0.5 |  | 3 | 1988 | WAT |  | N | Y | N | IPP Non-CHP |  |  |  |  | N | [57 empty] | N/A | [39 empty] | 0 | 0 | 10.4
6527 | Ford Hydro Ltd Partnership | 54674 | Ford Hydro LP | ID | Clearwater | GEN2 | HY | OP | 0.4 | 0.2 | 0.5 |  | 3 | 1988 | WAT |  | N | Y | N | IPP Non-CHP |  |  |  |  | N | [57 empty] | N/A | [39 empty] | 0 | 0 | 10.4
6527 | Ford Hydro Ltd Partnership | 54674 | Ford Hydro LP | ID | Clearwater | GEN3 | HY | OP | 0.4 | 0.2 | 0.5 |  | 3 | 1988 | WAT |  | N | Y | N | IPP Non-CHP |  |  |  |  | N | [57 empty] | N/A | [39 empty] | 0 | 0 | 10.4
6529 | Exxon Mobil Production Co | 50270 | ExxonMobil Santa Ynez Facility | CA | Santa Barbara | GTG1 | CT | OP | 39.5 | 40.2 | 39.2 |  | 9 | 1993 | NG |  | N | Y | Y | Industrial CHP |  |  |  |  | N | [57 empty] | GAS | [39 empty] | 0.066526 | 0.0009083 | 11.2978
6529 | Exxon Mobil Production Co | 50270 | ExxonMobil Santa Ynez Facility | CA | Santa Barbara | STG1 | CA | OP | 9.8 | 8.9 | 8.8 |  | 10 | 1993 | NG |  | N | Y | Y | Industrial CHP |  |  |  |  | N | [57 empty] | GAS | [39 empty] | 0 | 0 | 10.4
6529 | Exxon Mobil Production Co | 56312 | Shute Creek Facility | WY | Lincoln | 021A | GT | OP | 36 | 30.6 | 35.5 |  | 5 | 2005 | OG | NG | Y | Y | Y | Industrial CHP |  |  |  |  | N | [57 empty] | GAS | [39 empty] | 0.0016829 | 0.0016829 | 10.4
6529 | Exxon Mobil Production Co | 56312 | Shute Creek Facility | WY | Lincoln | 021B | GT | OP | 36 | 30.6 | 35.5 |  | 5 | 2005 | OG | NG | Y | Y | Y | Industrial CHP |  |  |  |  | N | [57 empty] | GAS | [39 empty] | 0.0016829 | 0.0016829 | 10.4
6529 | Exxon Mobil Production Co | 56312 | Shute Creek Facility | WY | Lincoln | 021C | GT | OP | 36 | 30.6 | 35.5 |  | 5 | 2005 | OG | NG | Y | Y | Y | Industrial CHP |  |  |  |  | N | [57 empty] | GAS | [39 empty] | 0.0016829 | 0.0016829 | 10.4
6529 | Exxon Mobil Production Co | 54550 | ExxonMobil Mobile Bay Onshore | AL | Mobile | 901 | CA | OP | 0.9 | 0.9 | 0.9 |  | 12 | 1993 | NG |  | N | Y | Y | Industrial CHP |  |  |  |  | N | [57 empty] | GAS | [39 empty] | 0 | 0 | 10.4
6529 | Exxon Mobil Production Co | 54550 | ExxonMobil Mobile Bay Onshore | AL | Mobile | 901A | CT | OP | 3.7 | 3.4 | 3.6 |  | 9 | 1993 | NG |  | N | Y | Y | Industrial CHP |  |  |  |  | N | [57 empty] | GAS | [39 empty] | 0.32428 | 0.0019305 | 13.4823
6529 | Exxon Mobil Production Co | 54550 | ExxonMobil Mobile Bay Onshore | AL | Mobile | 901B | CT | OP | 3.7 | 3.4 | 3.6 |  | 9 | 1993 | NG |  | N | Y | Y | Industrial CHP |  |  |  |  | N | [57 empty] | GAS | [39 empty] | 0.32428 | 0.0019305 | 13.4823
6541 | Formosa Plastics Corp | 10554 | Formosa Utility Venture Ltd | TX | Calhoun | BO3 | CT | OP | 36.2 | 32 | 32 | CHP1 | 3 | 1987 | NG |  | N | Y | Y | Industrial CHP |  |  |  |  | N | [57 empty] | GAS | [39 empty] | 0.088652 | 0.0009965 | 12.3616
6541 | Formosa Plastics Corp | 10554 | Formosa Utility Venture Ltd | TX | Calhoun | ST1 | CA | OP | 33.5 | 28.5 | 28.5 | CHP1 | 3 | 1994 | NG | OG | Y | Y | Y | Industrial CHP |  |  |  |  | N | [6 empty] | EPN7A¦¦EPN7B¦¦EPN7C¦¦EPN7D¦¦EPN7E | 1993¦¦ 1994¦¦ 1994 | [49 empty] | GAS | [39 empty] | 0 | 0 | 10.4
6541 | Formosa Plastics Corp | 10554 | Formosa Utility Venture Ltd | TX | Calhoun | ST2 | CA | OP | 66.3 | 57.5 | 57.5 | CHP1 | 3 | 1994 | NG | OG | Y | Y | Y | Industrial CHP |  |  |  |  | N | [6 empty] | EPN7A¦¦EPN7B¦¦EPN7C¦¦EPN7D¦¦EPN7E | 1993¦¦ 1994¦¦ 1994 | [49 empty] | GAS | [39 empty] | 0 | 0 | 10.4
6541 | Formosa Plastics Corp | 10554 | Formosa Utility Venture Ltd | TX | Calhoun | ST3 | CA | OP | 55 | 47.3 | 51.7 | CHP1 | 8 | 2002 | NG | OG | Y | Y | Y | Industrial CHP |  |  |  |  | N | [6 empty] | EPN7A¦¦EPN7B¦¦EPN7C¦¦EPN7D¦¦EPN7E | 1993¦¦ 1994¦¦ 1994 | [49 empty] | GAS | [39 empty] | 0 | 0 | 10.4
6541 | Formosa Plastics Corp | 10554 | Formosa Utility Venture Ltd | TX | Calhoun | TBG1 | CT | OP | 82.5 | 72 | 90 | CHP1 | 4 | 1993 | NG | OG | Y | Y | Y | Industrial CHP |  |  |  |  | N | [57 empty] | GAS | [39 empty] | 0.047216 | 0.0007831 | 10.7582
6541 | Formosa Plastics Corp | 10554 | Formosa Utility Venture Ltd | TX | Calhoun | TBG2 | CT | OP | 82.5 | 72 | 90 | CHP1 | 7 | 1993 | NG | OG | Y | Y | Y | Industrial CHP |  |  |  |  | N | [57 empty] | GAS | [39 empty] | 0.047216 | 0.0007831 | 10.7582
6541 | Formosa Plastics Corp | 10554 | Formosa Utility Venture Ltd | TX | Calhoun | TBG3 | CT | OP | 82.5 | 72 | 90 | CHP1 | 9 | 1993 | NG | OG | Y | Y | Y | Industrial CHP |  |  |  |  | N | [57 empty] | GAS | [39 empty] | 0.047216 | 0.0007831 | 10.7582
6541 | Formosa Plastics Corp | 10554 | Formosa Utility Venture Ltd | TX | Calhoun | TBG4 | CT | OP | 82.5 | 72 | 90 | CHP1 | 5 | 1994 | NG | OG | Y | Y | Y | Industrial CHP |  |  |  |  | N | [57 empty] | GAS | [39 empty] | 0.045999 | 0.0007818 | 10.6606
6541 | Formosa Plastics Corp | 10554 | Formosa Utility Venture Ltd | TX | Calhoun | TBG5 | CT | OP | 82.5 | 72 | 90 | CHP1 | 10 | 1994 | NG | OG | Y | Y | Y | Industrial CHP |  |  |  |  | N | [57 empty] | GAS | [39 empty] | 0.045999 | 0.0007818 | 10.6606
6541 | Formosa Plastics Corp | 10554 | Formosa Utility Venture Ltd | TX | Calhoun | TBG6 | CT | OP | 85.9 | 72 | 90 | CHP1 | 6 | 2003 | NG |  | N | Y | Y | Industrial CHP |  |  |  |  | N | [57 empty] | GAS | [39 empty] | 0.031441 | 0.0007558 | 9.7698
6554 | FortisUS Energy Corp | 10196 | Moose River | NY | Lewis | GEN1 | HY | OP | 12.6 | 12.2 | 12.1 |  | 11 | 1987 | WAT |  | N | Y | N | IPP Non-CHP | [62 empty] | N/A | [39 empty] | 0 | 0 | 10.4
6554 | FortisUS Energy Corp | 10197 | Philadlephia | NY | Jefferson | GEN1 | HY | OP | 3.6 | 3.3 | 3.4 |  | 10 | 1986 | WAT |  | N | Y | N | IPP Non-CHP | [62 empty] | N/A | [39 empty] | 0 | 0 | 10.4
6554 | FortisUS Energy Corp | 10237 | Diana Hydroelectric | NY | Lewis | GEN1 | HY | OP | 1.8 | 1.7 | 1.7 |  | 7 | 1985 | WAT |  | N | Y | N | IPP Non-CHP | [62 empty] | N/A | [39 empty] | 0 | 0 | 10.4
6554 | FortisUS Energy Corp | 10238 | Dolgeville Hydro | NY | HERKIMER | GEN1 | HY | OP | 5 | 5 | 5 |  | 7 | 1985 | WAT |  | N | Y | N | IPP Non-CHP | [62 empty] | N/A | [39 empty] | 0 | 0 | 10.4
6562 | Franklin Power LLC | 10109 | Franklin Industrial Complex | NH | Merrimack | 1 | HY | OP | 1.5 | 0.4 | 1.1 |  | 12 | 1985 | WAT |  | N | Y | N | IPP Non-CHP | [62 empty] | N/A | [39 empty] | 0 | 0 | 10.4
6562 | Franklin Power LLC | 10109 | Franklin Industrial Complex | NH | Merrimack | 2 | HY | OP | 0.2 |  |  |  | 6 | 1982 | WAT |  | N | Y | N | IPP Non-CHP | [62 empty] | N/A | [39 empty] | 0 | 0 | 10.4
6564 | Formosa Plastics Corp | 54518 | Formosa Plastics | LA | East Baton Rouge | GT3 | GT | OP | 38.8 | 33 | 37 |  | 7 | 1996 | NG |  | N | Y | Y | Industrial CHP |  |  |  |  | N | [57 empty] | GAS | [39 empty] | 0.11331 | 0.0016615 | 11.3941
6564 | Formosa Plastics Corp | 54518 | Formosa Plastics | LA | East Baton Rouge | ST1 | ST | OP | 12 | 8 | 8 |  | 5 | 1985 | NG |  | N | Y | Y | Industrial CHP |  |  |  |  | N | [57 empty] | GAS | [39 empty] | 0.35957 | 0.0010786 | 11.1007
6564 | Formosa Plastics Corp | 54518 | Formosa Plastics | LA | East Baton Rouge | ST2 | ST | OP | 12 | 8 | 8 |  | 10 | 1990 | NG |  | N | Y | Y | Industrial CHP |  |  |  |  | N | [57 empty] | GAS | [39 empty] | 0.38137 | 0.0011395 | 10.7378
6579 | City of Forest City- (IA) | 1138 | Forest City Light Plant | IA | WINNEBAGO | 1 | IC | OP | 1.2 | 1.3 | 1.3 |  | 1 | 1958 | DFO |  | N | Y | N | Electric Utility |  |  |  |  | N | [57 empty] | LIQUID | [39 empty] | 0.7385 | 0.025484 | 12.5895
6579 | City of Forest City- (IA) | 1138 | Forest City Light Plant | IA | WINNEBAGO | 2 | IC | OP | 2.7 | 2.2 | 2.2 |  | 1 | 1965 | DFO |  | N | Y | N | Electric Utility |  |  |  |  | N | [57 empty] | LIQUID | [39 empty] | 0.7385 | 0.025484 | 12.5895
6579 | City of Forest City- (IA) | 1138 | Forest City Light Plant | IA | WINNEBAGO | 3 | IC | OP | 3.5 | 3.3 | 3.3 |  | 1 | 1968 | DFO |  | N | Y | N | Electric Utility |  |  |  |  | N | [57 empty] | LIQUID | [39 empty] | 0.7385 | 0.025484 | 12.5895
6579 | City of Forest City- (IA) | 1138 | Forest City Light Plant | IA | WINNEBAGO | 4 | IC | OP | 6.3 | 6.1 | 6.1 |  | 1 | 1946 | DFO |  | N | Y | N | Electric Utility |  |  |  |  | N | [57 empty] | LIQUID | [39 empty] | 0.7385 | 0.025484 | 12.5895
6579 | City of Forest City- (IA) | 1138 | Forest City Light Plant | IA | WINNEBAGO | 5 | IC | OP | 0.7 | 0.7 | 0.7 |  | 1 | 1950 | DFO |  | N | Y | N | Electric Utility |  |  |  |  | N | [57 empty] | LIQUID | [39 empty] | 0.7385 | 0.025484 | 12.5895
6579 | City of Forest City- (IA) | 1138 | Forest City Light Plant | IA | WINNEBAGO | 6 | IC | OP | 7.6 | 7.9 | 7.9 |  | 4 | 2000 | DFO |  | N | Y | N | Electric Utility |  |  |  |  | N | [57 empty] | LIQUID | [39 empty] | 0.7385 | 0.025484 | 12.5895
6589 | Georgia Pacific Consumer Products LP | 10362 | Muskogee Mill | OK | Muskogee | GEN1 | ST | OP | 25 | 10.6 | 14.5 |  | 3 | 1978 | SUB | NG | Y | Y | Y | Industrial CHP |  |  |  |  | N | Y |  | Y |  |  |  | STK1¦¦STK3¦¦STK3 | 1979¦¦ 1984¦¦ 1984 | 102230¦¦ 177300¦¦ 177300 | [31 empty] | OP | EW¦¦BP¦¦BP | [5 empty] | 1 |  |  | 99¦¦ 99.6¦¦ 99.2 |  | 204046¦¦ 174941¦¦ 205000 |  |  |  |  | COAL | [39 empty] | 0.35508 | 0.58384 | 11.8716
6589 | Georgia Pacific Consumer Products LP | 10362 | Muskogee Mill | OK | Muskogee | GEN2 | ST | OP | 44.5 | 23.1 | 32.5 |  | 3 | 1979 | SUB | NG | Y | Y | Y | Industrial CHP |  |  |  |  | N | Y |  | Y |  |  |  | STK3¦¦STK1¦¦STK1¦¦STK3 | 1984¦¦ 1979¦¦ 1979¦¦ 1984 | 177300¦¦ 102230¦¦ 102230¦¦ 177300 | [31 empty] | OP | BP¦¦EW¦¦BP | [5 empty] | 1 |  |  | 99.6¦¦ 99¦¦ 99.2 |  | 174941¦¦ 204046¦¦ 205000 |  |  |  |  | COAL | [39 empty] | 0.3065 | 0.54307 | 11.5263
6589 | Georgia Pacific Consumer Products LP | 10362 | Muskogee Mill | OK | Muskogee | GEN3 | ST | OP | 44.5 | 34.8 | 32.5 |  | 11 | 1982 | SUB | NG | Y | Y | Y | Industrial CHP |  |  |  |  | N | Y |  | Y |  |  |  | STK3¦¦STK1¦¦STK1¦¦STK3 | 1984¦¦ 1979¦¦ 1979¦¦ 1984 | 177300¦¦ 102230¦¦ 102230¦¦ 177300 | [31 empty] | OP | BP¦¦EW¦¦BP | [5 empty] | 1 |  |  | 99.2¦¦ 99¦¦ 99.6 |  | 205000¦¦ 204046¦¦ 174941 |  |  |  |  | COAL | [39 empty] | 0.29723 | 0.52159 | 11.4868
6607 | FPL Energy Vansycle LLC | 55560 | FPL Energy Vansycle LLC (WA) | WA | Walla Walla | V-47 | WT | OP | 176.9 | 176.9 | 176.9 |  | 12 | 2001 | WND |  | N | Y | N | IPP Non-CHP |  |  |  |  | N | [57 empty] | N/A | [39 empty] | 0 | 0 | 10.4
6607 | FPL Energy Vansycle LLC | 55989 | FPL Energy Vansycle LLC (OR) | OR | Umatilla | V-47 | WT | OP | 122.8 | 122.8 | 122.8 |  | 12 | 2001 | WND |  | N | Y | N | IPP Non-CHP |  |  |  |  | N | [57 empty] | N/A | [39 empty] | 0 | 0 | 10.4
6607 | FPL Energy Vansycle LLC | 55560 | FPL Energy Vansycle LLC (WA) | WA | Walla Walla | SIE23 | WT | OP | 98.9 | 98.9 | 98.9 |  | 12 | 2009 | WND |  | N | Y | N | IPP Non-CHP | [62 empty] | N/A | [39 empty] | 0 | 0 | 10.4
6615 | City of Fort Pierre - (SD) | 56148 | Ft. Pierre | SD | Stanley | 5 | IC | OP | 2 | 2 | 2 |  | 10 | 2004 | DFO |  | N | Y | N | Electric Utility |  |  |  |  | N | [57 empty] | LIQUID | [39 empty] | 0.7385 | 0.025484 | 12.5895
6615 | City of Fort Pierre - (SD) | 56148 | Ft. Pierre | SD | Stanley | 6 | IC | OP | 2 | 2 | 2 |  | 10 | 2004 | DFO |  | N | Y | N | Electric Utility |  |  |  |  | N | [57 empty] | LIQUID | [39 empty] | 0.7385 | 0.025484 | 12.5895
6615 | City of Fort Pierre - (SD) | 56148 | Ft. Pierre | SD | Stanley | 7 | IC | OP | 2 | 2 | 2 |  | 10 | 2004 | DFO |  | N | Y | N | Electric Utility |  |  |  |  | N | [57 empty] | LIQUID | [39 empty] | 0.7385 | 0.025484 | 12.5895
6616 | Fort Pierce Utilities Auth | 56400 | Treasure Coast Energy Center | FL | St Lucie | CT1 | CT | OP | 219.6 | 158.8 | 188.8 | G761 | 5 | 2008 | NG | DFO | Y | Y | N | Electric Utility |  |  |  |  | N | [57 empty] | GAS | FL | Treasure Coast Energy Center | 56400 | 1 | 2010 |  | ARP, CAIRNOX, CAIROS, CAIRSO2 | 8371.08 | 12 | 1824004.58 |  | 3.801 | 0.0057 | 34.718 | 752711.457 | 12664388.79 | 4 |  | Saint Lucie | Electric Utility |  |  | 27.3839 | -80.3775 | Fort Pierce Utilities Authority (Operator) Florida Municipal Power Agency (Owner) | Phase 2 |  | Operating | Combined cycle | Pipeline Natural Gas | Diesel Oil |  | Dry Low NOx Burners Water Injection Selective Catalytic Reduction |  | 2661 | 6.8645 | GAS | 345 | 86.3347 | 0.0057 | 0.0006 | 9.3
6616 | Fort Pierce Utilities Auth | 56400 | Treasure Coast Energy Center | FL | St Lucie | ST1 | CA | OP | 191.8 | 159.2 | 163.3 | G761 | 5 | 2008 | NG |  | N | Y | N | Electric Utility |  |  |  |  | N | [6 empty] | STK-1 | 2008 | [49 empty] | GAS | [39 empty] | 0 | 0 | 10.4
6632 | Fountain Valley Power LLC | 55453 | Fountain Valley Power Facility | CO | El Paso | S1 | GT | OP | 38 | 39 | 42 |  | 7 | 2001 | NG |  | N | Y | N | IPP Non-CHP | [62 empty] | GAS | CO | Fountain Valley Power Plant | 55453 | 1 | 2010 |  | ARP | 3767.75 | 12 | 79438.98 |  | 0.279 | 0.0994 | 43.575 | 55311.671 | 930706.904 | 8 |  | El Paso | Electric Utility |  |  | 38.5569 | -104.6875 | Southwest Generation Operating Co. (Owner/Operator) | Phase 2 |  | Operating | Combustion turbine | Pipeline Natural Gas |  |  | Water Injection |  | 440 | 10.154 | GAS | 43 | 488.0952 | 0.0994 | 0.0006 | 10.154
6632 | Fountain Valley Power LLC | 55453 | Fountain Valley Power Facility | CO | El Paso | S2 | GT | OP | 38 | 39 | 42 |  | 7 | 2001 | NG |  | N | Y | N | IPP Non-CHP | [62 empty] | GAS | CO | Fountain Valley Power Plant | 55453 | 2 | 2010 |  | ARP | 2802.14 | 12 | 66291.39 |  | 0.217 | 0.0973 | 31.998 | 42900.833 | 721926.495 | 8 |  | El Paso | Electric Utility |  |  | 38.5569 | -104.6875 | Southwest Generation Operating Co. (Owner/Operator) | Phase 2 |  | Operating | Combustion turbine | Pipeline Natural Gas |  |  | Water Injection |  | 425 | 9.7774 | GAS | 44 | 476.1905 | 0.0973 | 0.000601 | 9.7774
6632 | Fountain Valley Power LLC | 55453 | Fountain Valley Power Facility | CO | El Paso | S3 | GT | OP | 38 | 39 | 42 |  | 7 | 2001 | NG |  | N | Y | N | IPP Non-CHP | [62 empty] | GAS | CO | Fountain Valley Power Plant | 55453 | 3 | 2010 |  | ARP | 3505.33 | 12 | 82799.79 |  | 0.273 | 0.097 | 41.094 | 54009.757 | 908809.21 | 8 |  | El Paso | Electric Utility |  |  | 38.5569 | -104.6875 | Southwest Generation Operating Co. (Owner/Operator) | Phase 2 |  | Operating | Combustion turbine | Pipeline Natural Gas |  |  | Water Injection |  | 420 | 9.8505 | GAS | 44 | 476.1905 | 0.097 | 0.000601 | 9.8505
6632 | Fountain Valley Power LLC | 55453 | Fountain Valley Power Facility | CO | El Paso | S4 | GT | OP | 38 | 39 | 42 |  | 7 | 2001 | NG |  | N | Y | N | IPP Non-CHP | [62 empty] | GAS | CO | Fountain Valley Power Plant | 55453 | 4 | 2010 |  | ARP | 2656.61 | 12 | 58939.41 |  | 0.197 | 0.1051 | 31.787 | 38996.748 | 656185.791 | 8 |  | El Paso | Electric Utility |  |  | 38.5569 | -104.6875 | Southwest Generation Operating Co. (Owner/Operator) | Phase 2 |  | Operating | Combustion turbine | Pipeline Natural Gas |  |  | Water Injection |  | 420 | 9.7588 | GAS | 43 | 488.0952 | 0.1051 | 0.0006 | 9.7588
6632 | Fountain Valley Power LLC | 55453 | Fountain Valley Power Facility | CO | El Paso | S5 | GT | OP | 38 | 39 | 42 |  | 7 | 2001 | NG |  | N | Y | N | IPP Non-CHP | [62 empty] | GAS | CO | Fountain Valley Power Plant | 55453 | 5 | 2010 |  | ARP | 3339.03 | 12 | 72745.25 |  | 0.246 | 0.1006 | 38.622 | 48755.113 | 820361.326 | 8 |  | El Paso | Electric Utility |  |  | 38.5569 | -104.6875 | Southwest Generation Operating Co. (Owner/Operator) | Phase 2 |  | Operating | Combustion turbine | Pipeline Natural Gas |  |  | Water Injection |  | 420 | 9.826 | GAS | 44 | 476.1905 | 0.1006 | 0.0006 | 9.826
6632 | Fountain Valley Power LLC | 55453 | Fountain Valley Power Facility | CO | El Paso | S6 | GT | OP | 38 | 39 | 42 |  | 8 | 2001 | NG |  | N | Y | N | IPP Non-CHP | [62 empty] | GAS | CO | Fountain Valley Power Plant | 55453 | 6 | 2010 |  | ARP | 2663.47 | 12 | 58817.62 |  | 0.197 | 0.1025 | 30.733 | 38960.271 | 655571.904 | 8 |  | El Paso | Electric Utility |  |  | 38.5569 | -104.6875 | Southwest Generation Operating Co. (Owner/Operator) | Phase 2 |  | Operating | Combustion turbine | Pipeline Natural Gas |  |  | Water Injection |  | 420 | 9.7833 | GAS | 44 | 476.1905 | 0.1025 | 0.000601 | 9.7833
6636 | Foss Manufacturing Company LLC | 10108 | Hampton Facility | NH | ROCKINGHAM | GEN3 | IC | OP | 0.7 | 0.7 | 0.7 |  | 7 | 1980 | DFO |  | N | N | Y | Industrial CHP |  |  |  |  | N | [57 empty] | LIQUID | [39 empty] | 0.7385 | 0.025484 | 12.5895
6636 | Foss Manufacturing Company LLC | 10108 | Hampton Facility | NH | ROCKINGHAM | GEN4 | IC | OP | 0.7 | 0.7 | 0.7 |  | 10 | 1981 | DFO |  | N | N | Y | Industrial CHP |  |  |  |  | N | [57 empty] | LIQUID | [39 empty] | 0.7385 | 0.025484 | 12.5895
6636 | Foss Manufacturing Company LLC | 10108 | Hampton Facility | NH | ROCKINGHAM | GEN5 | IC | OP | 0.7 | 0.7 | 0.7 |  | 6 | 1984 | DFO |  | N | N | Y | Industrial CHP |  |  |  |  | N | [57 empty] | LIQUID | [39 empty] | 0.7385 | 0.025484 | 12.5895
6636 | Foss Manufacturing Company LLC | 10108 | Hampton Facility | NH | ROCKINGHAM | GEN8 | GT | OP | 5 | 3.8 | 5 |  | 1 | 2000 | NG |  | N | N | Y | Industrial CHP |  |  |  |  | N | [57 empty] | GAS | [39 empty] | 0.26031 | 0.0035603 | 10.2399
6652 | Fourth Branch Assoc-Long Fall | 54548 | Longfalls Facility | NY | Jefferson | 1 | HY | OP | 3.3 | 3 | 3 |  | 10 | 1991 | WAT |  | N | Y | N | IPP Non-CHP |  |  |  |  | N | [57 empty] | N/A | [39 empty] | 0 | 0 | 10.4
6659 | Foster Wheeler Power Sys Inc | 10342 | Foster Wheeler Martinez | CA | Contra Costa | TG1 | CT | OP | 40 | 35 | 35 |  | 2 | 1987 | NG | OG | N | Y | Y | IPP CHP |  |  |  |  | N | [57 empty] | GAS | [39 empty] | 0.074604 | 0.0009083 | 12.0525
6659 | Foster Wheeler Power Sys Inc | 10342 | Foster Wheeler Martinez | CA | Contra Costa | TG2 | CT | OP | 40 | 35 | 35 |  | 2 | 1987 | NG | OG | N | Y | Y | IPP CHP |  |  |  |  | N | [57 empty] | GAS | [39 empty] | 0.074604 | 0.0009083 | 12.0525
6659 | Foster Wheeler Power Sys Inc | 10342 | Foster Wheeler Martinez | CA | Contra Costa | TG3 | CA | OP | 33.5 | 33.5 | 33.5 |  | 2 | 1987 | NG | OG | N | Y | Y | IPP CHP |  |  |  |  | N | [57 empty] | GAS | [39 empty] | 0 | 0 | 10.4
6667 | Ergon Refining Inc | 54918 | Ergon Refining Vicksburg | MS | Warren | TMO1 | GT | OP | 4.8 | 4.4 | 5.2 |  | 3 | 1995 | NG |  | N | Y | Y | Industrial CHP | [62 empty] | GAS | [39 empty] | 0.25905 | 0.0027894 | 9.6891
6693 | FPL Energy Marcus Hook LP | 55801 | FPL Energy Marcus Hook LP | PA | Delaware County | CT13 | CT | OP | 188.2 | 162 | 184.4 |  | 12 | 2004 | NG |  | N | Y | Y | IPP CHP |  |  |  |  | N | [57 empty] | GAS | PA | FPL Energy Marcus Hook, LP | 55801 | 1 | 2010 |  | ARP, CAIRNOX, CAIROS, CAIRSO2 | 6709.03 | 12 | 1007692.32 |  | 3.327 | 0.0193 | 78.055 | 651369.392 | 10960515.83 | 3 |  | Delaware | Cogeneration |  |  | 39.8083 | -75.4225 | FPL Energy Marcus Hook, LP (Owner/Operator) | Phase 2 |  | Operating | Combined cycle | Pipeline Natural Gas | Process Gas |  | Dry Low NOx Burners Selective Catalytic Reduction |  | 2282 | 10.4 | GAS | 219.4231 | -94.965 | 0.0193 | 0.000607 | 9.2555
6693 | FPL Energy Marcus Hook LP | 55801 | FPL Energy Marcus Hook LP | PA | Delaware County | CT1A | CT | OP | 188.2 | 162 | 184.4 |  | 12 | 2004 | NG |  | N | Y | Y | IPP CHP |  |  |  |  | N | [57 empty] | GAS | PA | FPL Energy Marcus Hook, LP | 55801 | 1 | 2010 |  | ARP, CAIRNOX, CAIROS, CAIRSO2 | 6709.03 | 12 | 1007692.32 |  | 3.327 | 0.0193 | 78.055 | 651369.392 | 10960515.83 | 3 |  | Delaware | Cogeneration |  |  | 39.8083 | -75.4225 | FPL Energy Marcus Hook, LP (Owner/Operator) | Phase 2 |  | Operating | Combined cycle | Pipeline Natural Gas | Process Gas |  | Dry Low NOx Burners Selective Catalytic Reduction |  | 2282 | 10.4 | GAS | 219.4231 | 405.035 | 0.0193 | 0.000607 | 9.2555
6693 | FPL Energy Marcus Hook LP | 55801 | FPL Energy Marcus Hook LP | PA | Delaware County | CTIB | CT | OP | 188.2 | 160 | 184.4 |  | 12 | 2004 | NG |  | N | Y | Y | IPP CHP |  |  |  |  | N | [57 empty] | GAS | PA | FPL Energy Marcus Hook, LP | 55801 | 1 | 2010 |  | ARP, CAIRNOX, CAIROS, CAIRSO2 | 6709.03 | 12 | 1007692.32 |  | 3.327 | 0.0193 | 78.055 | 651369.392 | 10960515.83 | 3 |  | Delaware | Cogeneration |  |  | 39.8083 | -75.4225 | FPL Energy Marcus Hook, LP (Owner/Operator) | Phase 2 |  | Operating | Combined cycle | Pipeline Natural Gas | Process Gas |  | Dry Low NOx Burners Selective Catalytic Reduction |  | 2282 | 10.4 | GAS | 219.4231 | -94.965 | 0.0193 | 0.000607 | 9.2555
6693 | FPL Energy Marcus Hook LP | 55801 | FPL Energy Marcus Hook LP | PA | Delaware County | STG | CA | OP | 271.5 | 233.5 | 255.2 |  | 12 | 2004 | NG | OG | N | Y | Y | IPP CHP |  |  |  |  | N | [6 empty] | FLUE1¦¦FLUE2¦¦FLUE3 | 2004 | 749335 | [48 empty] | GAS | [39 empty] | 0 | 0 | 10.4
6710 | Town of Edenton | 7429 | Edenton Generators | NC | Chowan | 1 | IC | OP | 1.2 | 1.2 | 1.2 |  | 12 | 1988 | DFO |  | N | Y | N | Electric Utility |  |  |  |  | N | [57 empty] | LIQUID | [39 empty] | 0.7385 | 0.025484 | 12.5895
6710 | Town of Edenton | 7429 | Edenton Generators | NC | Chowan | 2 | IC | OP | 1.2 | 1.2 | 1.2 |  | 12 | 1988 | DFO |  | N | Y | N | Electric Utility |  |  |  |  | N | [57 empty] | LIQUID | [39 empty] | 0.7385 | 0.025484 | 12.5895
6715 | City of Franklin - (VA) | 55953 | Pretlow | VA | Southampton | 1 | IC | OP | 1.6 | 1.6 | 1.6 |  | 4 | 2001 | DFO |  | N | N | N | Electric Utility | [62 empty] | LIQUID | [39 empty] | 0.7385 | 0.025484 | 12.5895
6715 | City of Franklin - (VA) | 55953 | Pretlow | VA | Southampton | 2 | IC | OP | 1.6 | 1.6 | 1.6 |  | 4 | 2001 | DFO |  | N | N | N | Electric Utility | [62 empty] | LIQUID | [39 empty] | 0.7385 | 0.025484 | 12.5895
6715 | City of Franklin - (VA) | 55954 | Downtown | VA | Southampton | 1 | IC | OP | 1.6 | 1.6 | 1.6 |  | 11 | 1992 | DFO |  | N | N | N | Electric Utility | [62 empty] | LIQUID | [39 empty] | 0.7385 | 0.025484 | 12.5895
6715 | City of Franklin - (VA) | 55954 | Downtown | VA | Southampton | 2 | IC | OP | 1.6 | 1.6 | 1.6 |  | 11 | 1992 | DFO |  | N | N | N | Electric Utility | [62 empty] | LIQUID | [39 empty] | 0.7385 | 0.025484 | 12.5895
6723 | City of Franklin - (NE) | 2238 | Franklin | NE | Franklin | 1 | IC | OP | 0.6 | 0.6 | 0.6 |  | 7 | 1963 | NG | DFO | Y | Y | N | Electric Utility | [62 empty] | GAS | [39 empty] | 1.1659 | 0.0016829 | 10.4
6723 | City of Franklin - (NE) | 2238 | Franklin | NE | Franklin | 2 | IC | OP | 1.3 | 1.3 | 1.3 |  | 10 | 1974 | NG | DFO | Y | Y | N | Electric Utility | [62 empty] | GAS | [39 empty] | 1.1659 | 0.0016829 | 10.4
6723 | City of Franklin - (NE) | 2238 | Franklin | NE | Franklin | 3 | IC | OP | 1.1 | 1.1 | 1.1 |  | 11 | 1969 | NG | DFO | Y | Y | N | Electric Utility | [62 empty] | GAS | [39 empty] | 1.1659 | 0.0016829 | 10.4
6723 | City of Franklin - (NE) | 2238 | Franklin | NE | Franklin | 4 | IC | OP | 0.9 | 0.9 | 0.9 |  | 1 | 1955 | NG | DFO | Y | Y | N | Electric Utility | [62 empty] | GAS | [39 empty] | 1.1659 | 0.0016829 | 10.4
6738 | Franklin Heating Station | 54224 | Franklin Heating Station | MN | Olmsted | DG4 | IC | OP | 2 | 2 | 2 |  | 5 | 2009 | DFO |  | N | Y | N | Commercial CHP |  |  |  |  | N | [57 empty] | LIQUID | [39 empty] | 0.7385 | 0.025484 | 12.5895
6738 | Franklin Heating Station | 54224 | Franklin Heating Station | MN | Olmsted | DG5 | IC | OP | 2 | 2 | 2 |  | 4 | 2011 | DFO |  | N | Y | N | Commercial CHP |  |  |  |  | N | [57 empty] | LIQUID | [39 empty] | 0.7385 | 0.025484 | 12.5895
6738 | Franklin Heating Station | 54224 | Franklin Heating Station | MN | Olmsted | GEN1 | ST | OP | 2.5 | 2 | 2 |  | 1 | 1951 | NG | RFO | Y | Y | Y | Commercial CHP |  |  |  |  | N | [40 empty] | ¦¦OP¦¦OP | ¦¦MC¦¦MC | [6 empty] | ¦¦ 3.5¦¦ 3.5 |  | ¦¦ 87¦¦ 87 | ¦¦ .12¦¦ .12 | ¦¦ 46500¦¦ 46500 |  |  |  |  | GAS | [39 empty] | 0.51397 | 0.0006555 | 14.981
6738 | Franklin Heating Station | 54224 | Franklin Heating Station | MN | Olmsted | GEN2 | ST | OP | 2.5 | 2 | 2 |  | 1 | 1951 | NG | RFO | Y | Y | Y | Commercial CHP |  |  |  |  | N | [40 empty] | ¦¦OP¦¦OP | ¦¦MC¦¦MC | [6 empty] | ¦¦ 3.5¦¦ 3.5 |  | ¦¦ 87¦¦ 87 | ¦¦ .12¦¦ .12 | ¦¦ 46500¦¦ 46500 |  |  |  |  | GAS | [39 empty] | 0.51397 | 0.0006555 | 14.981
6738 | Franklin Heating Station | 54224 | Franklin Heating Station | MN | Olmsted | GEN3 | ST | OP | 6.3 | 6.1 | 6.1 |  | 1 | 1968 | NG | RFO | Y | Y | Y | Commercial CHP |  |  |  |  | N | [40 empty] | OP | MC | [6 empty] | 3.5 |  | 87 | 0.12 | 46500 |  |  |  |  | GAS | [39 empty] | 0.38848 | 0.0008106 | 12.6742
6738 | Franklin Heating Station | 54224 | Franklin Heating Station | MN | Olmsted | GEN6 | ST | OP | 6.5 | 2.8 | 2.8 |  | 1 | 2006 | PUR | NG | N | Y | Y | Commercial CHP |  |  |  |  | N | [57 empty] | N/A | [39 empty] | 0 | 0 | 10.4
6763 | Freestone Power Generation LP | 55226 | Freestone Power Generation LLC | TX | Freestone | GT1 | CT | OP | 166.7 | 153 | 165 |  | 6 | 2002 | NG |  | N | Y | N | IPP Non-CHP |  |  |  |  | N | [57 empty] | GAS | TX | Freestone Power Generation | 55226 | GT1 | 2010 |  | ARP, CAIRNOX, CAIRSO2 | 6070.56 | 12 | 1264190.62 |  | 2.706 | 0.0502 | 170.414 | 536002.281 | 9019223.889 | 6 |  | Freestone | Cogeneration | 4911 | Electric Services | 31.8907 | -96.1128 | Freestone Power Generation, LP (Owner) Calpine Operating Services Company, Inc. (Operator) | Phase 2 |  | Operating | Combined cycle | Pipeline Natural Gas |  |  | Dry Low NOx Burners |  | 2050 | 6.9809 | GAS | 270 | 1681.8182 | 0.0502 | 0.0006 | 9.5575
6763 | Freestone Power Generation LP | 55226 | Freestone Power Generation LLC | TX | Freestone | GT2 | CT | OP | 166.7 | 153 | 165 |  | 6 | 2002 | NG |  | N | Y | N | IPP Non-CHP |  |  |  |  | N | [57 empty] | GAS | TX | Freestone Power Generation | 55226 | GT2 | 2010 |  | ARP, CAIRNOX, CAIRSO2 | 5592.16 | 12 | 1165138.28 |  | 2.488 | 0.0554 | 169.018 | 492823.526 | 8292689.527 | 6 |  | Freestone | Cogeneration | 4911 | Electric Services | 31.8907 | -96.1128 | Freestone Power Generation, LP (Owner) Calpine Operating Services Company, Inc. (Operator) | Phase 2 |  | Operating | Combined cycle | Pipeline Natural Gas |  |  | Dry Low NOx Burners |  | 2050 | 6.9686 | GAS | 276 | 1663.6364 | 0.0554 | 0.0006 | 9.5575
6763 | Freestone Power Generation LP | 55226 | Freestone Power Generation LLC | TX | Freestone | GT3 | CT | OP | 166.7 | 149 | 165 |  | 7 | 2002 | NG |  | N | Y | N | IPP Non-CHP |  |  |  |  | N | [57 empty] | GAS | TX | Freestone Power Generation | 55226 | GT3 | 2010 |  | ARP, CAIRNOX, CAIRSO2 | 6172.28 | 12 | 1261156.02 |  | 2.74 | 0.0618 | 193.518 | 542827.64 | 9134125.507 | 6 |  | Freestone | Cogeneration | 4911 | Electric Services | 31.8907 | -96.1128 | Freestone Power Generation, LP (Owner) Calpine Operating Services Company, Inc. (Operator) | Phase 2 |  | Operating | Combined cycle | Pipeline Natural Gas |  |  | Dry Low NOx Burners |  | 2050 | 7.0802 | GAS | 266 | 1693.9394 | 0.0618 | 0.0006 | 7.0802
6763 | Freestone Power Generation LP | 55226 | Freestone Power Generation LLC | TX | Freestone | GT4 | CT | OP | 166.7 | 149 | 165 |  | 7 | 2002 | NG |  | N | Y | N | IPP Non-CHP |  |  |  |  | N | [57 empty] | GAS | TX | Freestone Power Generation | 55226 | GT4 | 2010 |  | ARP, CAIRNOX, CAIRSO2 | 5684.6 | 12 | 1167348.35 |  | 2.525 | 0.0632 | 171.737 | 500072.972 | 8414722.144 | 6 |  | Freestone | Cogeneration | 4911 | Electric Services | 31.8907 | -96.1128 | Freestone Power Generation, LP (Owner) Calpine Operating Services Company, Inc. (Operator) | Phase 2 |  | Operating | Combined cycle | Pipeline Natural Gas |  |  | Dry Low NOx Burners |  | 2050 | 7.0454 | GAS | 277 | 1660.6061 | 0.0632 | 0.0006 | 7.0454
6763 | Freestone Power Generation LP | 55226 | Freestone Power Generation LLC | TX | Freestone | ST3 | CA | OP | 184.6 | 177 | 184.6 |  | 6 | 2002 | NG |  | N | Y | N | IPP Non-CHP |  |  |  |  | N | [9 empty] | 0.1 |  |  | PB | DP | NP | 1968 | 1968 | 1995 | MS | NC | [37 empty] | GAS | [39 empty] | 0 | 0 | 10.4
6763 | Freestone Power Generation LP | 55226 | Freestone Power Generation LLC | TX | Freestone | ST6 | CA | OP | 184.6 | 172 | 184.6 |  | 7 | 2002 | NG |  | N | Y | N | IPP Non-CHP |  |  |  |  | N | [9 empty] | ¦¦ .05 |  |  | ¦¦PB | ¦¦SR | ¦¦NP | ¦¦ 2007 | ¦¦ 2008 | ¦¦ 2007 | ¦¦MS | ¦¦IF | [37 empty] | GAS | [39 empty] | 0 | 0 | 10.4
6775 | Village of Freeport | 2678 | Plant No 1 | NY | Nassau | 1 | IC | OP | 2.1 | 1.5 | 1.5 |  | 1 | 1941 | DFO |  | N | N | N | Electric Utility | [62 empty] | LIQUID | [39 empty] | 0.7385 | 0.025484 | 12.5895
6775 | Village of Freeport | 2678 | Plant No 1 | NY | Nassau | 2 | IC | OP | 2.9 | 2.2 | 2.2 |  | 1 | 1949 | DFO |  | N | N | N | Electric Utility | [62 empty] | LIQUID | [39 empty] | 0.7385 | 0.025484 | 12.5895
6775 | Village of Freeport | 2678 | Plant No 1 | NY | Nassau | 3 | IC | OP | 3.1 | 2 | 2 |  | 1 | 1954 | DFO |  | N | N | N | Electric Utility | [62 empty] | LIQUID | [39 empty] | 0.7385 | 0.025484 | 12.5895
6775 | Village of Freeport | 2678 | Plant No 1 | NY | Nassau | 4 | IC | OP | 5.1 | 4.5 | 4.5 |  | 10 | 1964 | DFO |  | N | N | N | Electric Utility | [62 empty] | LIQUID | [39 empty] | 0.7385 | 0.025484 | 12.5895
6775 | Village of Freeport | 2679 | Plant No 2 | NY | Nassau | 3 | GT | OP | 18.1 | 16.8 | 18 |  | 5 | 1973 | DFO |  | N | N | N | Electric Utility | [62 empty] | LIQUID | NY | Freeport Power Plant No. 2 | 2679 | 5 | 2010 |  | ARP, CAIRNOX, CAIROS, CAIRSO2, RGGI | 1380.25 | 12 | 55809.5 |  | 0.183 | 0.0354 | 3.873 | 33486.8 | 563495.35 | 2 |  | Nassau | Electric Utility |  |  | 40.6447 | -73.5683 | Incorporated Village of Freeport (Owner/Operator) | Phase 2 |  | Operating | Combustion turbine | Pipeline Natural Gas | Diesel Oil |  | Water Injection Selective Catalytic Reduction |  | 475 | 9.9691 | GAS | 48 | -683.3333 | 0.0354 | 0.00065 | 9.9691
6775 | Village of Freeport | 2679 | Plant No 2 | NY | Nassau | CT5 | GT | OP | 60.5 | 49 | 49 |  | 4 | 2004 | NG | KER | Y | Y | N | Electric Utility |  |  |  |  | N | [57 empty] | GAS | NY | Freeport Power Plant No. 2 | 2679 | 5 | 2010 |  | ARP, CAIRNOX, CAIROS, CAIRSO2, RGGI | 1380.25 | 12 | 55809.5 |  | 0.183 | 0.0354 | 3.873 | 33486.8 | 563495.35 | 2 |  | Nassau | Electric Utility |  |  | 40.6447 | -73.5683 | Incorporated Village of Freeport (Owner/Operator) | Phase 2 |  | Operating | Combustion turbine | Pipeline Natural Gas | Diesel Oil |  | Water Injection Selective Catalytic Reduction |  | 475 | 9.9691 | GAS | 48 | 489.5833 | 0.0354 | 0.00065 | 9.9691
6779 | City of Fremont - (NE) | 2240 | Lon Wright | NE | Dodge | 5OT | GT | OP | 40 | 40 | 40 |  | 11 | 2003 | NG | DFO | N | Y | N | Electric Utility |  |  |  |  | N | [57 empty] | GAS | NE | Lon D Wright Power Plant | 2240 | 50T | 2010 |  | ARP | 1.98 | 12 | 38.89 |  | 0 | 0.6998 | 0.401 | 67.4 | 1145 | 7 | Mid-Continent Area Power Pool | Dodge | Electric Utility | 4911 | Electric Services | 41.4275 | -96.4619 | City of Fremont (Owner/Operator) | Phase 2 |  | Operating | Combustion turbine | Pipeline Natural Gas | Diesel Oil |  | Dry Low NOx Burners Water Injection |  | 578.3 | 16.5143 | GAS | 35 | -71.4286 | 0.6998 | 0.0010598 | 16.5143
6779 | City of Fremont - (NE) | 2240 | Lon Wright | NE | Dodge | 6 | ST | OP | 16.5 | 15 | 15 |  | 8 | 1957 | SUB | NG | N | Y | N | Electric Utility |  |  |  |  | N | Y | [5 empty] | 6 | 1958 | 52500 | [31 empty] | OP | BR |  |  | 3 |  | 0.2 | 1.2 |  |  | 99.9 | 17 | 37400 |  |  |  |  | COAL | [39 empty] | 0.46842 | 0.73383 | 12.8697
6779 | City of Fremont - (NE) | 2240 | Lon Wright | NE | Dodge | 7 | ST | OP | 22 | 20 | 20 |  | 8 | 1963 | SUB | NG | N | Y | N | Electric Utility |  |  |  |  | N | Y | [5 empty] | 7 | 1963 | 82500 | [31 empty] | OP | BR |  |  | 3 |  | 0.2 | 1.2 |  |  | 99.9 | 17 | 42700 |  |  |  |  | COAL | [39 empty] | 0.42178 | 0.67913 | 12.4913
6779 | City of Fremont - (NE) | 2240 | Lon Wright | NE | Dodge | 8 | ST | OP | 91.5 | 85 | 85 |  | 1 | 1977 | SUB | NG | N | Y | N | Electric Utility |  |  |  |  | N | Y | [5 empty] | 8 | 1980 | 7500 | [31 empty] | OP | EW |  |  | 3 |  | 0.2 | 1.2 |  |  | 99.6 | 17 | 510000 |  |  |  |  | COAL | NE | Lon D Wright Power Plant | 2240 | 8 | 2010 |  | ARP | 8070.76 | 12 | 422570.21 |  | 1205.769 | 0.1976 | 448.782 | 476163.433 | 4575118.939 | 7 | Mid-Continent Area Power Pool | Dodge | Electric Utility | 4911 | Electric Services | 41.4275 | -96.4619 | City of Fremont (Owner/Operator) | Phase 2 | Phase II Group 1 | Operating | Dry bottom wall-fired boiler | Coal | Pipeline Natural Gas |  | Low NOx Burner Technology (Dry Bottom only) | Electrostatic Precipitator | 1192 | 10.5315 | COAL | 94 | 1947.0588 | 0.1976 | 0.5271 | 10.5315
6789 | French Paper Co | 10656 | French Paper Hydro | MI | Berrien | 1 | HY | OP | 0.3 | 0.3 | 0.3 |  | 1 | 1922 | WAT |  | N | Y | N | Industrial Non-CHP |  |  |  |  | N | [57 empty] | N/A | [39 empty] | 0 | 0 | 10.4
6789 | French Paper Co | 10656 | French Paper Hydro | MI | Berrien | 2 | HY | OP | 0.4 | 0.4 | 0.4 |  | 1 | 1927 | WAT |  | N | Y | N | Industrial Non-CHP |  |  |  |  | N | [57 empty] | N/A | [39 empty] | 0 | 0 | 10.4
6789 | French Paper Co | 10656 | French Paper Hydro | MI | Berrien | 3 | HY | OP | 0.4 | 0.3 | 0.3 |  | 1 | 1930 | WAT |  | N | Y | N | Industrial Non-CHP |  |  |  |  | N | [57 empty] | N/A | [39 empty] | 0 | 0 | 10.4
6789 | French Paper Co | 10656 | French Paper Hydro | MI | Berrien | 4 | HY | OP | 0.2 | 0.2 | 0.2 |  | 1 | 1921 | WAT |  | N | Y | N | Industrial Non-CHP |  |  |  |  | N | [57 empty] | N/A | [39 empty] | 0 | 0 | 10.4
6807 | Fresno Cogeneration Partners | 10156 | Fresno Cogen Partners | CA | Fresno | GEN2 | CA | OP | 10 | 6 | 6.5 |  | 1 | 1990 | NG |  | N | Y | Y | IPP CHP |  |  |  |  | N | [57 empty] | GAS | [39 empty] | 0 | 0 | 10.4
6807 | Fresno Cogeneration Partners | 10156 | Fresno Cogen Partners | CA | Fresno | GEN3 | CT | OP | 22.3 | 21.9 | 22.3 |  | 8 | 2001 | NG |  | N | Y | N | IPP CHP |  |  |  |  | N | [57 empty] | GAS | [39 empty] | 0.071547 | 0.0010493 | 10.3768
6807 | Fresno Cogeneration Partners | 10156 | Fresno Cogen Partners | CA | Fresno | GEN4 | CT | OP | 50.3 | 45 | 50.3 |  | 1 | 2004 | NG |  | N | Y | Y | IPP CHP |  |  |  |  | N | [57 empty] | GAS | CA | Fresno Cogeneration Partners, LP | 10156 | GEN1 | 2010 |  | ARP | 456.58 | 12 | 12473.24 |  | 0.042 | 0.0165 | 0.689 | 8318.398 | 139964.358 | 9 |  | Fresno | Industrial Turbine |  |  | 36.6183 | -120.1 | Fresno Cogeneration Partners, LP (Owner) Wellhead Electric Company, Inc (Operator) | Phase 2 |  | Operating | Combined cycle | Pipeline Natural Gas |  |  | Water Injection Selective Catalytic Reduction |  | 445 | 10.5196 | GAS | 47 | 464.8936 | 0.0165 | 0.0006 | 10.5196
6830 | Fulcrum Inc | 10735 | Barber Dam | ID | Ada | GEN1 | HY | OP | 4.1 | 4 | 4 |  | 8 | 1990 | WAT |  | N | Y | N | IPP Non-CHP | [62 empty] | N/A | [39 empty] | 0 | 0 | 10.4
6831 | Ft Worth City of | 54520 | Village Creek Wastewater Treatment Plant | TX | Tarrant | TG1 | GT | OP | 5.3 | 4.2 | 5.3 |  | 6 | 2001 | OBG | LFG | Y | Y | N | Commercial Non-CHP |  |  |  |  | N | [57 empty] | GAS | [39 empty] | 0.0016829 | 0.0016829 | 10.4
6831 | Ft Worth City of | 54520 | Village Creek Wastewater Treatment Plant | TX | Tarrant | TG2 | GT | OP | 5.3 | 4.2 | 5.3 |  | 9 | 2001 | OBG | LFG | Y | Y | N | Commercial Non-CHP |  |  |  |  | N | [57 empty] | GAS | [39 empty] | 0.0016829 | 0.0016829 | 10.4
6832 | Entergy RISE | 55107 | Entergy Rhode Island State Energy LP | RI | Providence | CTG1 | CT | OP | 196 | 160 | 185 |  | 10 | 2002 | NG |  | N | Y | N | IPP Non-CHP | [62 empty] | GAS | RI | FPLE Rhode Island State Energy LP | 55107 | RISEP1 | 2010 |  | ARP, RGGI, SIPNOX | 6529.96 | 12 | 1586010.25 |  | 3.32 | 0.0087 | 33.329 | 657570.449 | 11064886.62 | 1 |  | Providence | Electric Utility | 4911 | Electric Services | 41.8017 | -71.5186 | FPL Energy Inc. (Owner/Operator) | Phase 2 |  | Operating | Combined cycle | Pipeline Natural Gas |  |  | Dry Low NOx Burners Selective Catalytic Reduction |  | 2294.6 | 6.9102 | GAS | 296 | 200 | 0.0087 | 0.0006 | 9.3006
6832 | Entergy RISE | 55107 | Entergy Rhode Island State Energy LP | RI | Providence | CTG2 | CT | OP | 196 | 160 | 185 |  | 10 | 2002 | NG |  | N | Y | N | IPP Non-CHP | [62 empty] | GAS | RI | FPLE Rhode Island State Energy LP | 55107 | RISEP2 | 2010 |  | ARP, RGGI, SIPNOX | 6476.44 | 12 | 1543353.42 |  | 3.233 | 0.0062 | 24.784 | 640414.145 | 10776222.97 | 1 |  | Providence | Electric Utility | 4911 | Electric Services | 41.8017 | -71.5186 | FPL Energy Inc. (Owner/Operator) | Phase 2 |  | Operating | Combined cycle | Pipeline Natural Gas |  |  | Dry Low NOx Burners Selective Catalytic Reduction |  | 2294.6 | 6.9168 | GAS | 294 | 205.4054 | 0.0062 | 0.0006 | 9.3006
6832 | Entergy RISE | 55107 | Entergy Rhode Island State Energy LP | RI | Providence | STG1 | CA | OP | 204 | 208 | 218 |  | 10 | 2002 | NG |  | N | Y | N | IPP Non-CHP | [62 empty] | GAS | [39 empty] | 0 | 0 | 10.4
6833 | Cherokee County Cogen Partners LLC | 55043 | Cherokee County Cogen | SC | Cherokee | GT1 | CT | OP | 60 | 51 | 66 |  | 3 | 1998 | NG |  | N | Y | Y | IPP CHP |  |  |  |  | N | [57 empty] | GAS | SC | Cherokee County Cogen | 55043 | CCCP1 | 2010 |  | ARP, CAIRNOX, CAIROS, CAIRSO2 | 5545.49 | 12 | 317009.71 |  | 1.169 | 0.0265 | 50.208 | 231549.637 | 3896410.325 | 4 |  | Cherokee | Cogeneration | 4931 | Elec & Other Services Combined | 35.0727 | -81.613 | FPL Energy OSI (Operator) Cherokee County Cogen Partners, LP (Owner) | Phase 2 |  | Operating | Combined cycle | Pipeline Natural Gas |  |  | Selective Catalytic Reduction |  | 832 | 11.9642 | GAS | 73 | 446.9697 | 0.0265 | 0.0006 | 11.9642
6833 | Cherokee County Cogen Partners LLC | 55043 | Cherokee County Cogen | SC | Cherokee | ST1 | CA | OP | 41.2 | 35 | 35 |  | 3 | 1998 | NG |  | N | Y | Y | IPP CHP |  |  |  |  | N | [57 empty] | GAS | [39 empty] | 0 | 0 | 10.4
6838 | Rensselaer Cogeneration LLC | 54034 | Rensselaer Cogen | NY | RENSSELAER | GEN1 | CT | OP | 57.9 | 47 | 55.8 | G701 | 4 | 1994 | NG | DFO | Y | Y | N | IPP Non-CHP |  |  |  |  | N | [57 empty] | GAS | NY | Rensselaer Cogen | 54034 | 1GTDBS | 2010 |  | ARP, CAIRNOX, CAIROS, CAIRSO2, RGGI | 402.18 | 12 | 27366.78 |  | 0.074 | 0.0503 | 4.302 | 14667.449 | 246820.507 | 2 | Northeast Power Coordinating Council | Rensselaer | Industrial Turbine | 4911 | Electric Services | 42.63 | -73.75 | Rensselaer Cogeneration LLC (Owner/Operator) | Phase 2 |  | Operating | Combined cycle | Pipeline Natural Gas | Diesel Oil |  | Selective Catalytic Reduction Steam Injection |  | 786.8 | 8.7974 | GAS | 82 | 265.233 | 0.0503 | 0.0006 | 8.7974
6838 | Rensselaer Cogeneration LLC | 54034 | Rensselaer Cogen | NY | RENSSELAER | GEN2 | CA | OP | 39 | 33.4 | 27.5 | G701 | 4 | 1994 | NG | DFO | Y | Y | N | IPP Non-CHP |  |  |  |  | N | [57 empty] | GAS | [39 empty] | 0 | 0 | 10.4
6839 | City of Fulton - (MO) | 2126 | Fulton | MO | Callaway | GT4 | GT | OP | 21.2 | 15 | 19.6 |  | 8 | 1972 | NG | DFO | Y | Y | N | Electric Utility | [62 empty] | GAS | [39 empty] | 0.23797 | 0.0034037 | 12.3185
6839 | City of Fulton - (MO) | 2126 | Fulton | MO | Callaway | IC1 | IC | OP | 5 | 4.1 | 4.5 |  | 9 | 1966 | DFO | NG | Y | Y | N | Electric Utility |  |  |  |  | N | [57 empty] | LIQUID | [39 empty] | 0.7385 | 0.025484 | 12.5895
6839 | City of Fulton - (MO) | 2126 | Fulton | MO | Callaway | IC2 | IC | OP | 5 | 4.1 | 4.5 |  | 10 | 1966 | DFO | NG | Y | Y | N | Electric Utility |  |  |  |  | N | [57 empty] | LIQUID | [39 empty] | 0.7385 | 0.025484 | 12.5895
6839 | City of Fulton - (MO) | 2126 | Fulton | MO | Callaway | IC3 | IC | OP | 7 | 6.2 | 6.8 |  | 5 | 1975 | DFO | NG | Y | Y | N | Electric Utility |  |  |  |  | N | [57 empty] | LIQUID | [39 empty] | 0.7385 | 0.025484 | 12.5895
6844 | FPLE Forney LP | 55480 | Forney Energy Center | TX | Kaufman | ST1 | CA | OP | 382.5 | 370 | 380 |  | 4 | 2003 | NG |  | N | Y | N | IPP Non-CHP |  |  |  |  | N | [6 empty] | 1 | 2003 | 525000 | [48 empty] | GAS | [39 empty] | 0 | 0 | 10.4
6844 | FPLE Forney LP | 55480 | Forney Energy Center | TX | Kaufman | ST2 | CA | OP | 382.5 | 370 | 380 |  | 7 | 2003 | NG |  | N | Y | N | IPP Non-CHP |  |  |  |  | N | [6 empty] | 4 | 2003 | 525000 | [48 empty] | GAS | [39 empty] | 0 | 0 | 10.4
6844 | FPLE Forney LP | 55480 | Forney Energy Center | TX | Kaufman | U1 | CT | OP | 169.8 | 150 | 167 |  | 2 | 2003 | NG |  | N | Y | N | IPP Non-CHP |  |  |  |  | N | [57 empty] | GAS | TX | FPLE Forney, LP | 55480 | U1 | 2010 |  | ARP, CAIRNOX, CAIRSO2 | 5474.89 | 12 | 817365.4 |  | 2.653 | 0.0438 | 148.86 | 525502.78 | 8842611.178 | 6 |  | Kaufman | Electric Utility | 4911 | Electric Services | 32.7563 | -96.4916 | FPLE Forney, LP (Owner/Operator) | Phase 2 |  | Operating | Combined cycle | Pipeline Natural Gas |  |  | Dry Low NOx Burners |  | 2445 | 10.3978 | GAS | 234 | 1799.4012 | 0.0438 | 0.0006 | 10.3978
6844 | FPLE Forney LP | 55480 | Forney Energy Center | TX | Kaufman | U2 | CT | OP | 169.8 | 150 | 167 |  | 2 | 2003 | NG |  | N | Y | N | IPP Non-CHP |  |  |  |  | N | [57 empty] | GAS | TX | FPLE Forney, LP | 55480 | U2 | 2010 |  | ARP, CAIRNOX, CAIRSO2 | 4449.3 | 12 | 647392.4 |  | 2.144 | 0.0443 | 118.109 | 424708.22 | 7146539.767 | 6 |  | Kaufman | Electric Utility | 4911 | Electric Services | 32.7563 | -96.4916 | FPLE Forney, LP (Owner/Operator) | Phase 2 |  | Operating | Combined cycle | Pipeline Natural Gas |  |  | Dry Low NOx Burners |  | 2445 | 10.5611 | GAS | 223 | 1832.3353 | 0.0443 | 0.0006 | 10.5611
6844 | FPLE Forney LP | 55480 | Forney Energy Center | TX | Kaufman | U3 | CT | OP | 169.8 | 150 | 167 |  | 2 | 2003 | NG |  | N | Y | N | IPP Non-CHP |  |  |  |  | N | [57 empty] | GAS | TX | FPLE Forney, LP | 55480 | U3 | 2010 |  | ARP, CAIRNOX, CAIRSO2 | 5287.69 | 12 | 777112.68 |  | 2.564 | 0.0427 | 143.71 | 507845.376 | 8545526.431 | 6 |  | Kaufman | Electric Utility | 4911 | Electric Services | 32.7563 | -96.4916 | FPLE Forney, LP (Owner/Operator) | Phase 2 |  | Operating | Combined cycle | Pipeline Natural Gas |  |  | Dry Low NOx Burners |  | 2445 | 10.5498 | GAS | 224 | 1829.3413 | 0.0427 | 0.0006 | 10.5498
6844 | FPLE Forney LP | 55480 | Forney Energy Center | TX | Kaufman | U4 | CT | OP | 169.8 | 150 | 167 |  | 5 | 2003 | NG |  | N | Y | N | IPP Non-CHP |  |  |  |  | N | [57 empty] | GAS | TX | FPLE Forney, LP | 55480 | U4 | 2010 |  | ARP, CAIRNOX, CAIRSO2 | 4868.17 | 12 | 724780.47 |  | 2.374 | 0.046 | 136.228 | 470331.395 | 7914257.972 | 6 |  | Kaufman | Electric Utility | 4911 | Electric Services | 32.7563 | -96.4916 | FPLE Forney, LP (Owner/Operator) | Phase 2 |  | Operating | Combined cycle | Pipeline Natural Gas |  |  | Dry Low NOx Burners |  | 2445 | 10.5252 | GAS | 221 | 1838.3234 | 0.046 | 0.0006 | 10.5252
6844 | FPLE Forney LP | 55480 | Forney Energy Center | TX | Kaufman | U5 | CT | OP | 169.8 | 150 | 167 |  | 5 | 2003 | NG |  | N | Y | N | IPP Non-CHP | [62 empty] | GAS | TX | FPLE Forney, LP | 55480 | U5 | 2010 |  | ARP, CAIRNOX, CAIRSO2 | 5480.64 | 12 | 801301.74 |  | 2.649 | 0.0463 | 161.419 | 524710.952 | 8829277.565 | 6 |  | Kaufman | Electric Utility | 4911 | Electric Services | 32.7563 | -96.4916 | FPLE Forney, LP (Owner/Operator) | Phase 2 |  | Operating | Combined cycle | Pipeline Natural Gas |  |  | Dry Low NOx Burners |  | 2445 | 10.586 | GAS | 224 | 1829.3413 | 0.0463 | 0.0006 | 10.586
6844 | FPLE Forney LP | 55480 | Forney Energy Center | TX | Kaufman | U6 | CT | OP | 169.8 | 150 | 167 |  | 5 | 2003 | NG |  | N | Y | N | IPP Non-CHP | [62 empty] | GAS | TX | FPLE Forney, LP | 55480 | U6 | 2010 |  | ARP, CAIRNOX, CAIRSO2 | 5467.14 | 12 | 798605.45 |  | 2.647 | 0.0455 | 151.448 | 524249.015 | 8821500.072 | 6 |  | Kaufman | Electric Utility | 4911 | Electric Services | 32.7563 | -96.4916 | FPLE Forney, LP (Owner/Operator) | Phase 2 |  | Operating | Combined cycle | Pipeline Natural Gas |  |  | Dry Low NOx Burners |  | 2445 | 10.5835 | GAS | 226 | 1823.3533 | 0.0455 | 0.0006 | 10.5835
6850 | FPL Energy Hancock County Wind, LLC | 56010 | Hancock County Wind Energy Center | IA | Hancock | V-47 | WT | OP | 98 | 98 | 98 |  | 12 | 2002 | WND |  | N | Y | N | IPP Non-CHP | [62 empty] | N/A | [39 empty] | 0 | 0 | 10.4
6854 | NextEra Energy Seabrook LLC | 6115 | Seabrook | NH | Rockingham | 1 | ST | OP | 1242 | 1246.2 | 1246.7 |  | 8 | 1990 | NUC |  | N | Y | N | IPP Non-CHP |  |  |  |  | N | [57 empty] | N/A | [39 empty] | 0 | 0 | 10.4
6862 | FPL Energy Pennsylvania Wind LLC | 55370 | Green Mountain Wind Farm | PA | Somerset | N60 | WT | OP | 10.4 | 10.4 | 10.4 |  | 5 | 2000 | WND |  | N | Y | N | IPP Non-CHP | [62 empty] | N/A | [39 empty] | 0 | 0 | 10.4
6865 | FPL Energy Meyersdale Windpower LLC | 56052 | Meyersdale Windpower | PA | Somerset | GE15 | WT | OP | 30 | 30 | 30 |  | 12 | 2003 | WND |  | N | Y | N | IPP Non-CHP | [62 empty] | N/A | [39 empty] | 0 | 0 | 10.4
6870 | FPL Energy LLC | 55986 | Mountaineer Wind Energy Center | WV | Tucker | WT1 | WT | OP | 66 | 66 | 66 |  | 12 | 2002 | WND |  | N | Y | N | IPP Non-CHP | [62 empty] | N/A | [39 empty] | 0 | 0 | 10.4
6909 | Gainesville Regional Utilities | 663 | Deerhaven Generating Station | FL | Alachua | 1 | ST | OP | 75 | 83 | 83 |  | 8 | 1972 | NG | RFO | Y | Y | N | Electric Utility |  |  |  |  | N | [6 empty] | STK1 | 1972 | 310000 | [48 empty] | GAS | FL | Deerhaven | 663 | B1 | 2010 |  | ARP, CAIRNOX, CAIROS, CAIRSO2 | 3157 | 12 | 99816.25 |  | 19.81 | 0.1336 | 87.901 | 70558.225 | 1172777.35 | 4 | Florida Reliability Coordinating Council | Alachua | Electric Utility | 4911 | Electric Services | 29.7586 | -82.3883 | Gainesville Regional Utilities (Owner/Operator) | Phase 2 |  | Operating | Dry bottom wall-fired boiler | Pipeline Natural Gas | Residual Oil |  |  |  | 960 | 10.8806 | GAS | 80 | 481.25 | 0.1336 | 0.033783 | 10.8806
6909 | Gainesville Regional Utilities | 663 | Deerhaven Generating Station | FL | Alachua | 2 | ST | OP | 250.7 | 227 | 227 |  | 10 | 1981 | BIT | NG | N | Y | N | Electric Utility |  |  |  |  | N | Y |  | Y |  |  |  | STK2 | 1981 | 880000 | [16 empty] | OP | CD |  |  |  | LI |  |  |  | N | 2.5 | 90 | 0.12 | 1000000 | 100 | OP | EW | BP |  |  | 0.1 |  | 2.5 | 0.7 |  | 99.8 | 36 | 1000000 |  |  |  |  | COAL | FL | Deerhaven | 663 | B2 | 2010 |  | ARP, CAIRNOX, CAIROS, CAIRSO2 | 7793.5 | 12 | 1493601.75 |  | 3161.036 | 0.0653 | 474.775 | 1534529.375 | 14963089.1 | 4 | Florida Reliability Coordinating Council | Alachua | Electric Utility | 4911 | Electric Services | 29.7586 | -82.3883 | Gainesville Regional Utilities (Owner/Operator) | Phase 2 | Early Election | Operating | Dry bottom wall-fired boiler | Coal | Pipeline Natural Gas | Dry Lime FGD | Selective Catalytic Reduction Overfire Air | Electrostatic Precipitator | 2700 | 10.0155 | COAL | 241 | 469.163 | 0.0653 | 0.42251 | 10.0155
6909 | Gainesville Regional Utilities | 663 | Deerhaven Generating Station | FL | Alachua | GT1 | GT | OP | 24.6 | 17.5 | 20 |  | 7 | 1976 | NG | DFO | Y | Y | N | Electric Utility |  |  |  |  | N | [57 empty] | GAS | [39 empty] | 0.2349 | 0.0038226 | 12.2142
6909 | Gainesville Regional Utilities | 663 | Deerhaven Generating Station | FL | Alachua | GT2 | GT | OP | 24.6 | 17.5 | 20 |  | 8 | 1976 | NG | DFO | Y | Y | N | Electric Utility |  |  |  |  | N | [57 empty] | GAS | [39 empty] | 0.2349 | 0.0038226 | 12.2142
6909 | Gainesville Regional Utilities | 663 | Deerhaven Generating Station | FL | Alachua | GT3 | GT | OP | 96.1 | 75 | 81 |  | 1 | 1996 | NG | DFO | Y | Y | N | Electric Utility |  |  |  |  | N | [57 empty] | GAS | FL | Deerhaven | 663 | CT3 | 2010 |  | ARP, CAIRNOX, CAIROS, CAIRSO2 | 418.25 | 12 | 24689 |  | 0.41 | 0.0641 | 8.331 | 21241.7 | 353055 | 4 | Florida Reliability Coordinating Council | Alachua | Electric Utility | 4911 | Electric Services | 29.7586 | -82.3883 | Gainesville Regional Utilities (Owner/Operator) | Phase 2 |  | Operating | Combustion turbine | Pipeline Natural Gas | Diesel Oil |  | Dry Low NOx Burners Water Injection |  | 1100 | 14.1219 | GAS | 82 | 493.8272 | 0.0641 | 0.0023226 | 14.1219
6909 | Gainesville Regional Utilities | 664 | John R Kelly | FL | Alachua | 7 | ST | OP | 25 | 23.2 | 23.2 |  | 8 | 1961 | NG | RFO | Y | Y | N | Electric Utility |  |  |  |  | N | [57 empty] | GAS | [39 empty] | 0.3091 | 0.001671 | 12.3399
6909 | Gainesville Regional Utilities | 664 | John R Kelly | FL | Alachua | 8 | CA | OP | 50 | 37 | 37 | G681 | 4 | 1965 | NG |  | N | Y | N | Electric Utility |  |  |  |  | N | [57 empty] | GAS | [39 empty] | 0 | 0 | 10.4
6909 | Gainesville Regional Utilities | 664 | John R Kelly | FL | Alachua | CT04 | CT | OP | 96.1 | 75 | 81 | G681 | 5 | 2001 | NG | DFO | Y | Y | N | Electric Utility |  |  |  |  | N | [57 empty] | GAS | FL | J R Kelly | 664 | CC1 | 2010 |  | ARP, CAIRNOX, CAIROS, CAIRSO2 | 2691 | 12 | 179765.25 |  | 1.128 | 0.0358 | 28.938 | 130030.2 | 2176369.875 | 4 | Florida Reliability Coordinating Council | Alachua | Electric Utility | 4911 | Electric Services | 29.6467 | -82.3219 | Gainesville Regional Utilities (Owner/Operator) | Phase 2 |  | Operating | Combined cycle | Pipeline Natural Gas | Diesel Oil |  | Dry Low NOx Burners Water Injection |  | 1121 | 11.9147 | GAS | 90 | -55.5556 | 0.0358 | 0.0010366 | 11.9147
6909 | Gainesville Regional Utilities | 664 | John R Kelly | FL | Alachua | GT1 | GT | OP | 16.3 | 14 | 15 |  | 2 | 1968 | NG | DFO | Y | Y | N | Electric Utility | [62 empty] | GAS | [39 empty] | 0.30667 | 0.0047694 | 11.5638
6909 | Gainesville Regional Utilities | 664 | John R Kelly | FL | Alachua | GT2 | GT | OP | 16.3 | 14 | 15 |  | 9 | 1968 | NG | DFO | Y | Y | N | Electric Utility | [62 empty] | GAS | [39 empty] | 0.30667 | 0.0047694 | 11.5638
6909 | Gainesville Regional Utilities | 664 | John R Kelly | FL | Alachua | GT3 | GT | OP | 16.3 | 14 | 15 |  | 5 | 1969 | NG | DFO | Y | Y | N | Electric Utility | [62 empty] | GAS | [39 empty] | 0.30283 | 0.0047012 | 11.5318
6909 | Gainesville Regional Utilities | 56518 | South Energy Center | FL | Alachua | GT1 | GT | OP | 4.1 | 4.1 | 4.1 |  | 5 | 2009 | NG |  | N | N | Y | Electric Utility |  |  |  |  | N | [57 empty] | GAS | [39 empty] | 0.073423 | 0.0007004 | 10.3673
6915 | Galena Electric Utility | 7437 | Galena Electric Utility | AK | Yukon-Koyukuk | 1A | IC | OP | 0.8 | 0.8 | 0.8 |  | 6 | 1999 | DFO |  | N | Y | Y | Electric Utility |  |  |  |  | N | [57 empty] | LIQUID | [39 empty] | 0.7385 | 0.025484 | 12.5895
6915 | Galena Electric Utility | 7437 | Galena Electric Utility | AK | Yukon-Koyukuk | 3A | IC | OP | 0.8 | 0.8 | 0.8 |  | 6 | 2009 | DFO |  | N | Y | Y | Electric Utility |  |  |  |  | N | [57 empty] | LIQUID | [39 empty] | 0.7385 | 0.025484 | 12.5895
6915 | Galena Electric Utility | 7437 | Galena Electric Utility | AK | Yukon-Koyukuk | 4A | IC | OP | 1 | 1 | 1 |  | 5 | 2004 | DFO |  | N | Y | Y | Electric Utility |  |  |  |  | N | [57 empty] | LIQUID | [39 empty] | 0.7385 | 0.025484 | 12.5895
6915 | Galena Electric Utility | 7437 | Galena Electric Utility | AK | Yukon-Koyukuk | 5A | IC | OP | 0.8 | 0.8 | 0.8 |  | 6 | 2009 | DFO |  | N | Y | Y | Electric Utility | [62 empty] | LIQUID | [39 empty] | 0.7385 | 0.025484 | 12.5895
6924 | City of Gallatin | 2127 | Gallatin | MO | Daviess | 2A | IC | OP | 1.1 | 1 | 1 |  | 4 | 1993 | DFO |  | N | Y | N | Electric Utility | [62 empty] | LIQUID | [39 empty] | 0.7385 | 0.025484 | 12.5895
6924 | City of Gallatin | 2127 | Gallatin | MO | Daviess | 3A | IC | OP | 1.1 | 1 | 1 |  | 4 | 1993 | DFO |  | N | Y | N | Electric Utility | [62 empty] | LIQUID | [39 empty] | 0.7385 | 0.025484 | 12.5895
6924 | City of Gallatin | 2127 | Gallatin | MO | Daviess | IC4 | IC | OP | 2.5 | 2.5 | 2.5 |  | 9 | 1983 | DFO |  | N | Y | N | Electric Utility | [62 empty] | LIQUID | [39 empty] | 0.7385 | 0.025484 | 12.5895
6924 | City of Gallatin | 2127 | Gallatin | MO | Daviess | IC6 | IC | OP | 2.5 | 2.5 | 2.5 |  | 12 | 1977 | DFO |  | N | Y | N | Electric Utility | [62 empty] | LIQUID | [39 empty] | 0.7385 | 0.025484 | 12.5895
6949 | City of Gardner | 7281 | Gardner Energy Center | KS | Johnson | CT1 | GT | OP | 19.6 | 13 | 13 |  | 6 | 1990 | NG | DFO | Y | Y | N | Electric Utility |  |  |  |  | N | [57 empty] | GAS | [39 empty] | 0.17032 | 0.0022196 | 11.3172
6949 | City of Gardner | 7281 | Gardner Energy Center | KS | Johnson | CT2 | GT | OP | 19.6 | 15 | 15 |  | 5 | 1990 | NG | DFO | Y | Y | N | Electric Utility |  |  |  |  | N | [57 empty] | GAS | [39 empty] | 0.17032 | 0.0022196 | 11.3172
6957 | Garkane Energy Coop, Inc | 3699 | Boulder | UT | Garfield | 1 | HY | OP | 1.4 | 1.4 | 1.4 |  | 8 | 1958 | WAT |  | N | Y | N | Electric Utility |  |  |  |  | N | [57 empty] | N/A | [39 empty] | 0 | 0 | 10.4
6957 | Garkane Energy Coop, Inc | 3699 | Boulder | UT | Garfield | 2 | HY | OP | 1.4 | 1.4 | 1.4 |  | 8 | 1958 | WAT |  | N | Y | N | Electric Utility |  |  |  |  | N | [57 empty] | N/A | [39 empty] | 0 | 0 | 10.4
6957 | Garkane Energy Coop, Inc | 3699 | Boulder | UT | Garfield | 3 | HY | OP | 1.4 | 1.4 | 1.4 |  | 9 | 1961 | WAT |  | N | Y | N | Electric Utility |  |  |  |  | N | [57 empty] | N/A | [39 empty] | 0 | 0 | 10.4
6958 | City of Garland | 3576 | Ray Olinger | TX | Collin | 1 | ST | OP | 75 | 75 | 75 |  | 7 | 1967 | NG |  | N | Y | N | Electric Utility | [11 empty] | S1 | 1967 | 134800 | [48 empty] | GAS | TX | Ray Olinger | 3576 | CE1 | 2010 |  | ARP, CAIRNOX, CAIRSO2 | 661.5 | 12 | 10003.75 |  | 0.041 | 0.0356 | 4.409 | 8185.825 | 137717.7 | 6 | Electric Reliability Council of Texas | Collin | Electric Utility | 4911 | Electric Services | 33.0667 | -96.4519 | Garland Power and Light, City of Garland (Owner/Operator) | Phase 2 |  | Operating | Tangentially-fired | Pipeline Natural Gas |  |  | Low NOx Burner Technology w/ Separated OFA |  | 888 | 11.0992 | GAS | 73 | 486.3014 | 0.0356 | 0.000595 | 11.0992
6958 | City of Garland | 3576 | Ray Olinger | TX | Collin | 2 | ST | OP | 113.4 | 107 | 107 |  | 1 | 1971 | NG |  | N | Y | N | Electric Utility | [11 empty] | S2 | 1971 | 172000 | [48 empty] | GAS | TX | Ray Olinger | 3576 | BW2 | 2010 |  | ARP, CAIRNOX, CAIRSO2 | 1739 | 12 | 47774.25 |  | 0.163 | 0.0349 | 13.833 | 32215.15 | 542195.475 | 6 | Electric Reliability Council of Texas | Collin | Electric Utility | 4911 | Electric Services | 33.0667 | -96.4519 | Garland Power and Light, City of Garland (Owner/Operator) | Phase 2 |  | Operating | Dry bottom wall-fired boiler | Pipeline Natural Gas |  |  | Overfire Air |  | 1190 | 10.4548 | GAS | 114 | 467.2897 | 0.0349 | 0.000601 | 10.4548
6958 | City of Garland | 3576 | Ray Olinger | TX | Collin | 3 | ST | OP | 156.6 | 138 | 138 |  | 6 | 1976 | NG |  | N | Y | N | Electric Utility | [11 empty] | S3 | 1975 | 303059 | [48 empty] | GAS | TX | Ray Olinger | 3576 | BW3 | 2010 |  | ARP, CAIRNOX, CAIRSO2 | 1701 | 12 | 54436.5 |  | 0.194 | 0.0324 | 15.341 | 38457.45 | 647085.125 | 6 | Electric Reliability Council of Texas | Collin | Electric Utility | 4911 | Electric Services | 33.0667 | -96.4519 | Garland Power and Light, City of Garland (Owner/Operator) | Phase 2 |  | Operating | Dry bottom wall-fired boiler | Pipeline Natural Gas |  |  | Low NOx Burner Technology w/ Overfire Air |  | 1519 | 10.6722 | GAS | 147 | 467.3913 | 0.0324 | 0.0006 | 10.6722
6958 | City of Garland | 3576 | Ray Olinger | TX | Collin | 4 | GT | OP | 82.7 | 75 | 81 |  | 7 | 2001 | NG |  | N | Y | N | Electric Utility | [62 empty] | GAS | TX | Ray Olinger | 3576 | GE4 | 2010 |  | ARP, CAIRNOX, CAIRSO2 | 187.25 | 12 | 10760.5 |  | 0.039 | 0.043 | 2.001 | 7729.3 | 130065.9 | 6 | Electric Reliability Council of Texas | Collin | Electric Utility | 4911 | Electric Services | 33.0667 | -96.4519 | Garland Power and Light, City of Garland (Owner/Operator) | Phase 2 |  | Operating | Combustion turbine | Pipeline Natural Gas |  |  | Dry Low NOx Burners |  | 1000 | 11.3996 | GAS | 87 | 462.963 | 0.043 | 0.0006 | 11.3996
6958 | City of Garland | 4266 | Spencer | TX | Denton | 4 | ST | OP | 61.1 | 61 | 61 |  | 6 | 1966 | NG |  | N | Y | N | Electric Utility | [11 empty] | 4 | 1966 | 76000 | 0.03 |  |  | PB | SB | NP | 1987 | 1987 | 1995 | MS | NC | [37 empty] | GAS | TX | Spencer | 4266 | 4 | 2010 |  | ARP, CAIRNOX, CAIRSO2 | 361 | 12 | 6501 |  | 0.024 | 0.0294 | 1.311 | 4761.25 | 80099.7 | 6 | Electric Reliability Council of Texas | Denton | Electric Utility | 4911 | Electric Services | 33.1978 | -97.1067 | Garland Power and Light, City of Garland (Owner/Operator) | Phase 2 |  | Operating | Dry bottom wall-fired boiler | Pipeline Natural Gas |  |  | Low NOx Burner Technology (Dry Bottom only) |  | 800 | 11.3445 | GAS | 66 | 1959.0164 | 0.0294 | 0.000599 | 11.3445
6958 | City of Garland | 4266 | Spencer | TX | Denton | 5 | ST | OP | 65.4 | 61 | 61 |  | 5 | 1973 | NG |  | N | Y | N | Electric Utility | [11 empty] | 5 | 1973 | 202372 | [48 empty] | GAS | TX | Spencer | 4266 | 5 | 2010 |  | ARP, CAIRNOX, CAIRSO2 | 1450.5 | 12 | 24302 |  | 0.087 | 0.0323 | 6.906 | 17304.325 | 291142.55 | 6 | Electric Reliability Council of Texas | Denton | Electric Utility | 4911 | Electric Services | 33.1978 | -97.1067 | Garland Power and Light, City of Garland (Owner/Operator) | Phase 2 |  | Operating | Dry bottom wall-fired boiler | Pipeline Natural Gas |  |  | Low NOx Burner Technology (Dry Bottom only) |  | 800 | 10.418 | GAS | 70 | 1926.2295 | 0.0323 | 0.000598 | 10.418
6958 | City of Garland | 794 | Lewisville | TX | DENTON | 1 | HY | OP | 2.8 | 2 | 2 |  | 1 | 1992 | WAT |  | N | Y | N | Electric Utility | [62 empty] | N/A | [39 empty] | 0 | 0 | 10.4
6965 | City of Garnett | 1278 | Garnett Municipal | KS | Anderson | 1 | IC | OP | 1.5 | 1.3 | 1.3 |  | 1 | 1961 | NG | DFO | Y | Y | N | Electric Utility |  |  |  |  | N | [57 empty] | GAS | [39 empty] | 1.1659 | 0.0016829 | 10.4
6965 | City of Garnett | 1278 | Garnett Municipal | KS | Anderson | 2 | IC | OP | 0.4 | 0.3 | 0.3 |  | 1 | 1930 | DFO |  | N | Y | N | Electric Utility |  |  |  |  | N | [57 empty] | LIQUID | [39 empty] | 0.7385 | 0.025484 | 12.5895
6965 | City of Garnett | 1278 | Garnett Municipal | KS | Anderson | 3 | IC | OP | 1.5 | 1.3 | 1.3 |  | 1 | 1955 | NG | DFO | Y | Y | N | Electric Utility |  |  |  |  | N | [57 empty] | GAS | [39 empty] | 1.1659 | 0.0016829 | 10.4
6965 | City of Garnett | 1278 | Garnett Municipal | KS | Anderson | 4 | IC | OP | 0.9 | 0.8 | 0.8 |  | 1 | 1948 | NG | DFO | Y | Y | N | Electric Utility |  |  |  |  | N | [57 empty] | GAS | [39 empty] | 1.1659 | 0.0016829 | 10.4
6965 | City of Garnett | 1278 | Garnett Municipal | KS | Anderson | 7 | IC | OP | 2.5 | 2.2 | 2.2 |  | 11 | 2000 | DFO |  | N | Y | N | Electric Utility |  |  |  |  | N | [57 empty] | LIQUID | [39 empty] | 0.7385 | 0.025484 | 12.5895
6965 | City of Garnett | 1278 | Garnett Municipal | KS | Anderson | IC5 | IC | OP | 2.4 | 2.1 | 2.1 |  | 1 | 1981 | NG | DFO | N | Y | N | Electric Utility | [62 empty] | GAS | [39 empty] | 1.1659 | 0.0016829 | 10.4
6965 | City of Garnett | 1278 | Garnett Municipal | KS | Anderson | IC6 | IC | OP | 2.5 | 2.2 | 2.2 |  | 1 | 1978 | DFO |  | N | Y | N | Electric Utility | [62 empty] | LIQUID | [39 empty] | 0.7385 | 0.025484 | 12.5895
6985 | Garwin McNeilus | 56307 | Adams Wind Farm | MN | Mower | 1 | WT | OP | 14 | 14 | 14 |  | 9 | 2003 | WND |  | N | Y | N | IPP Non-CHP | [62 empty] | N/A | [39 empty] | 0 | 0 | 10.4
6985 | Garwin McNeilus | 56307 | Adams Wind Farm | MN | Mower | 2 | WT | OP | 10 | 10 | 10 |  | 7 | 2004 | WND |  | N | Y | N | IPP Non-CHP | [62 empty] | N/A | [39 empty] | 0 | 0 | 10.4
6985 | Garwin McNeilus | 56054 | G McNeilus Wind Farm Dodge Center | MN | DODGE | GM1 | WT | OP | 32 | 32 | 32 |  | 9 | 2002 | WND |  | N | Y | N | IPP Non-CHP | [62 empty] | N/A | [39 empty] | 0 | 0 | 10.4
6985 | Garwin McNeilus | 56054 | G McNeilus Wind Farm Dodge Center | MN | DODGE | GM2 | WT | OP | 8 | 8 | 8 |  | 5 | 2003 | WND |  | N | Y | N | IPP Non-CHP | [62 empty] | N/A | [39 empty] | 0 | 0 | 10.4
6985 | Garwin McNeilus | 56054 | G McNeilus Wind Farm Dodge Center | MN | DODGE | GM3 | WT | OP | 3 | 3 | 3 |  | 5 | 2004 | WND |  | N | Y | N | IPP Non-CHP | [62 empty] | N/A | [39 empty] | 0 | 0 | 10.4
6996 | Western Refining Southwest Inc | 50997 | Gallup Refinery | NM | McKinley | GEN1 | GT | OP | 3 | 2.9 | 3 |  | 10 | 1990 | NG |  | N | N | Y | Industrial CHP |  |  |  |  | N | [57 empty] | GAS | [39 empty] | 0.30634 | 0.0026177 | 8.9267
6996 | Western Refining Southwest Inc | 50997 | Gallup Refinery | NM | McKinley | GEN2 | GT | OP | 3 | 2.9 | 3 |  | 10 | 1990 | NG |  | N | N | Y | Industrial CHP |  |  |  |  | N | [57 empty] | GAS | [39 empty] | 0.30634 | 0.0026177 | 8.9267
7004 | Buckeye Power, Inc | 55228 | Greenville Electric Generating Station | OH | Darke | GT1 | GT | OP | 59 | 52.3 | 60.6 |  | 6 | 2000 | NG |  | N | Y | N | Electric Utility |  |  |  |  | N | [57 empty] | GAS | OH | Greenville Electric Gen Station | 55228 | G1CT1 | 2010 |  | ARP, CAIRNOX, CAIROS, CAIRSO2 | 325.18 | 12 | 7334.75 |  | 0.022 | 0.1 | 3.417 | 4374.228 | 73602.871 | 5 | East Central Area Reliability Coordination Agreement | Darke | Electric Utility | 4911 | Electric Services | 40.0747 | -84.6147 | Buckeye Power, Inc. (Owner/Operator) | Phase 2 |  | Operating | Combustion turbine | Pipeline Natural Gas |  |  | Water Injection |  | 325 | 9.6633 | GAS | 32 | -446.875 | 0.1 | 0.000598 | 9.6633
7004 | Buckeye Power, Inc | 55228 | Greenville Electric Generating Station | OH | Darke | GT2 | GT | OP | 59 | 49.6 | 58 |  | 6 | 2000 | NG |  | N | Y | N | Electric Utility |  |  |  |  | N | [57 empty] | GAS | OH | Greenville Electric Gen Station | 55228 | G1CT1 | 2010 |  | ARP, CAIRNOX, CAIROS, CAIRSO2 | 325.18 | 12 | 7334.75 |  | 0.022 | 0.1 | 3.417 | 4374.228 | 73602.871 | 5 | East Central Area Reliability Coordination Agreement | Darke | Electric Utility | 4911 | Electric Services | 40.0747 | -84.6147 | Buckeye Power, Inc. (Owner/Operator) | Phase 2 |  | Operating | Combustion turbine | Pipeline Natural Gas |  |  | Water Injection |  | 325 | 9.6633 | GAS | 32 | -406.25 | 0.1 | 0.000598 | 9.6633
7004 | Buckeye Power, Inc | 55228 | Greenville Electric Generating Station | OH | Darke | GT3 | GT | OP | 59 | 49.9 | 59.9 |  | 6 | 2000 | NG |  | N | Y | N | Electric Utility |  |  |  |  | N | [57 empty] | GAS | OH | Greenville Electric Gen Station | 55228 | G1CT1 | 2010 |  | ARP, CAIRNOX, CAIROS, CAIRSO2 | 325.18 | 12 | 7334.75 |  | 0.022 | 0.1 | 3.417 | 4374.228 | 73602.871 | 5 | East Central Area Reliability Coordination Agreement | Darke | Electric Utility | 4911 | Electric Services | 40.0747 | -84.6147 | Buckeye Power, Inc. (Owner/Operator) | Phase 2 |  | Operating | Combustion turbine | Pipeline Natural Gas |  |  | Water Injection |  | 325 | 9.6633 | GAS | 32 | -435.9375 | 0.1 | 0.000598 | 9.6633
7004 | Buckeye Power, Inc | 55228 | Greenville Electric Generating Station | OH | Darke | GT4 | GT | OP | 59 | 50.3 | 60.3 |  | 6 | 2000 | NG |  | N | Y | N | Electric Utility |  |  |  |  | N | [57 empty] | GAS | OH | Greenville Electric Gen Station | 55228 | G1CT1 | 2010 |  | ARP, CAIRNOX, CAIROS, CAIRSO2 | 325.18 | 12 | 7334.75 |  | 0.022 | 0.1 | 3.417 | 4374.228 | 73602.871 | 5 | East Central Area Reliability Coordination Agreement | Darke | Electric Utility | 4911 | Electric Services | 40.0747 | -84.6147 | Buckeye Power, Inc. (Owner/Operator) | Phase 2 |  | Operating | Combustion turbine | Pipeline Natural Gas |  |  | Water Injection |  | 325 | 9.6633 | GAS | 32 | -442.1875 | 0.1 | 0.000598 | 9.6633
7011 | Gas Recovery Services-IL Inc | 55592 | Mallard Lake Electric | IL | Du Page | 1 | CT | OP | 5 | 3.8 | 4.2 |  | 10 | 1997 | LFG | DFO | N | Y | N | IPP Non-CHP | [62 empty] | GAS | [39 empty] | 0.000124 | 0.000124 | 10.4
7011 | Gas Recovery Services-IL Inc | 55592 | Mallard Lake Electric | IL | Du Page | 2 | CT | OP | 5 | 3.8 | 4.2 |  | 10 | 1997 | LFG | DFO | N | Y | N | IPP Non-CHP | [62 empty] | GAS | [39 empty] | 0.000124 | 0.000124 | 10.4
7011 | Gas Recovery Services-IL Inc | 55592 | Mallard Lake Electric | IL | Du Page | 4 | CA | OP | 10 | 7.6 | 8.4 |  | 10 | 1997 | LFG |  | N | Y | N | IPP Non-CHP | [62 empty] | GAS | [39 empty] | 0 | 0 | 10.4
7011 | Gas Recovery Services-IL Inc | 55594 | South Barrington Electric | IL | Du Page | 1 | IC | OP | 0.8 | 0.8 | 0.8 |  | 6 | 1997 | LFG |  | N | Y | N | IPP Non-CHP | [62 empty] | GAS | [39 empty] | 1.1659 | 0.0016829 | 10.4
7011 | Gas Recovery Services-IL Inc | 55594 | South Barrington Electric | IL | Du Page | 2 | IC | OP | 0.8 | 0.8 | 0.8 |  | 6 | 1997 | LFG |  | N | Y | N | IPP Non-CHP | [62 empty] | GAS | [39 empty] | 1.1659 | 0.0016829 | 10.4
7019 | Gay & Robinson Inc | 50333 | Gay Robinson | HI | KAUAI | HYD2 | HY | OP | 1.2 | 0.8 | 0.8 |  | 3 | 1982 | WAT |  | N | Y | N | Industrial CHP | [62 empty] | N/A | [39 empty] | 0 | 0 | 10.4
7043 | Temple-Inland Corp | 54427 | Gaylord Container Bogalusa | LA | Washington | NO10 | ST | OP | 37 | 34.4 | 34.8 |  | 4 | 1999 | WDS | BLQ | N | N | Y | Industrial CHP |  |  |  |  | N | [40 empty] | OP | SC¦¦EW¦¦EW | WS | [5 empty] | ¦¦ 1.5¦¦ 1.5¦¦ 1.5 |  | 80¦¦ 99.5¦¦ 99.5 | 58.3¦¦ 78.94¦¦ 27.9¦¦ 36.3 | 141654¦¦ 271886¦¦ 310000¦¦ 321869 |  |  |  |  | OTHER SOLID | [39 empty] | 0.2705 | 0.021404 | 13.2423
7043 | Temple-Inland Corp | 54427 | Gaylord Container Bogalusa | LA | Washington | NO8 | ST | OP | 25 | 23.3 | 23.5 |  | 3 | 1981 | WDS | BLQ | N | N | N | Industrial CHP |  |  |  |  | N | [40 empty] | OP | SC¦¦EW¦¦EW | WS | [5 empty] | ¦¦ 1.5¦¦ 1.5¦¦ 1.5 |  | 80¦¦ 99.5¦¦ 99.5 | 58.3¦¦ 78.94¦¦ 27.9¦¦ 36.3 | 141654¦¦ 271886¦¦ 310000¦¦ 321869 |  |  |  |  | OTHER SOLID | [39 empty] | 0.45017 | 0.035266 | 13.7539
7043 | Temple-Inland Corp | 54427 | Gaylord Container Bogalusa | LA | Washington | NO9 | ST | OP | 37.5 | 34.9 | 35.3 |  | 6 | 1979 | WDS | BLQ | N | N | N | Industrial CHP |  |  |  |  | N | [40 empty] | OP | SC¦¦EW¦¦EW | WS | [5 empty] | ¦¦ 1.5¦¦ 1.5¦¦ 1.5 |  | 80¦¦ 99.5¦¦ 99.5 | 58.3¦¦ 78.94¦¦ 27.9¦¦ 36.3 | 141654¦¦ 271886¦¦ 310000¦¦ 321869 |  |  |  |  | OTHER SOLID | [39 empty] | 0.46623 | 0.036499 | 13.5702
7049 | General Electric Aircraft Engines | 10029 | General Electric Aircraft Engines | MA | Essex | GEN5 | ST | OP | 10 | 10 | 10 |  | 1 | 1948 | NG | RFO | Y | Y | Y | Industrial CHP |  |  |  |  | N | [53 empty] | OP | LN | OV | SN | GAS | MA | General Electric Aircraft | 10029 | 5 | 2010 |  | CAIROS | 91.19 | 12 | 718.68 |  |  | 0.1761 | 1.424 |  | 16515.85 | 1 |  | Essex | Industrial Turbine | 3724 | Aircraft Engines & Engine Parts | 42.45 | -70.9739 | General Electric Aircraft (Owner/Operator) |  |  | Operating | Combined cycle | Pipeline Natural Gas | Diesel Oil |  | Steam Injection |  | 280 | 10.4 | GAS | 12 | 400 | 0.1761 | 0.00287 | 13.9594
7049 | General Electric Aircraft Engines | 10029 | General Electric Aircraft Engines | MA | Essex | GEN6 | ST | OP | 10 | 10 | 10 |  | 1 | 1956 | NG | RFO | Y | Y | Y | Industrial CHP |  |  |  |  | N | [53 empty] | OP | LN | OV | SN | GAS | MA | General Electric Aircraft | 10029 | 5 | 2010 |  | CAIROS | 91.19 | 12 | 718.68 |  |  | 0.1761 | 1.424 |  | 16515.85 | 1 |  | Essex | Industrial Turbine | 3724 | Aircraft Engines & Engine Parts | 42.45 | -70.9739 | General Electric Aircraft (Owner/Operator) |  |  | Operating | Combined cycle | Pipeline Natural Gas | Diesel Oil |  | Steam Injection |  | 280 | 10.4 | GAS | 12 | -100 | 0.1761 | 0.0029693 | 13.347
7049 | General Electric Aircraft Engines | 10029 | General Electric Aircraft Engines | MA | Essex | GEN7 | ST | OP | 12.5 | 12.5 | 12.5 |  | 1 | 1968 | NG | RFO | Y | Y | Y | Industrial CHP |  |  |  |  | N | [53 empty] | OP | LN | OV | SN | GAS | MA | General Electric Aircraft | 10029 | 5 | 2010 |  | CAIROS | 91.19 | 12 | 718.68 |  |  | 0.1761 | 1.424 |  | 16515.85 | 1 |  | Essex | Industrial Turbine | 3724 | Aircraft Engines & Engine Parts | 42.45 | -70.9739 | General Electric Aircraft (Owner/Operator) |  |  | Operating | Combined cycle | Pipeline Natural Gas | Diesel Oil |  | Steam Injection |  | 280 | 10.4 | GAS | 12 | -20.8333 | 0.1761 | 0.0032585 | 12.3095
7049 | General Electric Aircraft Engines | 10029 | General Electric Aircraft Engines | MA | Essex | GEN8 | GT | OP | 21.1 | 21.1 | 21.1 |  | 1 | 1972 | NG | DFO | Y | Y | Y | Industrial CHP |  |  |  |  | N | [57 empty] | GAS | MA | General Electric Aircraft | 10029 | 3 | 2010 |  | CAIROS | 3964.53 | 12 |  | 432885.97 |  | 0.0672 | 19.574 |  | 576891.7 | 1 |  | Essex | Industrial Boiler | 3724 | Aircraft Engines & Engine Parts | 42.45 | -70.9739 | General Electric Aircraft (Owner/Operator) |  |  | Operating | Dry bottom wall-fired boiler | Pipeline Natural Gas | Residual Oil |  | Low NOx Burner Technology w/ Overfire Air Other |  | 383 | 10.4 | GAS | 25.8493 | -112.5435 | 0.0672 | 0.0056747 | 12.3974
7067 | Tata Chemicals Partners | 54318 | General Chemical | WY | Sweetwater | TG1 | ST | OP | 15 | 15 | 15 |  | 5 | 1968 | SUB | NG | N | Y | Y | Industrial CHP |  |  |  |  | N | Y |  | Y | [37 empty] | OP | EW |  |  | 3.5 |  | 0.4 | 0.7 |  |  | 99 | 50¦¦ 80 | 233324¦¦ 407862 |  |  |  |  | COAL | [39 empty] | 0.58616 | 0.57967 | 12.6562
7067 | Tata Chemicals Partners | 54318 | General Chemical | WY | Sweetwater | TG2 | ST | OP | 15 | 15 | 15 |  | 1 | 1977 | SUB | NG | N | Y | Y | Industrial CHP |  |  |  |  | N | Y |  | Y | [37 empty] | OP | EW |  |  | 3.5 |  | 0.4 | 0.7 |  |  | 99 | 50¦¦ 80 | 233324¦¦ 407862 |  |  |  |  | COAL | [39 empty] | 0.54502 | 0.52681 | 12.4102
7075 | General Electric Co | 10058 | General Electric Diesel Engine Plant | PA | Mercer | REGN | IC | OP | 4.4 | 4.3 | 4.2 |  | 6 | 1984 | DFO |  | N | Y | Y | Industrial CHP |  |  |  |  | N | [57 empty] | LIQUID | [39 empty] | 0.7385 | 0.025484 | 12.5895
7080 | General Electric Co | 10059 | General Electric Great Falls Upper Hydro | NH | Strafford | 1575 | HY | OP | 1.7 | 0.1 | 0.9 |  | 12 | 1984 | WAT |  | N | Y | N | Industrial Non-CHP |  |  |  |  | N | [57 empty] | N/A | [39 empty] | 0 | 0 | 10.4
7080 | General Electric Co | 10059 | General Electric Great Falls Upper Hydro | NH | Strafford | 500 | HY | OP | 0.5 | 0.5 | 0.3 |  | 8 | 1988 | WAT |  | N | Y | N | Industrial Non-CHP |  |  |  |  | N | [57 empty] | N/A | [39 empty] | 0 | 0 | 10.4
7092 | General Mills Inc | 54564 | General Mills Inc | NY | ERIE | GEN1 | GT | OP | 3.8 | 3.4 | 4 |  | 12 | 1988 | NG |  | N | Y | Y | Industrial CHP |  |  |  |  | N | [57 empty] | GAS | [39 empty] | 0.39468 | 0.0049099 | 9.2674
7095 | City of Geneseo - (IL) | 944 | Geneseo | IL | Henry | 1 | IC | OP | 5.6 | 4.4 | 4.4 |  | 3 | 1974 | NG | DFO | Y | Y | N | Electric Utility |  |  |  |  | N | [57 empty] | GAS | [39 empty] | 1.1659 | 0.0016829 | 10.4
7095 | City of Geneseo - (IL) | 944 | Geneseo | IL | Henry | 10 | WT | OP | 1.5 | 1.5 | 1.5 |  | 9 | 2009 | WND |  | N | Y | N | Electric Utility | [62 empty] | N/A | [39 empty] | 0 | 0 | 10.4
7095 | City of Geneseo - (IL) | 944 | Geneseo | IL | Henry | 11 | WT | OP | 1.5 | 1.5 | 1.5 |  | 10 | 2009 | WND |  | N | Y | N | Electric Utility | [62 empty] | N/A | [39 empty] | 0 | 0 | 10.4
7095 | City of Geneseo - (IL) | 944 | Geneseo | IL | Henry | 2 | IC | OP | 3.5 | 2.8 | 2.8 |  | 10 | 1967 | NG | DFO | Y | Y | N | Electric Utility |  |  |  |  | N | [57 empty] | GAS | [39 empty] | 1.1659 | 0.0016829 | 10.4
7095 | City of Geneseo - (IL) | 944 | Geneseo | IL | Henry | 3 | IC | OP | 3.5 | 2.8 | 2.8 |  | 6 | 1966 | NG | DFO | Y | Y | N | Electric Utility |  |  |  |  | N | [57 empty] | GAS | [39 empty] | 1.1659 | 0.0016829 | 10.4
7095 | City of Geneseo - (IL) | 944 | Geneseo | IL | Henry | 4 | IC | OP | 1.6 | 1.3 | 1.3 |  | 7 | 1957 | NG | DFO | Y | Y | N | Electric Utility |  |  |  |  | N | [57 empty] | GAS | [39 empty] | 1.1659 | 0.0016829 | 10.4
7095 | City of Geneseo - (IL) | 944 | Geneseo | IL | Henry | 5A | IC | OP | 4.4 | 3.4 | 3.4 |  | 8 | 1990 | NG | DFO | Y | Y | N | Electric Utility |  |  |  |  | N | [57 empty] | GAS | [39 empty] | 1.1659 | 0.0016829 | 10.4
7095 | City of Geneseo - (IL) | 944 | Geneseo | IL | Henry | 6A | IC | OP | 3 | 2.4 | 2.4 |  | 5 | 2003 | NG | DFO | Y | Y | N | Electric Utility |  |  |  |  | N | [57 empty] | GAS | [39 empty] | 1.1659 | 0.0016829 | 10.4
7095 | City of Geneseo - (IL) | 944 | Geneseo | IL | Henry | 7 | IC | OP | 3 | 2.4 | 2.4 |  | 6 | 1961 | NG | DFO | Y | Y | N | Electric Utility |  |  |  |  | N | [57 empty] | GAS | [39 empty] | 1.1659 | 0.0016829 | 10.4
7095 | City of Geneseo - (IL) | 944 | Geneseo | IL | Henry | 9 | IC | OP | 4.8 | 3.8 | 3.8 |  | 5 | 1998 | DFO |  | N | Y | N | Electric Utility | [62 empty] | LIQUID | [39 empty] | 0.7385 | 0.025484 | 12.5895
7096 | City of Geneva- (IL) | 56462 | Geneva Generation Facility | IL | Kane | GEN 1 | IC | OP | 5.9 | 5.4 | 5.8 |  | 6 | 2005 | NG |  | N | Y | N | Electric Utility |  |  |  |  | N | [57 empty] | GAS | [39 empty] | 1.1659 | 0.0016829 | 10.4
7096 | City of Geneva- (IL) | 56462 | Geneva Generation Facility | IL | Kane | GEN 2 | IC | OP | 5.9 | 5.4 | 5.8 |  | 6 | 2005 | NG |  | N | Y | N | Electric Utility |  |  |  |  | N | [57 empty] | GAS | [39 empty] | 1.1659 | 0.0016829 | 10.4
7096 | City of Geneva- (IL) | 56462 | Geneva Generation Facility | IL | Kane | GEN 3 | IC | OP | 5.9 | 5.4 | 5.8 |  | 6 | 2005 | NG |  | N | Y | N | Electric Utility |  |  |  |  | N | [57 empty] | GAS | [39 empty] | 1.1659 | 0.0016829 | 10.4
7096 | City of Geneva- (IL) | 56462 | Geneva Generation Facility | IL | Kane | GEN 4 | IC | OP | 5.9 | 5.4 | 5.8 |  | 6 | 2005 | NG |  | N | Y | N | Electric Utility |  |  |  |  | N | [57 empty] | GAS | [39 empty] | 1.1659 | 0.0016829 | 10.4
7096 | City of Geneva- (IL) | 56462 | Geneva Generation Facility | IL | Kane | GEN 5 | IC | OP | 5.9 | 5.4 | 5.8 |  | 6 | 2005 | NG |  | N | Y | N | Electric Utility |  |  |  |  | N | [57 empty] | GAS | [39 empty] | 1.1659 | 0.0016829 | 10.4
7100 | Village of Genoa | 56181 | Genoa Diesel Generating Station | OH | Ottawa | 1 | IC | OP | 2 | 2 | 2 |  | 12 | 2004 | DFO |  | N | Y | N | Electric Utility |  |  |  |  | N | [57 empty] | LIQUID | [39 empty] | 0.7385 | 0.025484 | 12.5895
7100 | Village of Genoa | 56181 | Genoa Diesel Generating Station | OH | Ottawa | 2 | IC | OP | 2 | 2 | 2 |  | 12 | 2004 | DFO |  | N | Y | N | Electric Utility |  |  |  |  | N | [57 empty] | LIQUID | [39 empty] | 0.7385 | 0.025484 | 12.5895
7100 | Village of Genoa | 56181 | Genoa Diesel Generating Station | OH | Ottawa | 3 | IC | OP | 2 | 2 | 2 |  | 12 | 2004 | DFO |  | N | Y | N | Electric Utility |  |  |  |  | N | [57 empty] | LIQUID | [39 empty] | 0.7385 | 0.025484 | 12.5895
7127 | Georgia-Pacific Corp - Savannah | 10361 | Savannah River Mill | GA | Effingham | GEN3 | ST | OP | 45 | 41.9 | 42.3 |  | 2 | 1988 | PC | BIT | Y | Y | Y | Industrial CHP |  |  |  |  | N |  | Y | Y | [37 empty] | OP | BP |  |  | 10.8¦¦ 16.1¦¦ 10.8 |  | 5 |  | 0.5 |  | 90 | 20 | 118800¦¦ 147000¦¦ 116340 |  |  |  |  | Petroleum Coke | [39 empty] | 0.064092 | 0.47457 | 10.4
7127 | Georgia-Pacific Corp - Savannah | 10361 | Savannah River Mill | GA | Effingham | GEN4 | ST | OP | 45 | 41.9 | 42.3 |  | 9 | 1989 | PC | BIT | Y | Y | Y | Industrial CHP |  |  |  |  | N |  | Y | Y | [37 empty] | OP | BP |  |  | 10.8¦¦ 16.1¦¦ 10.8 |  | 5 |  | 0.5 |  | 90 | 20 | 118800¦¦ 147000¦¦ 116340 |  |  |  |  | Petroleum Coke | [39 empty] | 0.062545 | 0.47457 | 10.4
7136 | Georgia-Pacific Corp | 10699 | Georgia Pacific Naheola Mill | AL | Choctaw | GEN1 | ST | OP | 15.6 | 14.5 | 14.7 |  | 8 | 1959 | BLQ | BIT | Y | N | Y | Industrial CHP |  |  |  |  | N | [9 empty] | 0.1¦¦ .22 | 3.4 | 0.42 | PB | DP¦¦SU¦¦SU¦¦SB | NP | 1998¦¦ 1971¦¦ 1971¦¦ 1970 | 1988¦¦ 1976¦¦ 1976¦¦ 1988 | 1990¦¦ 1995¦¦ 1995¦¦ 1995 | MS | IF¦¦SS¦¦SS¦¦NC | [20 empty] | OP | EW |  |  | 4 | ¦¦ .1 | 1 |  | ¦¦ .3 |  | 99.5 | 11¦¦ 8¦¦ 11 | 159777¦¦ 140287¦¦ 572745 |  |  |  |  | LIQUID | [39 empty] | 0.1424 | 0.049001 | 10.4
7136 | Georgia-Pacific Corp | 10699 | Georgia Pacific Naheola Mill | AL | Choctaw | GEN2 | ST | OP | 15.6 | 14.5 | 14.7 |  | 5 | 1962 | BLQ | BIT | Y | N | Y | Industrial CHP |  |  |  |  | N | [9 empty] | 0.1¦¦ .22 | 3.4 | 0.42 | PB | DP¦¦SU¦¦SU¦¦SB | NP | 1998¦¦ 1971¦¦ 1971¦¦ 1970 | 1988¦¦ 1976¦¦ 1976¦¦ 1988 | 1990¦¦ 1995¦¦ 1995¦¦ 1995 | MS | IF¦¦SS¦¦SS¦¦NC | [20 empty] | OP | EW |  |  | 4 | ¦¦ .1 | 1 |  | ¦¦ .3 |  | 99.5 | 11¦¦ 8¦¦ 11 | 159777¦¦ 140287¦¦ 572745 |  |  |  |  | LIQUID | [39 empty] | 0.13794 | 0.049001 | 10.4
7136 | Georgia-Pacific Corp | 10699 | Georgia Pacific Naheola Mill | AL | Choctaw | GT3 | ST | OP | 47.1 | 43.8 | 44.3 |  | 4 | 1993 | BLQ | DFO | Y | N | Y | Industrial CHP |  |  |  |  | N | [9 empty] | 0.1 |  |  | PB | SU | NP | 1971 | 1976 | 1995 | MS | SS | [20 empty] | OP | EW |  |  |  | 0.1 |  |  | 0.3 |  | 99.5 | 11 | 572745 |  |  |  |  | LIQUID | [39 empty] | 0.0842 | 0.049001 | 10.4
7140 | Georgia Power Co | 649 | Vogtle | GA | Burke | 1 | ST | OP | 1160 | 1150 | 1150 |  | 5 | 1987 | NUC |  | N | Y | N | Electric Utility |  |  |  |  | N | [57 empty] | N/A | [39 empty] | 0 | 0 | 10.4
7140 | Georgia Power Co | 649 | Vogtle | GA | Burke | 2 | ST | OP | 1160 | 1152 | 1152 |  | 5 | 1989 | NUC |  | N | Y | N | Electric Utility |  |  |  |  | N | [57 empty] | N/A | [39 empty] | 0 | 0 | 10.4
7140 | Georgia Power Co | 702 | Bartletts Ferry | AL | Lee | 1 | HY | OP | 15 | 16.5 | 16.8 |  | 12 | 1926 | WAT |  | N | Y | N | Electric Utility |  |  |  |  | N | [57 empty] | N/A | [39 empty] | 0 | 0 | 10.4
7140 | Georgia Power Co | 702 | Bartletts Ferry | AL | Lee | 2 | HY | OP | 15 | 16.5 | 16.8 |  | 12 | 1926 | WAT |  | N | Y | N | Electric Utility |  |  |  |  | N | [57 empty] | N/A | [39 empty] | 0 | 0 | 10.4
7140 | Georgia Power Co | 702 | Bartletts Ferry | AL | Lee | 3 | HY | OP | 15 | 16.5 | 16.8 |  | 12 | 1928 | WAT |  | N | Y | N | Electric Utility |  |  |  |  | N | [57 empty] | N/A | [39 empty] | 0 | 0 | 10.4
7140 | Georgia Power Co | 702 | Bartletts Ferry | AL | Lee | 4 | HY | OP | 20 | 22 | 22.5 |  | 12 | 1951 | WAT |  | N | Y | N | Electric Utility |  |  |  |  | N | [57 empty] | N/A | [39 empty] | 0 | 0 | 10.4
7140 | Georgia Power Co | 702 | Bartletts Ferry | AL | Lee | 5 | HY | OP | 54 | 59.5 | 60.6 |  | 10 | 1985 | WAT |  | N | Y | N | Electric Utility |  |  |  |  | N | [57 empty] | N/A | [39 empty] | 0 | 0 | 10.4
7140 | Georgia Power Co | 702 | Bartletts Ferry | AL | Lee | 6 | HY | OP | 54 | 59.5 | 60.6 |  | 11 | 1985 | WAT |  | N | Y | N | Electric Utility |  |  |  |  | N | [57 empty] | N/A | [39 empty] | 0 | 0 | 10.4
7140 | Georgia Power Co | 703 | Bowen | GA | Bartow | 1 | ST | OP | 805.8 | 724 | 724 |  | 10 | 1971 | BIT | DFO | N | Y | N | Electric Utility |  |  |  |  | N | Y |  |  | Y |  |  | 1FLU | 1971 | 1156547 | [16 empty] | OP | BR |  |  |  | LS |  |  |  | Y | 2.5 | 98 | 620 | 2553949 | 100 | OP | EK | [5 empty] | 2 |  |  | 98.4¦¦ 98.7¦¦ 98.7 | 128.4¦¦ 195.9¦¦ 195.9 | 1104000¦¦ 913900¦¦ 913900 |  |  |  |  | COAL | GA | Bowen | 703 | 1BLR | 2010 | MS1BYP, MS1FGD | ARP, CAIRNOX, CAIRSO2 | 7237 | 12 | 5041506.75 |  | 1026.856 | 0.0665 | 1380.285 | 4392928.375 | 42816034.23 | 4 | Southeastern Electric Reliability Council | Bartow | Electric Utility | 4911 | Electric Services | 34.1256 | -84.9192 | Georgia Power Company (Owner/Operator) | Table 1 | Phase 1 Group 1 | Operating | Tangentially-fired | Coal |  | Wet Lime FGD | Low NOx Burner Technology w/ Separated OFA Selective Catalytic Reduction | Electrostatic Precipitator | 8437 | 8.5038 | COAL | 771 | 467.5414 | 0.0665 | 0.047966 | 8.4927
7140 | Georgia Power Co | 703 | Bowen | GA | Bartow | 2 | ST | OP | 788.8 | 724 | 724 |  | 9 | 1972 | BIT | DFO | N | Y | N | Electric Utility |  |  |  |  | N | Y |  |  | Y |  |  | 2FLU | 1972 | 1156547 | [16 empty] | OP | BR |  |  |  | LS |  |  |  | Y | 2.5 | 98 | 620 | 2553949 | 100 | OP | EK | [5 empty] | 2 |  |  | 98.4¦¦ 98.7¦¦ 98.7 | 128.4¦¦ 195.9¦¦ 195.9 | 1104000¦¦ 913900¦¦ 913900 |  |  |  |  | COAL | GA | Bowen | 703 | 2BLR | 2010 | MS2BYP, MS2FGD | ARP, CAIRNOX, CAIRSO2 | 8646.75 | 12 | 6072029 |  | 1384.857 | 0.0652 | 1796.055 | 5713758.15 | 55689637.88 | 4 | Southeastern Electric Reliability Council | Bartow | Electric Utility | 4911 | Electric Services | 34.1256 | -84.9192 | Georgia Power Company (Owner/Operator) | Table 1 | Phase 1 Group 1 | Operating | Tangentially-fired | Coal |  | Wet Lime FGD | Low NOx Burner Technology w/ Separated OFA Selective Catalytic Reduction | Electrostatic Precipitator | 7917 | 9.164 | COAL | 760 | 475.1381 | 0.0652 | 0.049735 | 9.164
7140 | Georgia Power Co | 703 | Bowen | GA | Bartow | 3 | ST | OP | 952 | 892 | 892 |  | 12 | 1974 | BIT | DFO | N | Y | N | Electric Utility |  |  |  |  | N | Y |  |  | Y |  |  | 3FLU | 1974 | 1465476 | [16 empty] | OP | BR |  |  |  | LS |  |  |  | Y | 2.5 | 98 | 779 | 3224852 | 100 | OP | EK | [5 empty] | 2 |  |  | 99 | 313.9 | 1465000 |  |  |  |  | COAL | GA | Bowen | 703 | 3BLR | 2010 | MS3FGD, MS3BYP | ARP, CAIRNOX, CAIRSO2 | 8461 | 12 | 7356070.5 |  | 1662.647 | 0.0652 | 2132.539 | 6845433.125 | 66719638.13 | 4 | Southeastern Electric Reliability Council | Bartow | Electric Utility | 4911 | Electric Services | 34.1256 | -84.9192 | Georgia Power Company (Owner/Operator) | Table 1 | Phase 1 Group 1 | Operating | Tangentially-fired | Coal |  | Wet Lime FGD | Low NOx Burner Technology w/ Separated OFA Selective Catalytic Reduction | Electrostatic Precipitator | 9492 | 9.0603 | COAL | 965 | 459.0807 | 0.0652 | 0.04984 | 9.0603
7140 | Georgia Power Co | 703 | Bowen | GA | Bartow | 4 | ST | OP | 952 | 862 | 892 |  | 11 | 1975 | BIT | DFO | N | Y | N | Electric Utility |  |  |  |  | N | Y |  |  | Y |  |  | 4FLU | 1975 | 1465476 | [16 empty] | OP | BR |  |  |  | LS |  |  |  | Y | 2.5 | 98 | 779 | 3224852 | 100 | OP | EK | [5 empty] | 2 |  |  | 99 | 313.9 | 1465000 |  |  |  |  | COAL | GA | Bowen | 703 | 4BLR | 2010 | MS4FGD, MS4BYP | ARP, CAIRNOX, CAIRSO2 | 7405 | 12 | 6284986.75 |  | 3543.451 | 0.0677 | 1947.775 | 6045621.075 | 58924185.53 | 4 | Southeastern Electric Reliability Council | Bartow | Electric Utility | 4911 | Electric Services | 34.1256 | -84.9192 | Georgia Power Company (Owner/Operator) | Table 1 | Phase 1 Group 1 | Operating | Tangentially-fired | Coal |  | Wet Lime FGD | Low NOx Burner Technology w/ Separated OFA Selective Catalytic Reduction | Electrostatic Precipitator | 9446 | 9.3836 | COAL | 960 | 461.8834 | 0.0677 | 0.12027 | 9.3754
7140 | Georgia Power Co | 703 | Bowen | GA | Bartow | 6 | GT | OP | 41.8 | 32 | 40 |  | 5 | 1971 | DFO |  | N | Y | N | Electric Utility |  |  |  |  | N | [57 empty] | LIQUID | [39 empty] | 0.78452 | 0.14221 | 14.6229
7140 | Georgia Power Co | 706 | Flint River | GA | Dougherty | 1 | HY | OP | 1.8 | 2.2 | 1.9 |  | 12 | 1921 | WAT |  | N | Y | N | Electric Utility |  |  |  |  | N | [57 empty] | N/A | [39 empty] | 0 | 0 | 10.4
7140 | Georgia Power Co | 707 | Goat Rock | AL | Lee | 3 | HY | OP | 5 | 5 | 5 |  | 12 | 1915 | WAT |  | N | Y | N | Electric Utility |  |  |  |  | N | [57 empty] | N/A | [39 empty] | 0 | 0 | 10.4
7140 | Georgia Power Co | 707 | Goat Rock | AL | Lee | 4 | HY | OP | 5 | 5 | 5 |  | 12 | 1920 | WAT |  | N | Y | N | Electric Utility | [62 empty] | N/A | [39 empty] | 0 | 0 | 10.4
7140 | Georgia Power Co | 707 | Goat Rock | AL | Lee | 5 | HY | OP | 5 | 5 | 5 |  | 12 | 1955 | WAT |  | N | Y | N | Electric Utility | [62 empty] | N/A | [39 empty] | 0 | 0 | 10.4
7140 | Georgia Power Co | 707 | Goat Rock | AL | Lee | 6 | HY | OP | 5 | 5 | 5 |  | 2 | 1956 | WAT |  | N | Y | N | Electric Utility | [62 empty] | N/A | [39 empty] | 0 | 0 | 10.4
7140 | Georgia Power Co | 707 | Goat Rock | AL | Lee | 7 | HY | OP | 9.3 | 9.4 | 9.4 |  | 6 | 2005 | WAT |  | N | Y | N | Electric Utility | [62 empty] | N/A | [39 empty] | 0 | 0 | 10.4
7140 | Georgia Power Co | 707 | Goat Rock | AL | Lee | 8 | HY | OP | 9.3 | 9.4 | 9.4 |  | 6 | 2005 | WAT |  | N | Y | N | Electric Utility | [62 empty] | N/A | [39 empty] | 0 | 0 | 10.4
7140 | Georgia Power Co | 708 | Hammond | GA | Floyd | 1 | ST | OP | 125 | 110 | 110 |  | 6 | 1954 | BIT | DFO | N | Y | N | Electric Utility |  |  |  |  | N | Y |  | Y | N |  |  | 6 | 2008 | 1300000 | 0.23 | 3.4 | 0.12 | PB | DP | NP | 1973 | 1974 | 1995 | MS | SS | [5 empty] | OP | SP |  |  |  | LS |  |  |  | Y | 2 | 95 | 488 | 2612000 | 100 | OP | EC |  |  | 8 |  | 0.7 | 3 |  |  | 98.7 | 91.9 | 420000 |  |  |  |  | COAL | GA | Hammond | 708 | 1 | 2010 | CS004, CS001 | ARP, CAIRNOX, CAIRSO2 | 8679.25 | 12 | 471514.5 |  | 547.413 | 0.2348 | 534.396 | 485926.27 | 4712929.9 | 4 | Southeastern Electric Reliability Council | Floyd | Electric Utility | 4911 | Electric Services | 34.2533 | -85.3456 | Georgia Power Company (Owner/Operator) | Table 1 | Phase 1 Group 1 | Operating | Dry bottom wall-fired boiler | Coal |  | Wet Lime FGD | Low NOx Burner Technology (Dry Bottom only) | Electrostatic Precipitator | 1313 | 9.4607 | COAL | 115 | 1977.2727 | 0.2348 | 0.2323 | 9.4607
7140 | Georgia Power Co | 708 | Hammond | GA | Floyd | 2 | ST | OP | 125 | 110 | 110 |  | 9 | 1954 | BIT | DFO | N | Y | N | Electric Utility |  |  |  |  | N | Y |  | Y |  |  |  | 6 | 2008 | 1300000 | 0.23 | 3.4 | 0.12 | PB | DP | NP | 1973 | 1974 | 1995 | MS | SS | [5 empty] | OP | SP |  |  |  | LS |  |  |  | Y | 2 | 95 | 488 | 2612000 | 100 | OP | EC |  |  | 8 |  | 0.7 | 3 |  |  | 98 | 93.2 | 420000 | OP | LN | OV | SN | COAL | GA | Hammond | 708 | 2 | 2010 | CS004, CS001 | ARP, CAIRNOX, CAIRSO2 | 2184.25 | 12 | 126575 |  | 360.275 | 0.3162 | 193.26 | 125805.714 | 1218765.5 | 4 | Southeastern Electric Reliability Council | Floyd | Electric Utility | 4911 | Electric Services | 34.2533 | -85.3456 | Georgia Power Company (Owner/Operator) | Table 1 | Phase 1 Group 1 | Operating | Dry bottom wall-fired boiler | Coal |  | Wet Lime FGD | Low NOx Burner Technology (Dry Bottom only) | Electrostatic Precipitator | 1332 | 9.4404 | COAL | 107 | 1985.9813 | 0.3162 | 0.59121 | 9.4404
7140 | Georgia Power Co | 708 | Hammond | GA | Floyd | 3 | ST | OP | 125 | 110 | 110 |  | 6 | 1955 | BIT | DFO | N | Y | N | Electric Utility |  |  |  |  | N | Y |  | Y |  |  |  | 6 | 2008 | 1300000 | 0.17 | 3.4 | 0.12 | PB | DP | NP | 1973 | 1974 | 1995 | MS | SS | [5 empty] | OP | SP |  |  |  | LS |  |  |  | Y | 2 | 95 | 488 | 2612000 | 100 | OP | EC |  |  | 8 |  | 0.6 | 3 |  |  | 99 | 95.8 | 465000 | OP | LN | OV | SR | COAL | GA | Hammond | 708 | 3 | 2010 | CS004, CS001 | ARP, CAIRNOX, CAIRSO2 | 8726.75 | 12 | 525406.75 |  | 603.893 | 0.2229 | 589.707 | 539066.737 | 5231602.275 | 4 | Southeastern Electric Reliability Council | Floyd | Electric Utility | 4911 | Electric Services | 34.2533 | -85.3456 | Georgia Power Company (Owner/Operator) | Table 1 | Phase 1 Group 1 | Operating | Dry bottom wall-fired boiler | Coal |  | Wet Lime FGD | Low NOx Burner Technology (Dry Bottom only) | Electrostatic Precipitator | 1368 | 9.5237 | COAL | 116 | 1972.7273 | 0.2229 | 0.23086 | 9.5237
7140 | Georgia Power Co | 708 | Hammond | GA | Floyd | 4 | ST | OP | 578 | 510 | 510 |  | 12 | 1970 | BIT | DFO | N | Y | N | Electric Utility |  |  |  |  | N | Y |  | Y |  |  |  | 6 | 2008 | 1300000 | 0.17 | 3.4 | 0.12 | PB | DP | NP | 1973 | 1974 | 1995 | MS | SS | [5 empty] | OP | SP |  |  |  | LS |  |  |  | Y | 2 | 95 | 488 | 2612000 | 100 | OP | EC |  |  | 8 |  | 0.6 | 3 |  |  | 99 | 119.4 | 2450000 | OP | LN | OV | SN | COAL | GA | Hammond | 708 | 4 | 2010 | CS004, MS4BYP | ARP, CAIRNOX, CAIRSO2 | 6971 | 12 | 2105507 |  | 914.994 | 0.1771 | 1845.831 | 2150271.505 | 20977623.25 | 4 | Southeastern Electric Reliability Council | Floyd | Electric Utility | 4911 | Electric Services | 34.2533 | -85.3456 | Georgia Power Company (Owner/Operator) | Table 1 | Phase 1 Group 1 | Operating | Dry bottom wall-fired boiler | Coal |  | Wet Lime FGD | Selective Catalytic Reduction Low NOx Burner Technology (Dry Bottom only) | Electrostatic Precipitator | 5972 | 9.5888 | COAL | 525 | 1985.2941 | 0.1771 | 0.087235 | 9.5888
7140 | Georgia Power Co | 709 | Harllee Branch | GA | Putnam | 1 | ST | OP | 299.2 | 266 | 266 |  | 6 | 1965 | BIT | DFO | N | Y | N | Electric Utility |  |  |  | 2013 | N | Y |  | Y |  |  |  | 1 | 1978 | 1111000 | [31 empty] | OP | EK |  |  | 4 |  | 0.7 | 4 |  |  | 98.5 | 97 | 1003346 |  |  |  |  | COAL | GA | Harllee Branch | 709 | 1 | 2010 | CS001 | ARP, CAIRNOX, CAIRSO2 | 7896.75 | 12 | 849132.75 |  | 7231.996 | 0.4132 | 1705.411 | 843441.925 | 8220698.525 | 4 | Southeastern Electric Reliability Council | Putnam | Electric Utility | 4911 | Electric Services | 33.1942 | -83.2994 | Georgia Power Company (Owner/Operator) | Phase 2 | Group 2 | Operating | Cell burner boiler | Coal |  |  | Low NOx Cell Burner | Electrostatic Precipitator | 3006 | 9.1972 | COAL | 267 | 1998.1203 | 0.4132 | 1.7595 | 9.1972
7140 | Georgia Power Co | 709 | Harllee Branch | GA | Putnam | 2 | ST | OP | 359 | 325 | 325 |  | 6 | 1967 | BIT | DFO | N | Y | N | Electric Utility |  |  |  | 2013 | N | Y |  | Y |  |  |  | 1 | 1978 | 1111000 | [31 empty] | OP | EK |  |  | 4 |  | 0.7 | 4 |  |  | 98.5 | 119 | 1228075 |  |  |  |  | COAL | GA | Harllee Branch | 709 | 2 | 2010 | CS001 | ARP, CAIRNOX, CAIRSO2 | 5907 | 12 | 895943.25 |  | 7880.141 | 0.3918 | 1720.944 | 893021.701 | 8703944.025 | 4 | Southeastern Electric Reliability Council | Putnam | Electric Utility | 4911 | Electric Services | 33.1942 | -83.2994 | Georgia Power Company (Owner/Operator) | Phase 2 | Phase 1 Group 1 | Operating | Dry bottom wall-fired boiler | Coal |  |  | Low NOx Burner Technology (Dry Bottom only) | Electrostatic Precipitator | 3484 | 9.2768 | COAL | 332 | 1989.2308 | 0.3918 | 1.8107 | 9.2768
7140 | Georgia Power Co | 709 | Harllee Branch | GA | Putnam | 3 | ST | OP | 544 | 509 | 509 |  | 7 | 1968 | BIT | DFO | N | Y | N | Electric Utility |  |  |  |  | N | Y |  | N | Y |  |  | 2 | 1981 | 1730000 | [31 empty] | OP | EK |  |  | 6 |  | 0.6 | 3 |  |  | 98.7 | 121 | 1596278 |  |  |  |  | COAL | GA | Harllee Branch | 709 | 3 | 2010 | CS002 | ARP, CAIRNOX, CAIRSO2 | 7793.5 | 12 | 2311226.5 |  | 20290.986 | 0.3684 | 4188.894 | 2312126.404 | 22535376.08 | 4 | Southeastern Electric Reliability Council | Putnam | Electric Utility | 4911 | Electric Services | 33.1942 | -83.2994 | Georgia Power Company (Owner/Operator) | Phase 2 | Group 2 | Operating | Cell burner boiler | Coal |  |  | Low NOx Cell Burner | Electrostatic Precipitator | 5586 | 9.516 | COAL | 513 | 1996.0707 | 0.3684 | 1.8008 | 9.516
7140 | Georgia Power Co | 709 | Harllee Branch | GA | Putnam | 4 | ST | OP | 544 | 507 | 507 |  | 6 | 1969 | BIT | DFO | N | Y | N | Electric Utility |  |  |  |  | N | Y |  |  | Y |  |  | 2 | 1981 | 1730000 | [31 empty] | OP | EK |  |  | 6 |  | 0.7 | 3 |  |  | 98.7 | 134 | 1772382 |  |  |  |  | COAL | GA | Harllee Branch | 709 | 4 | 2010 | CS002 | ARP, CAIRNOX, CAIRSO2 | 6264.75 | 12 | 2035445.75 |  | 17855.085 | 0.3695 | 3738.977 | 2051582.796 | 19995955.3 | 4 | Southeastern Electric Reliability Council | Putnam | Electric Utility | 4911 | Electric Services | 33.1942 | -83.2994 | Georgia Power Company (Owner/Operator) | Phase 2 | Group 2 | Operating | Cell burner boiler | Coal |  |  | Low NOx Cell Burner | Electrostatic Precipitator | 6190 | 9.6167 | COAL | 548 | 1959.5661 | 0.3695 | 1.7859 | 9.6167
7140 | Georgia Power Co | 710 | Jack McDonough | GA | Cobb | 1 | ST | OP | 299.2 | 251 | 251 |  | 8 | 1963 | BIT | NG | Y | Y | N | Electric Utility |  |  |  | 2012 | N | Y |  | Y |  |  |  | 1 | 1975 | 1208000 | [31 empty] | OP | EK |  |  |  |  | 2 | 3 |  |  | 99 | 260 | 1000000 |  |  |  |  | COAL | GA | Jack McDonough | 710 | MB1 | 2010 | CS001 | ARP, CAIRNOX, CAIRSO2 | 7503.25 | 12 | 985062 |  | 7413.271 | 0.2768 | 1309.317 | 979163.81 | 9549458.275 | 4 | Southeastern Electric Reliability Council | Cobb | Electric Utility | 4911 | Electric Services | 33.8244 | -84.475 | Georgia Power Company (Owner/Operator) | Table 1 | Phase 1 Group 1 | Operating | Tangentially-fired | Coal |  |  | Low NOx Burner Technology w/ Separated OFA Other | Electrostatic Precipitator | 2833 | 9.6563 | COAL | 272 | 458.1673 | 0.2768 | 1.5526 | 9.6563
7140 | Georgia Power Co | 710 | Jack McDonough | GA | Cobb | 3A | GT | OP | 41.8 | 32 | 40 |  | 5 | 1971 | NG | DFO | Y | Y | N | Electric Utility |  |  |  |  | N | [57 empty] | GAS | GA | Jack McDonough | 710 | 3AA | 2010 |  | CAIRNOX, CAIRSO2 | 15.2 | 12 | 0 |  | 2.881 | 1.1945 | 5.631 |  | 6061.36 | 4 | Southeastern Electric Reliability Council | Cobb | Electric Utility | 4911 | Electric Services | 33.8244 | -84.475 | Georgia Power Company (Owner/Operator) |  |  | Operating | Combustion turbine | Diesel Oil | Pipeline Natural Gas |  |  |  | 252 | 10.4 | LIQUID | 24.2308 | -175.3968 | 1.1945 | 0.95061 | 13.9666
7140 | Georgia Power Co | 710 | Jack McDonough | GA | Cobb | 3B | GT | OP | 41.8 | 32 | 40 |  | 5 | 1971 | NG | DFO | Y | Y | N | Electric Utility | [62 empty] | GAS | GA | Jack McDonough | 710 | 3AA | 2010 |  | CAIRNOX, CAIRSO2 | 15.2 | 12 | 0 |  | 2.881 | 1.1945 | 5.631 |  | 6061.36 | 4 | Southeastern Electric Reliability Council | Cobb | Electric Utility | 4911 | Electric Services | 33.8244 | -84.475 | Georgia Power Company (Owner/Operator) |  |  | Operating | Combustion turbine | Diesel Oil | Pipeline Natural Gas |  |  |  | 252 | 10.4 | LIQUID | 24.2308 | -175.3968 | 1.1945 | 0.95061 | 13.9666
7140 | Georgia Power Co | 710 | Jack McDonough | GA | Cobb | 4 | CA | OP | 375 | 375 | 375 | G104 | 12 | 2011 | NG |  | N | Y | N | Electric Utility |  |  |  |  | N | [57 empty] | GAS | [39 empty] | 0 | 0 | 10.4
7140 | Georgia Power Co | 712 | Lloyd Shoals | GA | Jasper | 1 | HY | OP | 2.4 | 3.7 | 3.5 |  | 2 | 1911 | WAT |  | N | Y | N | Electric Utility |  |  |  |  | N | [57 empty] | N/A | [39 empty] | 0 | 0 | 10.4
7140 | Georgia Power Co | 715 | McManus | GA | Glynn | 1 | ST | OP | 50 | 43 | 43 |  | 11 | 1952 | RFO | DFO | N | Y | N | Electric Utility |  |  |  |  | N | [6 empty] | 1 | 1952 | 380000 | [48 empty] | LIQUID | GA | McManus | 715 | 1 | 2010 | CS001 | ARP, CAIRNOX, CAIRSO2 | 261.5 | 12 | 6125.75 |  | 107.738 | 0.3758 | 19.102 | 6885.602 | 77193.675 | 4 | Southeastern Electric Reliability Council | Glynn | Electric Utility | 4911 | Electric Services | 31.2125 | -81.5458 | Georgia Power Company (Owner/Operator) | Phase 2 |  | Operating | Dry bottom wall-fired boiler | Residual Oil |  |  |  |  | 735 | 11.6679 | LIQUID | 49 | 1930.2326 | 0.3758 | 2.7914 | 11.6679
7140 | Georgia Power Co | 715 | McManus | GA | Glynn | 2 | ST | OP | 93.7 | 79 | 79 |  | 6 | 1959 | RFO | DFO | N | Y | N | Electric Utility |  |  |  |  | N | [6 empty] | 1 | 1952 | 380000 | [48 empty] | LIQUID | GA | McManus | 715 | 2 | 2010 | CS001 | ARP, CAIRNOX, CAIRSO2 | 93.75 | 12 | 731 |  | 14.18 | 0.0741 | 1.623 | 1188.205 | 13514.475 | 4 | Southeastern Electric Reliability Council | Glynn | Electric Utility | 4911 | Electric Services | 31.2125 | -81.5458 | Georgia Power Company (Owner/Operator) | Phase 2 |  | Operating | Dry bottom wall-fired boiler | Residual Oil |  |  |  |  | 1266 | 11.1664 | LIQUID | 82 | 1981.0127 | 0.0741 | 2.0985 | 11.1664
7140 | Georgia Power Co | 715 | McManus | GA | Glynn | 3A | GT | OP | 55.4 | 46 | 57 |  | 1 | 1972 | DFO |  | N | Y | N | Electric Utility |  |  |  |  | N | [57 empty] | LIQUID | GA | McManus | 715 | 3A | 2010 |  | CAIRNOX, CAIRSO2 | 23.78 | 12 | 888.18 |  | 6.451 | 0.4894 | 3.725 |  | 12901.69 | 4 | Southeastern Electric Reliability Council | Glynn | Electric Utility | 4911 | Electric Services | 31.2125 | -81.5458 | Georgia Power Company (Owner/Operator) |  |  | Operating | Combustion turbine | Diesel Oil |  |  |  |  | 724 | 12.8649 | LIQUID | 62 | 1956.1404 | 0.4894 | 1 | 12.8649
7140 | Georgia Power Co | 715 | McManus | GA | Glynn | 3B | GT | OP | 55.4 | 46 | 57 |  | 1 | 1972 | DFO |  | N | Y | N | Electric Utility |  |  |  |  | N | [57 empty] | LIQUID | GA | McManus | 715 | 3B | 2010 |  | CAIRNOX, CAIRSO2 | 22.19 | 12 | 855.06 |  | 6.033 | 0.5132 | 3.542 |  | 12066.722 | 4 | Southeastern Electric Reliability Council | Glynn | Electric Utility | 4911 | Electric Services | 31.2125 | -81.5458 | Georgia Power Company (Owner/Operator) |  |  | Operating | Combustion turbine | Diesel Oil |  |  |  |  | 724 | 12.9755 | LIQUID | 58 | 1991.2281 | 0.5132 | 0.99994 | 12.9755
7140 | Georgia Power Co | 715 | McManus | GA | Glynn | 3C | GT | OP | 55.4 | 46 | 57 |  | 1 | 1972 | DFO |  | N | Y | N | Electric Utility |  |  |  |  | N | [57 empty] | LIQUID | GA | McManus | 715 | 3C | 2010 |  | CAIRNOX, CAIRSO2 | 23.22 | 12 | 837.75 |  | 6.099 | 0.4071 | 2.957 |  | 12198.632 | 4 | Southeastern Electric Reliability Council | Glynn | Electric Utility | 4911 | Electric Services | 31.2125 | -81.5458 | Georgia Power Company (Owner/Operator) |  |  | Operating | Combustion turbine | Diesel Oil |  |  |  |  | 724 | 13.2735 | LIQUID | 64 | 1938.5965 | 0.4071 | 0.99995 | 13.2735
7140 | Georgia Power Co | 715 | McManus | GA | Glynn | 4A | GT | OP | 55.4 | 46 | 57 |  | 12 | 1972 | DFO |  | N | Y | N | Electric Utility |  |  |  |  | N | [57 empty] | LIQUID | GA | McManus | 715 | 4A | 2010 |  | CAIRNOX, CAIRSO2 | 26.66 | 12 | 669.65 |  | 5.501 | 0.4139 | 2.845 |  | 11001.735 | 4 | Southeastern Electric Reliability Council | Glynn | Electric Utility | 4911 | Electric Services | 31.2125 | -81.5458 | Georgia Power Company (Owner/Operator) |  |  | Operating | Combustion turbine | Diesel Oil |  |  |  |  | 724 | 14.1454 | LIQUID | 57 | 2000 | 0.4139 | 1 | 14.1454
7140 | Georgia Power Co | 715 | McManus | GA | Glynn | 4B | GT | OP | 55.4 | 46 | 57 |  | 12 | 1972 | DFO |  | N | Y | N | Electric Utility |  |  |  |  | N | [57 empty] | LIQUID | GA | McManus | 715 | 4B | 2010 |  | CAIRNOX, CAIRSO2 | 25.08 | 12 | 716.54 |  | 5.419 | 0.3847 | 2.656 |  | 10837.719 | 4 | Southeastern Electric Reliability Council | Glynn | Electric Utility | 4911 | Electric Services | 31.2125 | -81.5458 | Georgia Power Company (Owner/Operator) |  |  | Operating | Combustion turbine | Diesel Oil |  |  |  |  | 724 | 13.5352 | LIQUID | 60 | 1973.6842 | 0.3847 | 1 | 13.5352
7140 | Georgia Power Co | 715 | McManus | GA | Glynn | 4C | GT | OP | 55.4 | 46 | 57 |  | 12 | 1972 | DFO |  | N | Y | N | Electric Utility |  |  |  |  | N | [57 empty] | LIQUID | GA | McManus | 715 | 4C | 2010 |  | CAIRNOX, CAIRSO2 | 32.53 | 12 | 692.88 |  | 6.249 | 0.4227 | 3.115 |  | 12498.108 | 4 | Southeastern Electric Reliability Council | Glynn | Electric Utility | 4911 | Electric Services | 31.2125 | -81.5458 | Georgia Power Company (Owner/Operator) |  |  | Operating | Combustion turbine | Diesel Oil |  |  |  |  | 724 | 13.7936 | LIQUID | 58 | 1991.2281 | 0.4227 | 0.99999 | 13.7936
7140 | Georgia Power Co | 715 | McManus | GA | Glynn | 4D | GT | OP | 55.4 | 46 | 57 |  | 12 | 1972 | DFO |  | N | Y | N | Electric Utility |  |  |  |  | N | [57 empty] | LIQUID | GA | McManus | 715 | 4D | 2010 |  | CAIRNOX, CAIRSO2 | 29.62 | 12 | 853.99 |  | 7.108 | 0.3967 | 3.36 |  | 14215.673 | 4 | Southeastern Electric Reliability Council | Glynn | Electric Utility | 4911 | Electric Services | 31.2125 | -81.5458 | Georgia Power Company (Owner/Operator) |  |  | Operating | Combustion turbine | Diesel Oil |  |  |  |  | 724 | 13.7513 | LIQUID | 57 | 2000 | 0.3967 | 1 | 13.7513
7140 | Georgia Power Co | 715 | McManus | GA | Glynn | 4E | GT | OP | 55.4 | 46 | 57 |  | 12 | 1972 | DFO |  | N | Y | N | Electric Utility |  |  |  |  | N | [57 empty] | LIQUID | GA | McManus | 715 | 4E | 2010 |  | CAIRNOX, CAIRSO2 | 23.56 | 12 | 858.09 |  | 6.468 | 0.4213 | 3.332 |  | 12936.544 | 4 | Southeastern Electric Reliability Council | Glynn | Electric Utility | 4911 | Electric Services | 31.2125 | -81.5458 | Georgia Power Company (Owner/Operator) |  |  | Operating | Combustion turbine | Diesel Oil |  |  |  |  | 724 | 13.581 | LIQUID | 58 | 1991.2281 | 0.4213 | 0.99996 | 13.581
7140 | Georgia Power Co | 715 | McManus | GA | Glynn | 4F | GT | OP | 55.4 | 46 | 57 |  | 12 | 1972 | DFO |  | N | Y | N | Electric Utility |  |  |  |  | N | [57 empty] | LIQUID | GA | McManus | 715 | 4F | 2010 |  | CAIRNOX, CAIRSO2 | 22.13 | 12 | 981.82 |  | 6.865 | 0.4402 | 3.528 |  | 13730.465 | 4 | Southeastern Electric Reliability Council | Glynn | Electric Utility | 4911 | Electric Services | 31.2125 | -81.5458 | Georgia Power Company (Owner/Operator) |  |  | Operating | Combustion turbine | Diesel Oil |  |  |  |  | 724 | 13.1187 | LIQUID | 60 | 1973.6842 | 0.4402 | 0.99997 | 13.1187
7140 | Georgia Power Co | 717 | Morgan Falls | GA | Fulton | 1 | HY | OP | 2.4 | 1.4 | 1.5 |  | 12 | 1903 | WAT |  | N | Y | N | Electric Utility |  |  |  |  | N | [57 empty] | N/A | [39 empty] | 0 | 0 | 10.4
7140 | Georgia Power Co | 719 | North Highlands | GA | Muscogee | 1 | HY | OP | 9.2 | 10.5 | 10.5 |  | 2 | 1963 | WAT |  | N | Y | N | Electric Utility |  |  |  |  | N | [57 empty] | N/A | [39 empty] | 0 | 0 | 10.4
7140 | Georgia Power Co | 720 | Oliver Dam | GA | Muscogee | 1 | HY | OP | 18 | 17.7 | 17.4 |  | 7 | 1959 | WAT |  | N | Y | N | Electric Utility |  |  |  |  | N | [57 empty] | N/A | [39 empty] | 0 | 0 | 10.4
7140 | Georgia Power Co | 720 | Oliver Dam | GA | Muscogee | 2 | HY | OP | 18 | 17.7 | 17.4 |  | 8 | 1959 | WAT |  | N | Y | N | Electric Utility |  |  |  |  | N | [57 empty] | N/A | [39 empty] | 0 | 0 | 10.4
7140 | Georgia Power Co | 720 | Oliver Dam | GA | Muscogee | 3 | HY | OP | 18 | 17.7 | 17.4 |  | 8 | 1959 | WAT |  | N | Y | N | Electric Utility |  |  |  |  | N | [57 empty] | N/A | [39 empty] | 0 | 0 | 10.4
7140 | Georgia Power Co | 720 | Oliver Dam | GA | Muscogee | 4 | HY | OP | 6 | 5.9 | 5.8 |  | 11 | 1959 | WAT |  | N | Y | N | Electric Utility |  |  |  |  | N | [57 empty] | N/A | [39 empty] | 0 | 0 | 10.4
7140 | Georgia Power Co | 722 | Sinclair Dam | GA | Baldwin | 1 | HY | OP | 22.5 | 21.9 | 21.9 |  | 2 | 1953 | WAT |  | N | Y | N | Electric Utility |  |  |  |  | N | [57 empty] | N/A | [39 empty] | 0 | 0 | 10.4
7140 | Georgia Power Co | 722 | Sinclair Dam | GA | Baldwin | 2 | HY | OP | 22.5 | 21.9 | 21.9 |  | 2 | 1953 | WAT |  | N | Y | N | Electric Utility |  |  |  |  | N | [57 empty] | N/A | [39 empty] | 0 | 0 | 10.4
7140 | Georgia Power Co | 723 | Tallulah Falls | GA | Habersham | 1 | HY | OP | 12 | 12 | 12 |  | 9 | 1913 | WAT |  | N | Y | N | Electric Utility |  |  |  |  | N | [57 empty] | N/A | [39 empty] | 0 | 0 | 10.4
7140 | Georgia Power Co | 723 | Tallulah Falls | GA | Habersham | 2 | HY | OP | 12 | 12 | 12 |  | 10 | 1913 | WAT |  | N | Y | N | Electric Utility |  |  |  |  | N | [57 empty] | N/A | [39 empty] | 0 | 0 | 10.4
7140 | Georgia Power Co | 723 | Tallulah Falls | GA | Habersham | 3 | HY | OP | 12 | 12 | 12 |  | 9 | 1914 | WAT |  | N | Y | N | Electric Utility |  |  |  |  | N | [57 empty] | N/A | [39 empty] | 0 | 0 | 10.4
7140 | Georgia Power Co | 723 | Tallulah Falls | GA | Habersham | 4 | HY | OP | 12 | 12 | 12 |  | 12 | 1913 | WAT |  | N | Y | N | Electric Utility |  |  |  |  | N | [57 empty] | N/A | [39 empty] | 0 | 0 | 10.4
7140 | Georgia Power Co | 723 | Tallulah Falls | GA | Habersham | 5 | HY | OP | 12 | 12 | 12 |  | 12 | 1913 | WAT |  | N | Y | N | Electric Utility |  |  |  |  | N | [57 empty] | N/A | [39 empty] | 0 | 0 | 10.4
7140 | Georgia Power Co | 723 | Tallulah Falls | GA | Habersham | 6 | HY | OP | 12 | 12 | 12 |  | 3 | 1920 | WAT |  | N | Y | N | Electric Utility |  |  |  |  | N | [57 empty] | N/A | [39 empty] | 0 | 0 | 10.4
7140 | Georgia Power Co | 724 | Terrora | GA | Rabun | 1 | HY | OP | 8 | 8.3 | 8.3 |  | 7 | 1925 | WAT |  | N | Y | N | Electric Utility |  |  |  |  | N | [57 empty] | N/A | [39 empty] | 0 | 0 | 10.4
7140 | Georgia Power Co | 725 | Tugalo | GA | Habersham | 1 | HY | OP | 11.2 | 13 | 13 |  | 10 | 1923 | WAT |  | N | Y | N | Electric Utility |  |  |  |  | N | [57 empty] | N/A | [39 empty] | 0 | 0 | 10.4
7140 | Georgia Power Co | 725 | Tugalo | GA | Habersham | 3 | HY | OP | 11.2 | 13 | 13 |  | 4 | 1924 | WAT |  | N | Y | N | Electric Utility |  |  |  |  | N | [57 empty] | N/A | [39 empty] | 0 | 0 | 10.4
7140 | Georgia Power Co | 727 | Mitchell | GA | Dougherty | 3 | ST | OP | 163.2 | 155 | 155 |  | 5 | 1964 | BIT | DFO | N | Y | N | Electric Utility |  |  |  |  | N | Y |  | Y |  |  |  | 1 | 1975 | 500000 | [31 empty] | OP | EK |  |  | 10.8 |  | 1.3 | 1.5 |  |  | 98.6 | 192 | 660000 |  |  |  |  | COAL | GA | Mitchell (GA) | 727 | 3 | 2010 |  | ARP, CAIRNOX, CAIRSO2 | 1817.75 | 12 | 121267.75 |  | 927.185 | 0.5514 | 377.438 | 131114.875 | 1277957.575 | 4 |  | Dougherty | Electric Utility | 4911 | Electric Services | 31.4444 | -84.1322 | Georgia Power Company (Owner/Operator) | Phase 2 | Phase 1 Group 1 | Operating | Tangentially-fired | Coal |  |  |  | Electrostatic Precipitator | 1814 | 9.4785 | COAL | 165 | 1967.7419 | 0.5514 | 1.451 | 9.4785
7140 | Georgia Power Co | 727 | Mitchell | GA | Dougherty | 4A | GT | OP | 41.8 | 31 | 40 |  | 5 | 1971 | DFO |  | N | Y | N | Electric Utility |  |  |  |  | N | [57 empty] | LIQUID | GA | Mitchell (GA) | 727 | 4AA | 2010 |  | CAIRNOX, CAIRSO2 | 12.1 | 12 | 166.74 |  | 1.385 | 0.7182 | 1.075 |  | 2770.132 | 4 |  | Dougherty | Electric Utility | 4911 | Electric Services | 31.4444 | -84.1322 | Georgia Power Company (Owner/Operator) |  |  | Operating | Combustion turbine | Diesel Oil |  |  |  |  | 252.5 | 12.7033 | LIQUID | 22 | 90.9091 | 0.7182 | 0.99995 | 12.7033
7140 | Georgia Power Co | 727 | Mitchell | GA | Dougherty | 4B | GT | OP | 41.8 | 31 | 40 |  | 6 | 1971 | DFO |  | N | Y | N | Electric Utility |  |  |  |  | N | [57 empty] | LIQUID | GA | Mitchell (GA) | 727 | 4AA | 2010 |  | CAIRNOX, CAIRSO2 | 12.1 | 12 | 166.74 |  | 1.385 | 0.7182 | 1.075 |  | 2770.132 | 4 |  | Dougherty | Electric Utility | 4911 | Electric Services | 31.4444 | -84.1322 | Georgia Power Company (Owner/Operator) |  |  | Operating | Combustion turbine | Diesel Oil |  |  |  |  | 252.5 | 12.7033 | LIQUID | 22 | 90.9091 | 0.7182 | 0.99995 | 12.7033
7140 | Georgia Power Co | 728 | Yates | GA | Coweta | 1 | ST | OP | 122.5 | 97 | 97 |  | 9 | 1950 | BIT | NG | Y | Y | N | Electric Utility |  |  |  |  | N | Y |  | Y |  |  |  | Y1S | 1992 | 232000 | [16 empty] | OP | BR |  |  |  | LS |  |  |  | Y | 2.5 | 90 | 780 | 397000 | 100 | OP | EC | WS |  | 8 |  | 0.7 | 3 |  |  | 98.3 | 340 | 490000 |  |  |  |  | COAL | GA | Yates | 728 | Y1BR | 2010 |  | ARP, CAIRNOX, CAIRSO2 | 7921.5 | 12 | 444715.5 |  | 286.307 | 0.403 | 961.908 | 494585.6 | 4820555.7 | 4 | Southeastern Electric Reliability Council | Coweta | Electric Utility | 4911 | Electric Services | 33.4622 | -84.8986 | Georgia Power Company (Owner/Operator) | Table 1 | Phase 1 Group 1 | Operating | Tangentially-fired | Coal |  | Wet Lime FGD | Other | Electrostatic Precipitator | 1380 | 10.4879 | COAL | 108 | 443.299 | 0.403 | 0.11879 | 10.4879
7140 | Georgia Power Co | 728 | Yates | GA | Coweta | 2 | ST | OP | 122.5 | 103 | 103 |  | 11 | 1950 | BIT | NG | Y | Y | N | Electric Utility |  |  |  |  | N | Y |  | Y |  |  |  | Y1S1 | 1974 | 471509 | [31 empty] | OP | EK |  |  | 8 |  | 0.7 | 3 |  |  | 98.3 | 340 | 420000 |  |  |  |  | COAL | GA | Yates | 728 | Y2BR | 2010 | CS001 | ARP, CAIRNOX, CAIRSO2 | 6618 | 12 | 390202.25 |  | 4242.836 | 0.4108 | 827.612 | 412424.457 | 4019743.575 | 4 | Southeastern Electric Reliability Council | Coweta | Electric Utility | 4911 | Electric Services | 33.4622 | -84.8986 | Georgia Power Company (Owner/Operator) | Table 1 | Phase 1 Group 1 | Operating | Tangentially-fired | Coal |  |  | Other | Electrostatic Precipitator | 1404 | 10.0616 | COAL | 105 | 490.2913 | 0.4108 | 2.111 | 10.0616
7140 | Georgia Power Co | 728 | Yates | GA | Coweta | 3 | ST | OP | 122.5 | 111 | 111 |  | 8 | 1952 | BIT | NG | Y | Y | N | Electric Utility |  |  |  |  | N | Y |  | Y |  |  |  | Y1S1 | 1974 | 471509 | [31 empty] | OP | EK |  |  | 8 |  | 0.7 | 3 |  |  | 98.3 | 340 | 420000 |  |  |  |  | COAL | GA | Yates | 728 | Y3BR | 2010 | CS001 | ARP, CAIRNOX, CAIRSO2 | 7326 | 12 | 421775 |  | 4537.609 | 0.4152 | 896.728 | 447470.543 | 4361341.6 | 4 | Southeastern Electric Reliability Council | Coweta | Electric Utility | 4911 | Electric Services | 33.4622 | -84.8986 | Georgia Power Company (Owner/Operator) | Table 1 | Phase 1 Group 1 | Operating | Tangentially-fired | Coal |  |  | Other | Electrostatic Precipitator | 1552 | 9.9446 | COAL | 106 | 476.4151 | 0.4152 | 2.0808 | 9.9446
7140 | Georgia Power Co | 728 | Yates | GA | Coweta | 4 | ST | OP | 156.2 | 133 | 133 |  | 6 | 1957 | BIT | NG | Y | Y | N | Electric Utility |  |  |  |  | N | Y |  | Y |  |  |  | Y1S2 | 1974 | 362437 | [31 empty] | OP | EK |  |  | 8 |  | 0.7 | 3 |  |  | 98.3 | 374 | 685000 |  |  |  |  | COAL | GA | Yates | 728 | Y4BR | 2010 | CS002 | ARP, CAIRNOX, CAIRSO2 | 6392.5 | 12 | 519590.5 |  | 5141.895 | 0.3485 | 893.063 | 527011.263 | 5136617.675 | 4 | Southeastern Electric Reliability Council | Coweta | Electric Utility | 4911 | Electric Services | 33.4622 | -84.8986 | Georgia Power Company (Owner/Operator) | Table 1 | Phase 1 Group 1 | Operating | Tangentially-fired | Coal |  |  | Low NOx Burner Technology w/ Closed-coupled OFA Other | Electrostatic Precipitator | 1579 | 9.744 | COAL | 141 | 469.9248 | 0.3485 | 2.0021 | 9.744
7140 | Georgia Power Co | 728 | Yates | GA | Coweta | 5 | ST | OP | 156.2 | 135 | 135 |  | 5 | 1958 | BIT | NG | Y | Y | N | Electric Utility |  |  |  |  | N | Y |  | Y |  |  |  | Y1S2 | 1974 | 362437 | [31 empty] | OP | EK |  |  | 8 |  | 0.7 | 3 |  |  | 98.3 | 374 | 550000 |  |  |  |  | COAL | GA | Yates | 728 | Y5BR | 2010 | CS002 | ARP, CAIRNOX, CAIRSO2 | 6573.75 | 12 | 525368.5 |  | 5398.163 | 0.3489 | 899.019 | 534394.689 | 5208579.725 | 4 | Southeastern Electric Reliability Council | Coweta | Electric Utility | 4911 | Electric Services | 33.4622 | -84.8986 | Georgia Power Company (Owner/Operator) | Table 1 | Phase 1 Group 1 | Operating | Tangentially-fired | Coal |  |  | Low NOx Burner Technology w/ Closed-coupled OFA Other | Electrostatic Precipitator | 1664 | 9.725 | COAL | 149 | 448.1481 | 0.3489 | 2.0728 | 9.725
7140 | Georgia Power Co | 728 | Yates | GA | Coweta | 6 | ST | OP | 403.7 | 352 | 352 |  | 7 | 1974 | BIT | NG | Y | Y | N | Electric Utility |  |  |  |  | N | Y |  | Y |  |  |  | Y2S1 | 1974 | 527680 | [31 empty] | OP | EK |  |  | 8.5 |  | 0.7 | 3 |  |  | 99 | 662 | 735000 |  |  |  |  | COAL | GA | Yates | 728 | Y6BR | 2010 |  | ARP, CAIRNOX, CAIRSO2 | 6813.5 | 12 | 1860595.5 |  | 17567.794 | 0.2684 | 2474.562 | 1855900.95 | 18088710.35 | 4 | Southeastern Electric Reliability Council | Coweta | Electric Utility | 4911 | Electric Services | 33.4622 | -84.8986 | Georgia Power Company (Owner/Operator) | Table 1 | Phase 1 Group 1 | Operating | Tangentially-fired | Coal |  |  | Low NOx Burner Technology w/ Separated OFA Other | Electrostatic Precipitator | 4183 | 9.8115 | COAL | 366 | 480.1136 | 0.2684 | 1.9424 | 9.722
7140 | Georgia Power Co | 728 | Yates | GA | Coweta | 7 | ST | OP | 403.7 | 355 | 355 |  | 4 | 1974 | BIT | NG | Y | Y | N | Electric Utility |  |  |  |  | N | Y |  | Y |  |  |  | Y2S2 | 1974 | 527680 | [31 empty] | OP | EK |  |  | 8.5 |  | 0.7 | 3 |  |  | 99 | 622 | 735000 |  |  |  |  | COAL | GA | Yates | 728 | Y7BR | 2010 |  | ARP, CAIRNOX, CAIRSO2 | 6832.5 | 12 | 1894509.25 |  | 17081.561 | 0.2901 | 2596.733 | 1826595.7 | 17803064.08 | 4 | Southeastern Electric Reliability Council | Coweta | Electric Utility | 4911 | Electric Services | 33.4622 | -84.8986 | Georgia Power Company (Owner/Operator) | Table 1 | Phase 1 Group 1 | Operating | Tangentially-fired | Coal |  |  | Low NOx Burner Technology w/ Separated OFA Other | Electrostatic Precipitator | 3996 | 9.3519 | COAL | 376 | 470.4225 | 0.2901 | 1.9189 | 9.3519
7140 | Georgia Power Co | 729 | Yonah | GA | Stephens | 1 | HY | OP | 7.5 | 9.5 | 9.5 |  | 10 | 1925 | WAT |  | N | Y | N | Electric Utility |  |  |  |  | N | [57 empty] | N/A | [39 empty] | 0 | 0 | 10.4
7140 | Georgia Power Co | 732 | Boulevard | GA | Chatham | 1 | GT | OP | 15.6 | 14 | 18.6 |  | 9 | 1970 | NG | DFO | N | Y | N | Electric Utility |  |  |  |  | N | [57 empty] | GAS | [39 empty] | 0.30802 | 0.0048134 | 11.4457
7140 | Georgia Power Co | 732 | Boulevard | GA | Chatham | 2 | GT | OP | 15.6 | 14 | 18.6 |  | 9 | 1970 | NG | DFO | N | Y | N | Electric Utility |  |  |  |  | N | [57 empty] | GAS | [39 empty] | 0.30802 | 0.0048134 | 11.4457
7140 | Georgia Power Co | 732 | Boulevard | GA | Chatham | 3 | GT | OP | 15.6 | 14 | 18.6 |  | 8 | 1970 | NG | DFO | N | Y | N | Electric Utility |  |  |  |  | N | [57 empty] | GAS | [39 empty] | 0.30802 | 0.0048134 | 11.4457
7140 | Georgia Power Co | 733 | Kraft | GA | Chatham | 2 | ST | OP | 54.4 | 52 | 52 |  | 5 | 1961 | BIT | NG | N | Y | N | Electric Utility |  |  |  |  | N | Y |  | Y |  |  |  | 1 | 1979 | 549703 | 0.16 |  |  | PB | DP | NP | 1988 | 1977 | 1976 | MS | SS | [20 empty] | OP | EK |  |  | 6 |  | 0.6 | 1.5 |  |  | 99.5 | 20 | 162000 |  |  |  |  | COAL | GA | Kraft | 733 | 2 | 2010 | CS001 | ARP, CAIRNOX, CAIRSO2 | 8216 | 12 | 285817.75 |  | 2354.608 | 0.6833 | 1016.102 | 309364.322 | 3015248.15 | 4 | Southeastern Electric Reliability Council | Chatham | Electric Utility | 4911 | Electric Services | 32.1486 | -81.1458 | Georgia Power Company (Owner/Operator) | Phase 2 | Phase 1 Group 1 | Operating | Tangentially-fired | Coal | Pipeline Natural Gas |  |  | Electrostatic Precipitator | 690 | 10.3934 | COAL | 55 | 1971.1538 | 0.6833 | 1.5618 | 10.3934
7140 | Georgia Power Co | 733 | Kraft | GA | Chatham | 3 | ST | OP | 103.5 | 101 | 101 |  | 5 | 1965 | BIT | NG | N | Y | N | Electric Utility |  |  |  |  | N | Y |  | Y |  |  |  | 1 | 1979 | 549703 | 0.12 |  |  | PB | DP | NP | 1988 | 1977 | 1976 | MS | SS | [20 empty] | OP | EK |  |  | 6 |  | 0.6 | 1.5 |  |  | 99.5 | 40 | 333000 |  |  |  |  | COAL | GA | Kraft | 733 | 3 | 2010 | CS001 | ARP, CAIRNOX, CAIRSO2 | 7813.25 | 12 | 451701 |  | 3735.57 | 0.6924 | 1595.692 | 482881.026 | 4706436.075 | 4 | Southeastern Electric Reliability Council | Chatham | Electric Utility | 4911 | Electric Services | 32.1486 | -81.1458 | Georgia Power Company (Owner/Operator) | Phase 2 | Phase 1 Group 1 | Operating | Tangentially-fired | Coal | Pipeline Natural Gas |  |  | Electrostatic Precipitator | 1274 | 9.7902 | COAL | 108 | 1965.3465 | 0.6924 | 1.5874 | 9.7902
7140 | Georgia Power Co | 733 | Kraft | GA | Chatham | 4 | ST | OP | 126 | 115 | 115 |  | 3 | 1972 | NG | RFO | Y | Y | N | Electric Utility | [11 empty] | 1 | 1979 | 549703 | [48 empty] | GAS | GA | Kraft | 733 | 4 | 2010 | CS001 | ARP, CAIRNOX, CAIRSO2 | 105.25 | 12 | 3845.25 |  | 14.927 | 0.411 | 5.667 | 3543.119 | 34534.95 | 4 | Southeastern Electric Reliability Council | Chatham | Electric Utility | 4911 | Electric Services | 32.1486 | -81.1458 | Georgia Power Company (Owner/Operator) | Phase 2 |  | Operating | Tangentially-fired | Residual Oil | Pipeline Natural Gas |  |  |  | 1393 | 8.6391 | LIQUID | 59 | 1175.4237 | 0.411 | 0.86446 | 8.6391
7140 | Georgia Power Co | 733 | Kraft | GA | Chatham | PWA | GT | OP | 18.5 | 17 | 20.3 |  | 6 | 1969 | NG | DFO | Y | Y | N | Electric Utility |  |  |  |  | N | [57 empty] | GAS | [39 empty] | 0.29254 | 0.0046992 | 11.9343
7140 | Georgia Power Co | 733 | Kraft | GA | Chatham | ST1 | ST | OP | 50 | 48 | 48 |  | 7 | 1958 | BIT | NG | N | Y | N | Electric Utility |  |  |  |  | N | Y |  | Y |  |  |  | 1 | 1979 | 549703 | 0.25 |  |  | PB | DP | NP | 1988 | 1977 | 1976 | MS | SS | [20 empty] | OP | EK |  |  | 6 |  | 0.6 | 1.5 |  |  | 99.5 | 20 | 162000 |  |  |  |  | COAL | GA | Kraft | 733 | 1 | 2010 | CS001 | ARP, CAIRNOX, CAIRSO2 | 7942.75 | 12 | 275492.5 |  | 2235.845 | 0.6865 | 983.36 | 297476.958 | 2899390.25 | 4 | Southeastern Electric Reliability Council | Chatham | Electric Utility | 4911 | Electric Services | 32.1486 | -81.1458 | Georgia Power Company (Owner/Operator) | Phase 2 | Phase 1 Group 1 | Operating | Tangentially-fired | Coal | Pipeline Natural Gas |  |  | Electrostatic Precipitator | 647 | 10.4657 | COAL | 51 | 468.75 | 0.6865 | 1.5423 | 10.4657
7140 | Georgia Power Co | 6051 | Edwin I Hatch | GA | Appling | 1 | ST | OP | 857.1 | 876 | 876 |  | 12 | 1975 | NUC |  | N | Y | N | Electric Utility |  |  |  |  | N | [57 empty] | N/A | [39 empty] | 0 | 0 | 10.4
7140 | Georgia Power Co | 6051 | Edwin I Hatch | GA | Appling | 2 | ST | OP | 864.7 | 883 | 883 |  | 9 | 1979 | NUC |  | N | Y | N | Electric Utility |  |  |  |  | N | [57 empty] | N/A | [39 empty] | 0 | 0 | 10.4
7140 | Georgia Power Co | 6052 | Wansley | GA | Heard | 1 | ST | OP | 952 | 872 | 872 |  | 12 | 1976 | BIT | DFO | N | Y | N | Electric Utility |  |  |  |  | N | Y |  |  | Y |  |  | 1 | 1976 | 1352853 | [16 empty] | OP | BR |  |  |  | LS |  |  |  | Y | 2.5 | 98 | 785 | 3247865 | 100 | OP | EC |  |  | 4 |  | 0.7 | 4.5 |  |  | 99.1 | 12 | 3070000 |  |  |  |  | COAL | GA | Wansley (6052) | 6052 | 1 | 2010 | MS1BYP, MS1FGD | ARP, CAIRNOX, CAIRSO2 | 6513.25 | 12 | 4351506.5 |  | 969.629 | 0.0555 | 1135.073 | 4204144.675 | 40976074.48 | 4 | Southeastern Electric Reliability Council | Heard | Electric Utility | 4911 | Electric Services | 33.4124 | -85.0345 | Dalton Utilities (Owner) Oglethorpe Power Company (Owner) Georgia Power Company (Owner/Operator) Municipal Electric Authority of Georgia (Owner) | Table 1 | Phase 1 Group 1 | Operating | Tangentially-fired | Coal |  | Wet Lime FGD | Low NOx Burner Technology w/ Closed-coupled/Separated OFA Selective Catalytic Reduction | Electrostatic Precipitator | 9420 | 9.3291 | COAL | 998 | 1927.7523 | 0.0555 | 0.047327 | 9.3291
7140 | Georgia Power Co | 6052 | Wansley | GA | Heard | 2 | ST | OP | 952 | 872 | 872 |  | 4 | 1978 | BIT | DFO | N | Y | N | Electric Utility |  |  |  |  | N | Y |  |  | Y |  |  | 2 | 1978 | 1352853 | [16 empty] | OP | BR |  |  |  | LS |  |  |  | Y | 2.5 | 98 | 785 | 3247865 | 100 | OP | EC |  |  | 4 |  | 0.7 | 4.5 |  |  | 99.1 | 12 | 3070000 |  |  |  |  | COAL | GA | Wansley (6052) | 6052 | 2 | 2010 | MS2BYP, MS2FGD | ARP, CAIRNOX, CAIRSO2 | 7887.5 | 12 | 5437403 |  | 1373.335 | 0.0619 | 1561.072 | 5239536.45 | 51067654.63 | 4 | Southeastern Electric Reliability Council | Heard | Electric Utility | 4911 | Electric Services | 33.4124 | -85.0345 | Dalton Utilities (Owner) Oglethorpe Power Company (Owner) Georgia Power Company (Owner/Operator) Municipal Electric Authority of Georgia (Owner) | Table 1 | Phase 1 Group 1 | Operating | Tangentially-fired | Coal |  | Wet Lime FGD | Low NOx Burner Technology w/ Closed-coupled/Separated OFA Selective Catalytic Reduction | Electrostatic Precipitator | 9420 | 9.3037 | COAL | 969 | 1944.3807 | 0.0619 | 0.053785 | 9.3037
7140 | Georgia Power Co | 6052 | Wansley | GA | Heard | 5A | GT | OP | 52.8 | 49 | 60 |  | 11 | 1980 | DFO |  | N | Y | N | Electric Utility |  |  |  |  | N | [57 empty] | LIQUID | GA | Wansley (6052) | 6052 | 5A | 2010 |  | CAIRNOX, CAIRSO2 | 13.06 | 12 | 390.87 |  | 3.17 | 0.277 | 0.965 |  | 6340.245 | 4 | Southeastern Electric Reliability Council | Heard | Electric Utility | 4911 | Electric Services | 33.4124 | -85.0345 | Georgia Power Company (Owner/Operator) |  |  | Operating | Combustion turbine | Diesel Oil |  |  | Water Injection |  | 710 | 13.175 | LIQUID | 48 | 1875 | 0.277 | 0.99996 | 13.175
7140 | Georgia Power Co | 6087 | Wallace Dam | GA | Hancock | 1 | PS | OP | 52.2 | 53.3 | 53.3 |  | 7 | 1980 | WAT |  | N | Y | N | Electric Utility |  |  |  |  | N | [57 empty] | N/A | [39 empty] | 0 | 0 | 10.4
7140 | Georgia Power Co | 6087 | Wallace Dam | GA | Hancock | 2 | PS | OP | 52.2 | 53.3 | 53.3 |  | 12 | 1980 | WAT |  | N | Y | N | Electric Utility |  |  |  |  | N | [57 empty] | N/A | [39 empty] | 0 | 0 | 10.4
7140 | Georgia Power Co | 6087 | Wallace Dam | GA | Hancock | 3 | HY | OP | 56.2 | 57.4 | 57.4 |  | 2 | 1980 | WAT |  | N | Y | N | Electric Utility |  |  |  |  | N | [57 empty] | N/A | [39 empty] | 0 | 0 | 10.4
7140 | Georgia Power Co | 6087 | Wallace Dam | GA | Hancock | 4 | HY | OP | 56.2 | 57.4 | 57.4 |  | 4 | 1980 | WAT |  | N | Y | N | Electric Utility |  |  |  |  | N | [57 empty] | N/A | [39 empty] | 0 | 0 | 10.4
7140 | Georgia Power Co | 6087 | Wallace Dam | GA | Hancock | 5 | PS | OP | 52.2 | 53.3 | 53.3 |  | 1 | 1980 | WAT |  | N | Y | N | Electric Utility |  |  |  |  | N | [57 empty] | N/A | [39 empty] | 0 | 0 | 10.4
7140 | Georgia Power Co | 6087 | Wallace Dam | GA | Hancock | 6 | PS | OP | 52.2 | 53.3 | 53.3 |  | 12 | 1979 | WAT |  | N | Y | N | Electric Utility |  |  |  |  | N | [57 empty] | N/A | [39 empty] | 0 | 0 | 10.4
7140 | Georgia Power Co | 6124 | McIntosh | GA | Effingham | 1 | ST | OP | 177.6 | 156.5 | 156.5 |  | 2 | 1979 | BIT | DFO | N | Y | N | Electric Utility |  |  |  |  | N | Y |  | Y |  |  |  | 1 | 1979 | 297379 | 0.11 |  |  | PB | DP | NP | 1988 | 1977 | 1976 | MS | SS | [20 empty] | OP | EK |  |  | 12 |  | 1.3 | 3 |  |  | 99.5 | 7 | 682000 |  |  |  |  | COAL | GA | McIntosh (6124) | 6124 | 1 | 2010 |  | ARP, CAIRNOX, CAIRSO2 | 2969.75 | 12 | 282411.25 |  | 2504.919 | 0.611 | 902.515 | 301134.325 | 2935044.625 | 4 | Southeastern Electric Reliability Council | Effingham | Electric Utility | 4911 | Electric Services | 32.3558 | -81.1683 | Georgia Power Company (Owner/Operator) | Phase 2 | Phase 1 Group 1 | Operating | Dry bottom wall-fired boiler | Coal |  |  |  | Electrostatic Precipitator | 1862 | 10.2022 | COAL | 168 | 1963.2588 | 0.611 | 1.7069 | 10.2022
7140 | Georgia Power Co | 6124 | McIntosh | GA | Effingham | CT1 | GT | OP | 101.3 | 82.2 | 94.5 |  | 5 | 1995 | NG | DFO | Y | Y | N | Electric Utility |  |  |  |  | N | [57 empty] | GAS | GA | McIntosh (6124) | 6124 | CT1 | 2010 |  | ARP, CAIRNOX, CAIRSO2 | 34.5 | 12 | 2579.75 |  | 0.148 | 0.0907 | 1.563 | 2261.001 | 35142.175 | 4 | Southeastern Electric Reliability Council | Effingham | Electric Utility | 4911 | Electric Services | 32.3558 | -81.1683 | Georgia Power Company (Owner/Operator) | Phase 2 |  | Operating | Combustion turbine | Pipeline Natural Gas | Diesel Oil |  | Water Injection |  | 1419 | 13.1061 | GAS | 96 | 1992.0635 | 0.0907 | 0.0084229 | 13.1061
7140 | Georgia Power Co | 6124 | McIntosh | GA | Effingham | CT2 | GT | OP | 101.3 | 82.2 | 94.5 |  | 4 | 1995 | NG | DFO | Y | Y | N | Electric Utility |  |  |  |  | N | [57 empty] | GAS | GA | McIntosh (6124) | 6124 | CT2 | 2010 |  | ARP, CAIRNOX, CAIRSO2 | 34.5 | 12 | 2192.5 |  | 0.23 | 0.095 | 1.488 | 2026.9 | 30399.65 | 4 | Southeastern Electric Reliability Council | Effingham | Electric Utility | 4911 | Electric Services | 32.3558 | -81.1683 | Georgia Power Company (Owner/Operator) | Phase 2 |  | Operating | Combustion turbine | Pipeline Natural Gas | Diesel Oil |  | Water Injection |  | 1419 | 13.2059 | GAS | 91 | 1980.7692 | 0.095 | 0.015132 | 13.2059
7140 | Georgia Power Co | 6124 | McIntosh | GA | Effingham | CT3 | GT | OP | 101.3 | 82.2 | 94.5 |  | 6 | 1994 | NG | DFO | Y | Y | N | Electric Utility |  |  |  |  | N | [57 empty] | GAS | GA | McIntosh (6124) | 6124 | CT3 | 2010 |  | ARP, CAIRNOX, CAIRSO2 | 112.5 | 12 | 6792 |  | 0.084 | 0.0712 | 3.528 | 5971.799 | 98707.325 | 4 | Southeastern Electric Reliability Council | Effingham | Electric Utility | 4911 | Electric Services | 32.3558 | -81.1683 | Georgia Power Company (Owner/Operator) | Phase 2 |  | Operating | Combustion turbine | Pipeline Natural Gas | Diesel Oil |  | Water Injection |  | 1419 | 13.467 | GAS | 91 | 1980.7692 | 0.0712 | 0.001702 | 13.467
7140 | Georgia Power Co | 6124 | McIntosh | GA | Effingham | CT4 | GT | OP | 101.3 | 82.2 | 94.5 |  | 5 | 1994 | NG | DFO | Y | Y | N | Electric Utility |  |  |  |  | N | [57 empty] | GAS | GA | McIntosh (6124) | 6124 | CT4 | 2010 |  | ARP, CAIRNOX, CAIRSO2 | 122 | 12 | 7391.5 |  | 0.237 | 0.0863 | 4.466 | 6490.009 | 105245.975 | 4 | Southeastern Electric Reliability Council | Effingham | Electric Utility | 4911 | Electric Services | 32.3558 | -81.1683 | Georgia Power Company (Owner/Operator) | Phase 2 |  | Operating | Combustion turbine | Pipeline Natural Gas | Diesel Oil |  | Water Injection |  | 1419 | 12.8343 | GAS | 92 | 1986.413 | 0.0863 | 0.0045037 | 12.8343
7140 | Georgia Power Co | 6124 | McIntosh | GA | Effingham | CT5 | GT | OP | 101.3 | 82.2 | 94.5 |  | 4 | 1994 | NG | DFO | Y | Y | N | Electric Utility |  |  |  |  | N | [57 empty] | GAS | GA | McIntosh (6124) | 6124 | CT5 | 2010 |  | ARP, CAIRNOX, CAIRSO2 | 63.75 | 12 | 3942.25 |  | 0.204 | 0.0787 | 2.27 | 3611.503 | 57360.975 | 4 | Southeastern Electric Reliability Council | Effingham | Electric Utility | 4911 | Electric Services | 32.3558 | -81.1683 | Georgia Power Company (Owner/Operator) | Phase 2 |  | Operating | Combustion turbine | Pipeline Natural Gas | Diesel Oil |  | Water Injection |  | 1419 | 13.4563 | GAS | 93 | 1991.9355 | 0.0787 | 0.0071129 | 13.4563
7140 | Georgia Power Co | 6124 | McIntosh | GA | Effingham | CT6 | GT | OP | 101.3 | 82.2 | 94.5 |  | 5 | 1994 | NG | DFO | Y | Y | N | Electric Utility |  |  |  |  | N | [57 empty] | GAS | GA | McIntosh (6124) | 6124 | CT6 | 2010 |  | ARP, CAIRNOX, CAIRSO2 | 44 | 12 | 2611 |  | 0.143 | 0.0807 | 1.531 | 2391.003 | 37598.65 | 4 | Southeastern Electric Reliability Council | Effingham | Electric Utility | 4911 | Electric Services | 32.3558 | -81.1683 | Georgia Power Company (Owner/Operator) | Phase 2 |  | Operating | Combustion turbine | Pipeline Natural Gas | Diesel Oil |  | Water Injection |  | 1419 | 13.2917 | GAS | 87 | 1956.8966 | 0.0807 | 0.0076067 | 13.2917
7140 | Georgia Power Co | 6124 | McIntosh | GA | Effingham | CT7 | GT | OP | 101.3 | 82.2 | 94.5 |  | 4 | 1994 | NG | DFO | Y | Y | N | Electric Utility |  |  |  |  | N | [57 empty] | GAS | GA | McIntosh (6124) | 6124 | CT7 | 2010 |  | ARP, CAIRNOX, CAIRSO2 | 105 | 12 | 6288.25 |  | 0.262 | 0.0814 | 3.906 | 5966.402 | 95941.075 | 4 | Southeastern Electric Reliability Council | Effingham | Electric Utility | 4911 | Electric Services | 32.3558 | -81.1683 | Georgia Power Company (Owner/Operator) | Phase 2 |  | Operating | Combustion turbine | Pipeline Natural Gas | Diesel Oil |  | Water Injection |  | 1419 | 13.4255 | GAS | 91 | 1980.7692 | 0.0814 | 0.0054617 | 13.4255
7140 | Georgia Power Co | 6124 | McIntosh | GA | Effingham | CT8 | GT | OP | 101.3 | 82.2 | 94.5 |  | 2 | 1994 | NG | DFO | Y | Y | N | Electric Utility |  |  |  |  | N | [57 empty] | GAS | GA | McIntosh (6124) | 6124 | CT8 | 2010 |  | ARP, CAIRNOX, CAIRSO2 | 118.25 | 12 | 7380.25 |  | 0.131 | 0.0736 | 3.986 | 6482.908 | 106501.175 | 4 | Southeastern Electric Reliability Council | Effingham | Electric Utility | 4911 | Electric Services | 32.3558 | -81.1683 | Georgia Power Company (Owner/Operator) | Phase 2 |  | Operating | Combustion turbine | Pipeline Natural Gas | Diesel Oil |  | Water Injection |  | 1419 | 13.2755 | GAS | 92 | 1986.413 | 0.0736 | 0.0024601 | 13.2755
7140 | Georgia Power Co | 6257 | Scherer | GA | Monroe | 1 | ST | OP | 891 | 837 | 837 |  | 3 | 1982 | SUB | DFO | N | Y | N | Electric Utility |  |  |  |  | N | Y |  | Y |  |  |  | 1 | 1982 | 1528928 | [31 empty] | OP | EW | BP |  | 3.7 |  | 0.2 | 2.5 |  |  | 99.3 | 203 | 5924000 |  |  |  |  | COAL | GA | Scherer | 6257 | 1 | 2010 |  | ARP, CAIRNOX, CAIRSO2 | 8719 | 12 | 6820349 |  | 20074.452 | 0.1368 | 4607.34 | 7108462.1 | 69283265.2 | 4 | Southeastern Electric Reliability Council | Monroe | Electric Utility | 4911 | Electric Services | 33.0583 | -83.8072 | Dalton Utilities (Owner) Oglethorpe Power Company (Owner) Georgia Power Company (Owner/Operator) Municipal Electric Authority of Georgia (Owner) | Phase 2 | Phase II Group 1 | Operating | Tangentially-fired | Coal |  |  | Other | Baghouse Electrostatic Precipitator | 9860 | 10.1386 | COAL | 892 | 1967.1446 | 0.1368 | 0.57949 | 10.1386
7140 | Georgia Power Co | 6257 | Scherer | GA | Monroe | 2 | ST | OP | 891 | 850 | 843 |  | 2 | 1984 | SUB | DFO | N | Y | N | Electric Utility |  |  |  |  | N | Y |  | Y |  |  |  | 2 | 1984 | 1528928 | 0.11 |  |  | PB | DP | NP | 1988 | 1977 | 1976 | MS | SS | [20 empty] | OP | EW | BP |  | 3.7 |  | 0.2 | 2.5 |  |  | 99.3 | 203 | 5924000 |  |  |  |  | COAL | GA | Scherer | 6257 | 2 | 2010 |  | ARP, CAIRNOX, CAIRSO2 | 8669.75 | 12 | 6844692.75 |  | 19394.815 | 0.1479 | 5007.744 | 7027613.9 | 68495313.68 | 4 | Southeastern Electric Reliability Council | Monroe | Electric Utility | 4911 | Electric Services | 33.0583 | -83.8072 | Dalton Utilities (Owner) Oglethorpe Power Company (Owner) Georgia Power Company (Owner/Operator) Municipal Electric Authority of Georgia (Owner) | Phase 2 | Phase II Group 1 | Operating | Tangentially-fired | Coal |  |  | Other | Baghouse Electrostatic Precipitator | 9874 | 9.9962 | COAL | 902 | 1965.0059 | 0.1479 | 0.56631 | 9.9962
7140 | Georgia Power Co | 6257 | Scherer | GA | Monroe | 3 | ST | OP | 891 | 870 | 870 |  | 1 | 1987 | SUB | DFO | N | Y | N | Electric Utility |  |  |  |  | N | Y |  | Y |  |  |  | 3 | 1987 | 1733200 | 0.11 |  |  | PB | DP | NP | 1988 | 1977 | 1976 | MS | SS | [5 empty] | OP | SP |  |  |  | LS |  |  |  | Y | 0.3 | 98 | 126 | 3075319 | 100 | OP | EK | BP |  | 3.7 |  | 0.2 | 2.5 |  |  | 99.7 | 190 | 3279000 |  |  |  |  | COAL | GA | Scherer | 6257 | 3 | 2010 |  | ARP, CAIRNOX, CAIRSO2 | 6702.5 | 12 | 5227836.25 |  | 14676.772 | 0.1346 | 3455.021 | 5301397.125 | 51670542.98 | 4 | Southeastern Electric Reliability Council | Monroe | Electric Utility | 4911 | Electric Services | 33.0583 | -83.8072 | Georgia Power Company (Owner/Operator) | Phase 2 | Phase 1 Group 1 | Operating | Tangentially-fired | Coal |  | Wet Lime FGD (Began Dec 28, 2010) | Other Selective Catalytic Reduction (Began Dec 21, 2010) | Baghouse Electrostatic Precipitator | 9494 | 9.8224 | COAL | 974 | 1940.2299 | 0.1346 | 0.56809 | 9.8224
7140 | Georgia Power Co | 6257 | Scherer | GA | Monroe | 4 | ST | OP | 891 | 849.7 | 866 |  | 2 | 1989 | SUB | DFO | N | Y | N | Electric Utility |  |  |  |  | N | Y |  | Y |  |  |  | 4 | 1989 | 1733200 | 0.2 |  |  | PB | DP | NP | 1986 | 1999 | 2000 | MS | SS | IF | [19 empty] | OP | EK | BP |  | 3.7 |  | 0.2 | 2.5 |  |  | 99.7 | 190 | 3279000 |  |  |  |  | COAL | GA | Scherer | 6257 | 4 | 2010 |  | ARP, CAIRNOX, CAIRSO2 | 6941 | 12 | 5594498.75 |  | 15715.462 | 0.1396 | 3850.933 | 5695931.025 | 55515879.28 | 4 | Southeastern Electric Reliability Council | Monroe | Electric Utility | 4911 | Electric Services | 33.0583 | -83.8072 | Florida Power & Light Company (Owner) JEA (Owner) Georgia Power Company (Operator) | Phase 2 | Early Election | Operating | Tangentially-fired | Coal |  |  | Other | Baghouse (Began Apr 02, 2010) Electrostatic Precipitator | 9494 | 9.8757 | COAL | 907 | 1976.3279 | 0.1396 | 0.56616 | 9.8757
7140 | Georgia Power Co | 6258 | Wilson | GA | Burke | 5A | GT | OP | 53.1 | 46 | 67 |  | 12 | 1972 | DFO |  | N | Y | N | Electric Utility |  |  |  |  | N | [57 empty] | LIQUID | GA | Allen B Wilson Combustion Turbine Plant | 6258 | 1A | 2010 |  | CAIRNOX, CAIRSO2 | 24.89 | 12 | 510.77 |  | 0.915 | 0.5371 | 3.378 |  | 11231.43 | 4 |  | Burke | Electric Utility |  |  | 33.138 | -81.748 | Southern Company (Operator) Georgia Power Company (Owner) |  |  | Operating | Combustion turbine | Diesel Oil |  |  |  |  | 840 | 13.4122 | LIQUID | 59 | 432.2034 | 0.5371 | 0.16294 | 13.4122
7140 | Georgia Power Co | 6258 | Wilson | GA | Burke | 5B | GT | OP | 53.1 | 46 | 67 |  | 12 | 1972 | DFO |  | N | Y | N | Electric Utility |  |  |  |  | N | [57 empty] | LIQUID | GA | Allen B Wilson Combustion Turbine Plant | 6258 | 1B | 2010 |  | CAIRNOX, CAIRSO2 | 39.53 | 12 | 696.45 |  | 1.385 | 0.4805 | 4.754 |  | 16724.879 | 4 |  | Burke | Electric Utility |  |  | 33.138 | -81.748 | Southern Company (Operator) Georgia Power Company (Owner) |  |  | Operating | Combustion turbine | Diesel Oil |  |  |  |  | 840 | 12.5382 | LIQUID | 69 | 485.0746 | 0.4805 | 0.16562 | 12.5382
7140 | Georgia Power Co | 6258 | Wilson | GA | Burke | 5C | GT | OP | 53.1 | 46 | 67 |  | 12 | 1972 | DFO |  | N | Y | N | Electric Utility |  |  |  |  | N | [57 empty] | LIQUID | GA | Allen B Wilson Combustion Turbine Plant | 6258 | 1C | 2010 |  | CAIRNOX, CAIRSO2 | 23.26 | 12 | 616.53 |  | 0.935 | 0.4641 | 3.249 |  | 11548.265 | 4 |  | Burke | Electric Utility |  |  | 33.138 | -81.748 | Southern Company (Operator) Georgia Power Company (Owner) |  |  | Operating | Combustion turbine | Diesel Oil |  |  |  |  | 840 | 13.0301 | LIQUID | 67 | 500 | 0.4641 | 0.16193 | 13.0301
7140 | Georgia Power Co | 6258 | Wilson | GA | Burke | 5D | GT | OP | 53.1 | 46 | 67 |  | 2 | 1973 | DFO |  | N | Y | N | Electric Utility |  |  |  |  | N | [57 empty] | LIQUID | GA | Allen B Wilson Combustion Turbine Plant | 6258 | 1D | 2010 |  | CAIRNOX, CAIRSO2 | 28.59 | 12 | 765.87 |  | 1.216 | 0.4593 | 3.828 |  | 14975.672 | 4 |  | Burke | Electric Utility |  |  | 33.138 | -81.748 | Southern Company (Operator) Georgia Power Company (Owner) |  |  | Operating | Combustion turbine | Diesel Oil |  |  |  |  | 840 | 13.421 | LIQUID | 63 | 468.254 | 0.4593 | 0.1624 | 13.421
7140 | Georgia Power Co | 6258 | Wilson | GA | Burke | 5E | GT | OP | 53.1 | 46 | 67 |  | 4 | 1973 | DFO |  | N | Y | N | Electric Utility |  |  |  |  | N | [57 empty] | LIQUID | GA | Allen B Wilson Combustion Turbine Plant | 6258 | 1E | 2010 |  | CAIRNOX, CAIRSO2 | 26.18 | 12 | 787.84 |  | 1.124 | 0.5041 | 3.942 |  | 13766.964 | 4 |  | Burke | Electric Utility |  |  | 33.138 | -81.748 | Southern Company (Operator) Georgia Power Company (Owner) |  |  | Operating | Combustion turbine | Diesel Oil |  |  |  |  | 840 | 13.0441 | LIQUID | 64 | 476.5625 | 0.5041 | 0.16329 | 13.0441
7140 | Georgia Power Co | 6258 | Wilson | GA | Burke | 5F | GT | OP | 53.1 | 46 | 67 |  | 4 | 1973 | DFO |  | N | Y | N | Electric Utility |  |  |  |  | N | [57 empty] | LIQUID | GA | Allen B Wilson Combustion Turbine Plant | 6258 | 1F | 2010 |  | CAIRNOX, CAIRSO2 | 22.4 | 12 | 645.62 |  | 0.952 | 0.5019 | 3.327 |  | 11672.542 | 4 |  | Burke | Electric Utility |  |  | 33.138 | -81.748 | Southern Company (Operator) Georgia Power Company (Owner) |  |  | Operating | Combustion turbine | Diesel Oil |  |  |  |  | 840 | 12.8569 | LIQUID | 67 | 500 | 0.5019 | 0.16312 | 12.8569
7140 | Georgia Power Co | 6258 | Wilson | GA | Burke | IC1 | IC | OP | 2.6 | 2.5 | 2.5 |  | 12 | 1972 | DFO |  | N | Y | N | Electric Utility |  |  |  |  | N | [57 empty] | LIQUID | [39 empty] | 0.7385 | 0.025484 | 12.5895
7140 | Georgia Power Co | 7348 | Robins | GA | Houston | 1 | GT | OP | 91.9 | 80 | 93 |  | 5 | 1995 | NG | DFO | Y | Y | N | Electric Utility |  |  |  |  | N | [57 empty] | GAS | GA | Robins | 7348 | CT1 | 2010 |  | ARP, CAIRNOX, CAIRSO2 | 123 | 12 | 8389.75 |  | 3.279 | 0.1006 | 5.123 | 6628.325 | 102508.4 | 4 | Southeastern Electric Reliability Council | Houston | Electric Utility | 4911 | Electric Services | 32.5806 | -83.5831 | Georgia Power Company (Owner/Operator) | Phase 2 |  | Operating | Combustion turbine | Pipeline Natural Gas | Diesel Oil |  | Water Injection |  | 1155 | 11.6668 | GAS | 102 | 451.6129 | 0.1006 | 0.063975 | 11.6668
7140 | Georgia Power Co | 7348 | Robins | GA | Houston | 2 | GT | OP | 91.9 | 80 | 93 |  | 5 | 1995 | NG | DFO | Y | Y | N | Electric Utility |  |  |  |  | N | [57 empty] | GAS | GA | Robins | 7348 | CT2 | 2010 |  | ARP, CAIRNOX, CAIRSO2 | 57.25 | 12 | 3303.25 |  | 3.453 | 0.1217 | 2.63 | 3043.7 | 41660.425 | 4 | Southeastern Electric Reliability Council | Houston | Electric Utility | 4911 | Electric Services | 32.5806 | -83.5831 | Georgia Power Company (Owner/Operator) | Phase 2 |  | Operating | Combustion turbine | Pipeline Natural Gas | Diesel Oil |  | Water Injection |  | 1155 | 11.8373 | GAS | 101 | 456.9892 | 0.1217 | 0.16577 | 11.8373
7140 | Georgia Power Co | 701 | Barnett Shoals | GA | Oconee | 1 | HY | OP | 0.7 | 0.2 | 0.2 |  | 12 | 1910 | WAT |  | N | Y | N | Electric Utility |  |  |  |  | N | [57 empty] | N/A | [39 empty] | 0 | 0 | 10.4
7140 | Georgia Power Co | 701 | Barnett Shoals | GA | Oconee | 2 | HY | OP | 0.7 | 0.2 | 0.2 |  | 12 | 1910 | WAT |  | N | Y | N | Electric Utility |  |  |  |  | N | [57 empty] | N/A | [39 empty] | 0 | 0 | 10.4
7140 | Georgia Power Co | 701 | Barnett Shoals | GA | Oconee | 3 | HY | OP | 0.7 | 0.2 | 0.2 |  | 12 | 1910 | WAT |  | N | Y | N | Electric Utility |  |  |  |  | N | [57 empty] | N/A | [39 empty] | 0 | 0 | 10.4
7140 | Georgia Power Co | 701 | Barnett Shoals | GA | Oconee | 4 | HY | OP | 0.7 | 0.2 | 0.2 |  | 12 | 1910 | WAT |  | N | Y | N | Electric Utility |  |  |  |  | N | [57 empty] | N/A | [39 empty] | 0 | 0 | 10.4
7140 | Georgia Power Co | 704 | Burton | GA | Rabun | 1 | HY | OP | 3 | 4.7 | 4.3 |  | 9 | 1927 | WAT |  | N | Y | N | Electric Utility |  |  |  |  | N | [57 empty] | N/A | [39 empty] | 0 | 0 | 10.4
7140 | Georgia Power Co | 704 | Burton | GA | Rabun | 2 | HY | OP | 3 | 4.7 | 4.3 |  | 9 | 1927 | WAT |  | N | Y | N | Electric Utility |  |  |  |  | N | [57 empty] | N/A | [39 empty] | 0 | 0 | 10.4
7140 | Georgia Power Co | 706 | Flint River | GA | Dougherty | 2 | HY | OP | 1.8 | 2.2 | 1.9 |  | 12 | 1921 | WAT |  | N | Y | N | Electric Utility |  |  |  |  | N | [57 empty] | N/A | [39 empty] | 0 | 0 | 10.4
7140 | Georgia Power Co | 706 | Flint River | GA | Dougherty | 3 | HY | OP | 1.8 | 2.2 | 1.9 |  | 12 | 1925 | WAT |  | N | Y | N | Electric Utility |  |  |  |  | N | [57 empty] | N/A | [39 empty] | 0 | 0 | 10.4
7140 | Georgia Power Co | 710 | Jack McDonough | GA | Cobb | CT4A | CT | OP | 232.5 | 232.5 | 232.5 | G104 | 12 | 2011 | NG | DFO | Y | Y | N | Electric Utility |  |  |  |  | N | [57 empty] | GAS | [39 empty] | 0.0079222 | 0.0005614 | 9.133
7140 | Georgia Power Co | 710 | Jack McDonough | GA | Cobb | CT4B | CT | OP | 232.5 | 232.5 | 232.5 | G104 | 12 | 2011 | NG |  | N | Y | N | Electric Utility |  |  |  |  | N | [57 empty] | GAS | [39 empty] | 0.0079222 | 0.0005614 | 9.133
7140 | Georgia Power Co | 711 | Langdale | AL | Chambers | 5 | HY | OP | 0.5 | 0.3 | 0.3 |  | 12 | 1924 | WAT |  | N | Y | N | Electric Utility |  |  |  |  | N | [57 empty] | N/A | [39 empty] | 0 | 0 | 10.4
7140 | Georgia Power Co | 711 | Langdale | AL | Chambers | 6 | HY | OP | 0.5 | 0.3 | 0.3 |  | 12 | 1926 | WAT |  | N | Y | N | Electric Utility |  |  |  |  | N | [57 empty] | N/A | [39 empty] | 0 | 0 | 10.4
7140 | Georgia Power Co | 712 | Lloyd Shoals | GA | Jasper | 2 | HY | OP | 2.4 | 3.7 | 3.5 |  | 2 | 1911 | WAT |  | N | Y | N | Electric Utility |  |  |  |  | N | [57 empty] | N/A | [39 empty] | 0 | 0 | 10.4
7140 | Georgia Power Co | 712 | Lloyd Shoals | GA | Jasper | 3 | HY | OP | 2.4 | 3.7 | 3.5 |  | 3 | 1911 | WAT |  | N | Y | N | Electric Utility |  |  |  |  | N | [57 empty] | N/A | [39 empty] | 0 | 0 | 10.4
7140 | Georgia Power Co | 712 | Lloyd Shoals | GA | Jasper | 4 | HY | OP | 2.4 | 3.7 | 3.5 |  | 3 | 1911 | WAT |  | N | Y | N | Electric Utility |  |  |  |  | N | [57 empty] | N/A | [39 empty] | 0 | 0 | 10.4
7140 | Georgia Power Co | 712 | Lloyd Shoals | GA | Jasper | 5 | HY | OP | 2.4 | 3.7 | 3.5 |  | 12 | 1916 | WAT |  | N | Y | N | Electric Utility |  |  |  |  | N | [57 empty] | N/A | [39 empty] | 0 | 0 | 10.4
7140 | Georgia Power Co | 712 | Lloyd Shoals | GA | Jasper | 6 | HY | OP | 2.4 | 3.7 | 3.5 |  | 1 | 1917 | WAT |  | N | Y | N | Electric Utility |  |  |  |  | N | [57 empty] | N/A | [39 empty] | 0 | 0 | 10.4
7140 | Georgia Power Co | 715 | McManus | GA | Glynn | IC1 | IC | OP | 2 | 2 | 2 |  | 12 | 1964 | DFO |  | N | Y | N | Electric Utility |  |  |  |  | N | [57 empty] | LIQUID | [39 empty] | 0.7385 | 0.025484 | 12.5895
7140 | Georgia Power Co | 717 | Morgan Falls | GA | Fulton | 2 | HY | OP | 2.4 | 1.4 | 1.5 |  | 12 | 1903 | WAT |  | N | Y | N | Electric Utility |  |  |  |  | N | [57 empty] | N/A | [39 empty] | 0 | 0 | 10.4
7140 | Georgia Power Co | 717 | Morgan Falls | GA | Fulton | 3 | HY | OP | 2.4 | 1.4 | 1.5 |  | 12 | 1903 | WAT |  | N | Y | N | Electric Utility |  |  |  |  | N | [57 empty] | N/A | [39 empty] | 0 | 0 | 10.4
7140 | Georgia Power Co | 717 | Morgan Falls | GA | Fulton | 4 | HY | OP | 2.4 | 1.4 | 1.5 |  | 12 | 1903 | WAT |  | N | Y | N | Electric Utility |  |  |  |  | N | [57 empty] | N/A | [39 empty] | 0 | 0 | 10.4
7140 | Georgia Power Co | 717 | Morgan Falls | GA | Fulton | 5 | HY | OP | 2.4 | 1.4 | 1.5 |  | 12 | 1903 | WAT |  | N | Y | N | Electric Utility |  |  |  |  | N | [57 empty] | N/A | [39 empty] | 0 | 0 | 10.4
7140 | Georgia Power Co | 717 | Morgan Falls | GA | Fulton | 6 | HY | OP | 2.4 | 1.4 | 1.5 |  | 12 | 1903 | WAT |  | N | Y | N | Electric Utility |  |  |  |  | N | [57 empty] | N/A | [39 empty] | 0 | 0 | 10.4
7140 | Georgia Power Co | 717 | Morgan Falls | GA | Fulton | 7 | HY | OP | 2.4 | 1.4 | 1.5 |  | 12 | 1903 | WAT |  | N | Y | N | Electric Utility |  |  |  |  | N | [57 empty] | N/A | [39 empty] | 0 | 0 | 10.4
7140 | Georgia Power Co | 718 | Nacoochee | GA | Rabun | 1 | HY | OP | 2.4 | 3 | 3 |  | 10 | 1926 | WAT |  | N | Y | N | Electric Utility |  |  |  |  | N | [57 empty] | N/A | [39 empty] | 0 | 0 | 10.4
7140 | Georgia Power Co | 718 | Nacoochee | GA | Rabun | 2 | HY | OP | 2.4 | 3 | 3 |  | 12 | 1926 | WAT |  | N | Y | N | Electric Utility |  |  |  |  | N | [57 empty] | N/A | [39 empty] | 0 | 0 | 10.4
7140 | Georgia Power Co | 719 | North Highlands | GA | Muscogee | 2 | HY | OP | 9.2 | 10.5 | 10.5 |  | 3 | 1963 | WAT |  | N | Y | N | Electric Utility |  |  |  |  | N | [57 empty] | N/A | [39 empty] | 0 | 0 | 10.4
7140 | Georgia Power Co | 719 | North Highlands | GA | Muscogee | 3 | HY | OP | 9.2 | 10.5 | 10.5 |  | 1 | 1963 | WAT |  | N | Y | N | Electric Utility |  |  |  |  | N | [57 empty] | N/A | [39 empty] | 0 | 0 | 10.4
7140 | Georgia Power Co | 719 | North Highlands | GA | Muscogee | 4 | HY | OP | 2 | 2.3 | 2.3 |  | 1 | 1963 | WAT |  | N | Y | N | Electric Utility |  |  |  |  | N | [57 empty] | N/A | [39 empty] | 0 | 0 | 10.4
7140 | Georgia Power Co | 724 | Terrora | GA | Rabun | 2 | HY | OP | 8 | 8.3 | 8.3 |  | 3 | 1925 | WAT |  | N | Y | N | Electric Utility |  |  |  |  | N | [57 empty] | N/A | [39 empty] | 0 | 0 | 10.4
7140 | Georgia Power Co | 725 | Tugalo | GA | Habersham | 2 | HY | OP | 11.2 | 13 | 13 |  | 11 | 1923 | WAT |  | N | Y | N | Electric Utility |  |  |  |  | N | [57 empty] | N/A | [39 empty] | 0 | 0 | 10.4
7140 | Georgia Power Co | 725 | Tugalo | GA | Habersham | 4 | HY | OP | 11.2 | 13 | 13 |  | 4 | 1924 | WAT |  | N | Y | N | Electric Utility |  |  |  |  | N | [57 empty] | N/A | [39 empty] | 0 | 0 | 10.4
7140 | Georgia Power Co | 729 | Yonah | GA | Stephens | 2 | HY | OP | 7.5 | 9.5 | 9.5 |  | 11 | 1925 | WAT |  | N | Y | N | Electric Utility |  |  |  |  | N | [57 empty] | N/A | [39 empty] | 0 | 0 | 10.4
7140 | Georgia Power Co | 729 | Yonah | GA | Stephens | 3 | HY | OP | 7.5 | 9.5 | 9.5 |  | 12 | 1925 | WAT |  | N | Y | N | Electric Utility |  |  |  |  | N | [57 empty] | N/A | [39 empty] | 0 | 0 | 10.4
7140 | Georgia Power Co | 56150 | McIntosh Combined Cycle Facility | GA | Effingham | 10ST | CA | OP | 281.9 |  |  | G110 | 6 | 2005 | NG |  | N | Y | N | Electric Utility |  |  |  |  | N | [6 empty] | 10A¦¦10B | 2005 | 1030000 | [48 empty] | GAS | [39 empty] | 0 | 0 | 10.4
7140 | Georgia Power Co | 56150 | McIntosh Combined Cycle Facility | GA | Effingham | 11ST | CA | OP | 281.9 |  |  | G111 | 6 | 2005 | NG |  | N | Y | N | Electric Utility | [11 empty] | 11A¦¦11B | 2005 | 1030000 | [48 empty] | GAS | [39 empty] | 0 | 0 | 10.4
7140 | Georgia Power Co | 56150 | McIntosh Combined Cycle Facility | GA | Effingham | C10A | CT | OP | 203.2 | 628.5 | 655.9 | G110 | 6 | 2005 | NG | DFO | Y | Y | N | Electric Utility |  |  |  |  | N | [57 empty] | GAS | GA | McIntosh Combined Cycle Facility | 56150 | 10A | 2010 |  | ARP, CAIRNOX, CAIRSO2 | 7508 | 12 | 1960957.25 |  | 4.142 | 0.0083 | 45.49 | 820545.625 | 13807239.03 | 4 |  | Effingham | Electric Utility |  |  | 32.3478 | -81.1828 | Georgia Power Company (Owner/Operator) | Phase 2 |  | Operating | Combined cycle | Pipeline Natural Gas | Diesel Oil |  | Dry Low NOx Burners Water Injection Selective Catalytic Reduction |  | 2402 | 6.9917 | GAS | 339 | 32.5959 | 0.0083 | 0.0006 | 9.3392
7140 | Georgia Power Co | 56150 | McIntosh Combined Cycle Facility | GA | Effingham | C10B | CT | OP | 203.2 |  |  | G110 | 6 | 2005 | NG | DFO | Y | Y | N | Electric Utility |  |  |  |  | N | [57 empty] | GAS | GA | McIntosh Combined Cycle Facility | 56150 | 10B | 2010 |  | ARP, CAIRNOX, CAIRSO2 | 7673.75 | 12 | 2010407 |  | 4.155 | 0.008 | 44.807 | 822950.7 | 13847717.83 | 4 |  | Effingham | Electric Utility |  |  | 32.3478 | -81.1828 | Georgia Power Company (Owner/Operator) | Phase 2 |  | Operating | Combined cycle | Pipeline Natural Gas | Diesel Oil |  | Dry Low NOx Burners Water Injection Selective Catalytic Reduction |  | 2402 | 6.8494 | GAS | 335 | 175.689 | 0.008 | 0.0006 | 9.3392
7140 | Georgia Power Co | 56150 | McIntosh Combined Cycle Facility | GA | Effingham | C11A | CT | OP | 203.2 | 628.3 | 656.1 | G111 | 6 | 2005 | NG | DFO | Y | Y | N | Electric Utility |  |  |  |  | N | [57 empty] | GAS | GA | McIntosh Combined Cycle Facility | 56150 | 11B | 2010 |  | ARP, CAIRNOX, CAIRSO2 | 7604.25 | 12 | 2006206.75 |  | 4.18 | 0.0088 | 51.17 | 828058.3 | 13933715.18 | 4 |  | Effingham | Electric Utility |  |  | 32.3478 | -81.1828 | Georgia Power Company (Owner/Operator) | Phase 2 |  | Operating | Combined cycle | Pipeline Natural Gas | Diesel Oil |  | Dry Low NOx Burners Water Injection Selective Catalytic Reduction |  | 2402 | 6.892 | GAS | 354 | 73.3051 | 0.0088 | 0.0006 | 9.3392
7140 | Georgia Power Co | 56150 | McIntosh Combined Cycle Facility | GA | Effingham | C11B | CT | OP | 203.2 |  |  | G111 | 6 | 2005 | NG | DFO | Y | Y | N | Electric Utility |  |  |  |  | N | [57 empty] | GAS | GA | McIntosh Combined Cycle Facility | 56150 | 11A | 2010 |  | ARP, CAIRNOX, CAIRSO2 | 7128 | 12 | 1871075.5 |  | 3.933 | 0.0092 | 48.853 | 779077.525 | 13109503.53 | 4 |  | Effingham | Electric Utility |  |  | 32.3478 | -81.1828 | Georgia Power Company (Owner/Operator) | Phase 2 |  | Operating | Combined cycle | Pipeline Natural Gas | Diesel Oil |  | Dry Low NOx Burners Water Injection Selective Catalytic Reduction |  | 2402 | 6.9455 | GAS | 347 | 146.1614 | 0.0092 | 0.0006 | 9.3392
7160 | Geysers Power Co LLC | 286 | Geysers Unit 5-20 | CA | Sonoma | U11 | ST | OP | 110 | 68 | 68 |  | 12 | 1975 | GEO |  | N | Y | N | IPP Non-CHP | [62 empty] | N/A | [39 empty] | 0 | 0 | 10.4
7160 | Geysers Power Co LLC | 286 | Geysers Unit 5-20 | CA | Sonoma | U12 | ST | OP | 110 | 51 | 56 |  | 8 | 1979 | GEO |  | N | Y | N | IPP Non-CHP |  |  |  |  | N | [57 empty] | N/A | [39 empty] | 0 | 0 | 10.4
7160 | Geysers Power Co LLC | 286 | Geysers Unit 5-20 | CA | Sonoma | U13 | ST | OP | 138 | 90 | 95 |  | 4 | 1980 | GEO |  | N | Y | N | IPP Non-CHP | [62 empty] | N/A | [39 empty] | 0 | 0 | 10.4
7160 | Geysers Power Co LLC | 286 | Geysers Unit 5-20 | CA | Sonoma | U14 | ST | OP | 113 | 66 | 66 |  | 2 | 1980 | GEO |  | N | Y | N | IPP Non-CHP | [62 empty] | N/A | [39 empty] | 0 | 0 | 10.4
7160 | Geysers Power Co LLC | 286 | Geysers Unit 5-20 | CA | Sonoma | U16 | ST | OP | 118 | 75 | 75 |  | 10 | 1985 | GEO |  | N | Y | N | IPP Non-CHP | [62 empty] | N/A | [39 empty] | 0 | 0 | 10.4
7160 | Geysers Power Co LLC | 286 | Geysers Unit 5-20 | CA | Sonoma | U17 | ST | OP | 118 | 60 | 65 |  | 11 | 1982 | GEO |  | N | Y | N | IPP Non-CHP | [62 empty] | N/A | [39 empty] | 0 | 0 | 10.4
7160 | Geysers Power Co LLC | 286 | Geysers Unit 5-20 | CA | Sonoma | U18 | ST | OP | 118 | 70 | 70 |  | 11 | 1983 | GEO |  | N | Y | N | IPP Non-CHP | [62 empty] | N/A | [39 empty] | 0 | 0 | 10.4
7160 | Geysers Power Co LLC | 286 | Geysers Unit 5-20 | CA | Sonoma | U20 | ST | OP | 118 | 60 | 60 |  | 10 | 1985 | GEO |  | N | Y | N | IPP Non-CHP | [62 empty] | N/A | [39 empty] | 0 | 0 | 10.4
7160 | Geysers Power Co LLC | 286 | Geysers Unit 5-20 | CA | Sonoma | U5 | ST | OP | 55 | 45 | 50 |  | 4 | 1971 | GEO |  | N | Y | N | IPP Non-CHP | [62 empty] | N/A | [39 empty] | 0 | 0 | 10.4
7160 | Geysers Power Co LLC | 286 | Geysers Unit 5-20 | CA | Sonoma | U6 | ST | OP | 55 | 45 | 50 |  | 4 | 1971 | GEO |  | N | Y | N | IPP Non-CHP | [62 empty] | N/A | [39 empty] | 0 | 0 | 10.4
7160 | Geysers Power Co LLC | 286 | Geysers Unit 5-20 | CA | Sonoma | U7 | ST | OP | 55 | 40 | 46 |  | 7 | 1972 | GEO |  | N | Y | N | IPP Non-CHP | [62 empty] | N/A | [39 empty] | 0 | 0 | 10.4
7160 | Geysers Power Co LLC | 286 | Geysers Unit 5-20 | CA | Sonoma | U8 | ST | OP | 55 | 40 | 45 |  | 7 | 1972 | GEO |  | N | Y | N | IPP Non-CHP | [62 empty] | N/A | [39 empty] | 0 | 0 | 10.4
7160 | Geysers Power Co LLC | 510 | Sonoma California Geothermal | CA | Lake | 1 | ST | OP | 78 | 55 | 60 |  | 12 | 1983 | GEO |  | N | Y | N | IPP Non-CHP | [62 empty] | N/A | [39 empty] | 0 | 0 | 10.4
7160 | Geysers Power Co LLC | 10199 | West Ford Flat Power Plant | CA | Lake | WFF1 | ST | OP | 19 | 15 | 15 |  | 12 | 1988 | GEO |  | N | Y | N | IPP Non-CHP | [62 empty] | N/A | [39 empty] | 0 | 0 | 10.4
7160 | Geysers Power Co LLC | 10199 | West Ford Flat Power Plant | CA | Lake | WFF2 | ST | OP | 19 | 15 | 15 |  | 12 | 1988 | GEO |  | N | Y | N | IPP Non-CHP | [62 empty] | N/A | [39 empty] | 0 | 0 | 10.4
7160 | Geysers Power Co LLC | 10469 | Bear Canyon Power Plant | CA | Lake | BVC1 | ST | OP | 12.2 | 10 | 10 |  | 1 | 1988 | GEO |  | N | Y | N | IPP Non-CHP | [62 empty] | N/A | [39 empty] | 0 | 0 | 10.4
7160 | Geysers Power Co LLC | 10469 | Bear Canyon Power Plant | CA | Lake | BVC2 | ST | OP | 12.2 | 10 | 10 |  | 1 | 1988 | GEO |  | N | Y | N | IPP Non-CHP | [62 empty] | N/A | [39 empty] | 0 | 0 | 10.4
7160 | Geysers Power Co LLC | 50066 | Calistoga Power Plant | CA | Lake | UNT1 | ST | OP | 88.2 | 55 | 55 |  | 3 | 1984 | GEO |  | N | Y | N | IPP Non-CHP | [62 empty] | N/A | [39 empty] | 0 | 0 | 10.4
7160 | Geysers Power Co LLC | 50066 | Calistoga Power Plant | CA | Lake | UNT2 | ST | OP | 88.2 | 55 | 55 |  | 3 | 1984 | GEO |  | N | Y | N | IPP Non-CHP | [62 empty] | N/A | [39 empty] | 0 | 0 | 10.4
7160 | Geysers Power Co LLC | 52158 | Aidlin Geothermal Power Plant | CA | Sonoma | GEN1 | ST | OP | 12.5 | 10 | 10 |  | 5 | 1989 | GEO |  | N | Y | N | IPP Non-CHP | [62 empty] | N/A | [39 empty] | 0 | 0 | 10.4
7160 | Geysers Power Co LLC | 52158 | Aidlin Geothermal Power Plant | CA | Sonoma | GEN2 | ST | OP | 12.5 | 10 | 10 |  | 5 | 1989 | GEO |  | N | Y | N | IPP Non-CHP | [62 empty] | N/A | [39 empty] | 0 | 0 | 10.4
7166 | Georgia Pacific Corp | 10610 | Georgia Pacific Monticello Paper | MS | Lawrence | GEN1 | ST | OP | 32.6 | 36 | 36 |  | 6 | 1968 | BLQ | WDS | Y | Y | Y | Industrial CHP |  |  |  |  | N | [40 empty] | OP | EW | [8 empty] | 99 | 11.38¦¦ 20.76¦¦ 15.52 | 345753¦¦ 171040¦¦ 157803 |  |  |  |  | LIQUID | [39 empty] | 0.1517 | 0.049001 | 10.4
7166 | Georgia Pacific Corp | 10610 | Georgia Pacific Monticello Paper | MS | Lawrence | GEN2 | ST | OP | 32.2 | 32 | 32 |  | 6 | 1968 | BLQ | WDS | Y | Y | Y | Industrial CHP |  |  |  |  | N | [40 empty] | OP | EW | [8 empty] | 99 | 11.38¦¦ 20.76¦¦ 15.52 | 345753¦¦ 171040¦¦ 157803 |  |  |  |  | LIQUID | [39 empty] | 0.1517 | 0.049001 | 10.4
7167 | GP Big Island LLC | 50479 | Georgia Pacific Big Island | VA | Bedford | BHG1 | HY | OP | 0.2 | 0.2 | 0.2 |  | 6 | 1920 | WAT |  | N | N | N | Industrial CHP |  |  |  |  | N | [57 empty] | N/A | [39 empty] | 0 | 0 | 10.4
7167 | GP Big Island LLC | 50479 | Georgia Pacific Big Island | VA | Bedford | BHG2 | HY | OP | 0.2 | 0.2 | 0.2 |  | 6 | 1920 | WAT |  | N | N | N | Industrial CHP |  |  |  |  | N | [57 empty] | N/A | [39 empty] | 0 | 0 | 10.4
7167 | GP Big Island LLC | 50479 | Georgia Pacific Big Island | VA | Bedford | GEN1 | ST | OP | 7.5 | 6.5 | 7 |  | 6 | 1965 | WDS | BIT | Y | N | Y | Industrial CHP |  |  |  |  | N | Y |  | Y | [54 empty] | OTHER SOLID | [39 empty] | 0.19691 | 0.044223 | 14.6668
7168 | CITGO Petroleum Corp | 52175 | CITGO Refinery Powerhouse | LA | Calcasieu | GEN2 | ST | OP | 25 | 9.4 | 7.7 |  | 1 | 1942 | OG | NG | Y | Y | Y | Industrial CHP |  |  |  |  | N | [57 empty] | GAS | [39 empty] | 0.1167 | 0.0044251 | 10.4
7168 | CITGO Petroleum Corp | 52175 | CITGO Refinery Powerhouse | LA | Calcasieu | GEN3 | ST | OP | 25 | 17.5 | 18.5 |  | 3 | 1969 | OG | NG | Y | Y | Y | Industrial CHP |  |  |  |  | N | [57 empty] | GAS | [39 empty] | 0.1167 | 0.0044251 | 10.4
7172 | Georgia Pacific CSO LLC | 54101 | Georgia Pacific Cedar Springs | GA | Early | GEN1 | ST | OP | 50 | 45 | 50 |  | 10 | 1963 | BLQ | BIT | Y | N | Y | Industrial CHP |  |  |  |  | N | Y | [5 empty] | ¦¦RB3N¦¦PB2¦¦PB1 | ¦¦ 1974¦¦ 1999¦¦ 2000 | ¦¦ 1500¦¦ 120000¦¦ 120000 | [31 empty] | OP | EW¦¦WS¦¦WS |  |  | 2¦¦ 10¦¦ 10 | 0.2¦¦ 1.5¦¦ 1.5 | 2¦¦ 1.5¦¦ 1.5 | 2¦¦ 5¦¦ 5 | 0.2¦¦ 3¦¦ 3 | 0.5¦¦ 3 | 99¦¦ 91¦¦ 91 | 46¦¦ 49.7¦¦ 241¦¦ 241 | 27000¦¦ 170000¦¦ 240000¦¦ 240000 |  |  |  |  | LIQUID | [39 empty] | 0.10223 | 0.049001 | 10.4
7172 | Georgia Pacific CSO LLC | 54101 | Georgia Pacific Cedar Springs | GA | Early | GEN2 | ST | OP | 51.2 | 45 | 50 |  | 8 | 1965 | BLQ | BIT | Y | N | Y | Industrial CHP |  |  |  |  | N | Y | [5 empty] | ¦¦RB3N¦¦PB1¦¦PB2 | ¦¦ 1974¦¦ 2000¦¦ 1999 | ¦¦ 1500¦¦ 120000¦¦ 120000 | [31 empty] | OP | EW¦¦WS¦¦WS |  |  | 2¦¦ 10¦¦ 10 | 0.2¦¦ 1.5¦¦ 1.5 | 2¦¦ 1.5¦¦ 1.5 | 2¦¦ 5¦¦ 5 | 0.2¦¦ 3¦¦ 3 | 0.5¦¦ 3 | 99¦¦ 91¦¦ 91 | 46¦¦ 49.7¦¦ 241¦¦ 241 | 27000¦¦ 170000¦¦ 240000¦¦ 240000 |  |  |  |  | LIQUID | [39 empty] | 0.09992 | 0.049001 | 10.4
7175 | General Mills Operations Inc | 10031 | General Mills Operations Lodi | CA | SAN JOAQUIN | 1 | GT | OP | 4.6 | 3.2 | 3.2 |  | 5 | 1984 | NG |  | N | Y | Y | Industrial CHP |  |  |  |  | N | [57 empty] | GAS | [39 empty] | 0.26937 | 0.0022248 | 9.1876
7191 | Georgia Gulf Corp | 55051 | Georgia Gulf Plaquemine | LA | Iberville | X773 | GT | OP | 102 | 80 | 90 |  | 5 | 1997 | NG | OG | Y | Y | Y | Industrial CHP |  |  |  |  | N | [57 empty] | GAS | [39 empty] | 0.075653 | 0.0012763 | 12.0157
7191 | Georgia Gulf Corp | 55051 | Georgia Gulf Plaquemine | LA | Iberville | X774 | GT | OP | 102 | 80 | 90 |  | 5 | 1997 | NG | OG | Y | Y | Y | Industrial CHP |  |  |  |  | N | [57 empty] | GAS | [39 empty] | 0.075653 | 0.0012763 | 12.0157
7191 | Georgia Gulf Corp | 55051 | Georgia Gulf Plaquemine | LA | Iberville | X775 | GT | OP | 102 | 80 | 90 |  | 5 | 1997 | NG | OG | Y | Y | Y | Industrial CHP |  |  |  |  | N | [57 empty] | GAS | [39 empty] | 0.075653 | 0.0012763 | 12.0157
7193 | TPC Windfarms LLC | 54647 | TPC Windfarms LLC | CA | Kern | EXIS | WT | OP | 28.7 | 28.7 | 28.7 |  | 12 | 1986 | WND |  | N | Y | N | IPP Non-CHP |  |  |  |  | N | [57 empty] | N/A | [39 empty] | 0 | 0 | 10.4
7199 | Gilberton Power Co | 10113 | John B Rich Memorial Power Station | PA | Schuylkill | GEN1 | ST | OP | 88.4 | 80 | 80 |  | 2 | 1988 | WC | DFO | N | Y | Y | IPP CHP |  |  |  |  | N |  | Y | [38 empty] | OP | BP |  |  | 30.1 | 0.1 | 0.3 | 0.7 | 0.2 |  | 99.7 | 13 | 162320 |  |  |  |  | COAL | PA | Gilberton Power Company | 10113 | 31 | 2010 | CS001 | ARP, CAIRNOX, CAIROS, CAIRSO2 | 8060.02 | 12 |  | 2911333.33 | 669.518 | 0.0426 | 81.1 | 453537.307 | 3788948.735 | 3 |  | Schuylkill | Cogeneration | 4911 | Electric Services | 40.79 | -76.1984 | Gilberton Power Company (Owner) Broad Mountain Partners (Operator) | Phase 2 |  | Operating | Circulating fluidized bed boiler | Coal Refuse |  | Fluidized Bed Limestone Injection | Overfire Air | Baghouse | 520 | 10.4 | COAL | 50 | -300 | 0.0426 | 0.35341 | 11.2555
7209 | The Gillette Company | 54225 | Gillette SBMC | MA | Suffolk | CTG3 | GT | OP | 7.2 | 7.2 | 7.2 |  | 7 | 2011 | NG | DFO | Y | N | Y | Industrial CHP |  |  |  |  | N | [57 empty] | GAS | [39 empty] | 0.067989 | 0.0008239 | 10.6407
7209 | The Gillette Company | 54225 | Gillette SBMC | MA | Suffolk | TG2 | ST | OP | 5 | 5 | 5 |  | 2 | 1971 | NG | RFO | Y | N | Y | Industrial CHP |  |  |  |  | N | [53 empty] | ¦¦OP | ¦¦LN |  |  | GAS | [39 empty] | 0.39282 | 0.0029041 | 12.5229
7239 | General Motors Corp-Warren | 10032 | Powertrain Warren General Motors | MI | Macomb | GT1 | GT | OP | 4 | 2.7 | 3.2 |  | 5 | 1988 | NG |  | N | N | Y | Industrial CHP |  |  |  |  | N | [57 empty] | GAS | [39 empty] | 0.36908 | 0.0043832 | 9.3274
7257 | City of Girard - (KS) | 1279 | Girard | KS | Crawford | 1 | IC | OP | 1.4 | 1.1 | 1.1 |  | 9 | 1955 | NG | DFO | Y | Y | N | Electric Utility |  |  |  |  | N | [57 empty] | GAS | [39 empty] | 1.1659 | 0.0016829 | 10.4
7257 | City of Girard - (KS) | 1279 | Girard | KS | Crawford | 4 | IC | OP | 2.2 | 1.8 | 1.8 |  | 9 | 1962 | NG | DFO | Y | Y | N | Electric Utility |  |  |  |  | N | [57 empty] | GAS | [39 empty] | 1.1659 | 0.0016829 | 10.4
7257 | City of Girard - (KS) | 1279 | Girard | KS | Crawford | 7 | IC | OP | 3.7 | 3.4 | 3.4 |  | 4 | 1997 | NG | DFO | Y | Y | N | Electric Utility |  |  |  |  | N | [57 empty] | GAS | [39 empty] | 1.1659 | 0.0016829 | 10.4
7257 | City of Girard - (KS) | 1279 | Girard | KS | Crawford | 6 | IC | OP | 3.5 | 3.2 | 3.3 |  | 5 | 1997 | NG | DFO | Y | Y | N | Electric Utility |  |  |  |  | N | [57 empty] | GAS | [39 empty] | 1.1659 | 0.0016829 | 10.4
7292 | Glencoe Light & Power Comm | 1975 | Glencoe | MN | McLeod | 10 | IC | OP | 7 | 5.6 | 5.6 |  | 10 | 1985 | DFO |  | N | Y | N | Electric Utility |  |  |  |  | N | [57 empty] | LIQUID | [39 empty] | 0.7385 | 0.025484 | 12.5895
7292 | Glencoe Light & Power Comm | 1975 | Glencoe | MN | McLeod | 11 | IC | OP | 4.8 | 4.8 | 4.8 |  | 6 | 1998 | DFO |  | N | Y | N | Electric Utility |  |  |  |  | N | [57 empty] | LIQUID | [39 empty] | 0.7385 | 0.025484 | 12.5895
7292 | Glencoe Light & Power Comm | 1975 | Glencoe | MN | McLeod | 12 | IC | OP | 4.8 | 4.8 | 4.8 |  | 7 | 1998 | DFO |  | N | Y | N | Electric Utility |  |  |  |  | N | [57 empty] | LIQUID | [39 empty] | 0.7385 | 0.025484 | 12.5895
7292 | Glencoe Light & Power Comm | 1975 | Glencoe | MN | McLeod | 14 | IC | OP | 4.8 | 4.8 | 4.8 |  | 9 | 2006 | DFO |  | N | Y | N | Electric Utility |  |  |  |  | N | [57 empty] | LIQUID | [39 empty] | 0.7385 | 0.025484 | 12.5895
7292 | Glencoe Light & Power Comm | 1975 | Glencoe | MN | McLeod | 5 | IC | OP | 1.3 | 1 | 1 |  | 6 | 1957 | DFO | NG | Y | Y | N | Electric Utility |  |  |  |  | N | [57 empty] | LIQUID | [39 empty] | 0.7385 | 0.025484 | 12.5895
7292 | Glencoe Light & Power Comm | 1975 | Glencoe | MN | McLeod | 6 | IC | OP | 1.3 | 1 | 1 |  | 10 | 1961 | DFO | NG | Y | Y | N | Electric Utility |  |  |  |  | N | [57 empty] | LIQUID | [39 empty] | 0.7385 | 0.025484 | 12.5895
7292 | Glencoe Light & Power Comm | 1975 | Glencoe | MN | McLeod | 7 | IC | OP | 4.1 | 3.2 | 3.2 |  | 11 | 1966 | DFO | NG | Y | Y | N | Electric Utility |  |  |  |  | N | [57 empty] | LIQUID | [39 empty] | 0.7385 | 0.025484 | 12.5895
7292 | Glencoe Light & Power Comm | 1975 | Glencoe | MN | McLeod | 8 | IC | OP | 5.6 | 4.4 | 4.4 |  | 7 | 1969 | DFO | NG | Y | Y | N | Electric Utility |  |  |  |  | N | [57 empty] | LIQUID | [39 empty] | 0.7385 | 0.025484 | 12.5895
7292 | Glencoe Light & Power Comm | 1975 | Glencoe | MN | McLeod | 9 | IC | OP | 7.1 | 5.7 | 5.7 |  | 8 | 1973 | DFO | NG | Y | Y | N | Electric Utility |  |  |  |  | N | [57 empty] | LIQUID | [39 empty] | 0.7385 | 0.025484 | 12.5895
7294 | City of Glendale | 377 | Grayson | CA | Los Angeles | 1 | CA | OP | 20 | 1.3 | 1.9 |  | 7 | 1977 | NG |  | N | Y | N | Electric Utility |  |  |  |  | N | [57 empty] | GAS | [39 empty] | 0 | 0 | 10.4
7294 | City of Glendale | 377 | Grayson | CA | Los Angeles | 2 | CA | OP | 20 | 1.1 | 1.4 |  | 7 | 1977 | NG |  | N | Y | N | Electric Utility |  |  |  |  | N | [57 empty] | GAS | [39 empty] | 0 | 0 | 10.4
7294 | City of Glendale | 377 | Grayson | CA | Los Angeles | 3 | ST | OP | 23 | 8.6 | 6.5 |  | 12 | 1953 | NG | LFG | Y | Y | N | Electric Utility |  |  |  |  | N | [6 empty] | 3 | 1953 | 42000 | [48 empty] | GAS | [39 empty] | 0.098921 | 0.0002697 | 12.8632
7294 | City of Glendale | 377 | Grayson | CA | Los Angeles | 4 | ST | OP | 50 | 15.7 | 15.6 |  | 9 | 1959 | NG | LFG | Y | Y | N | Electric Utility |  |  |  |  | N | [6 empty] | 4 | 1959 | 111000 | [44 empty] | OP | SN |  |  | GAS | CA | Grayson Power Plant | 377 | 4 | 2010 |  | ARP | 3855.43 | 12 | 62466.24 |  | 0.465 | 0.0323 | 12.264 | 67500.542 | 772776.991 | 9 | Western Electricity Coordinating Council | Los Angeles | Electric Utility | 4911 | Electric Services | 34.1556 | -118.2782 | City of Glendale (Owner/Operator) | Phase 2 |  | Operating | Dry bottom wall-fired boiler | Pipeline Natural Gas | Diesel Oil, Other Gas |  | Low NOx Burner Technology (Dry Bottom only) |  | 650 | 11.1615 | GAS | 35 | 1378.2051 | 0.0323 | 0.0012035 | 11.1615
7294 | City of Glendale | 377 | Grayson | CA | Los Angeles | 5 | ST | OP | 50 | 18.1 | 17.4 |  | 11 | 1964 | NG | LFG | Y | Y | N | Electric Utility |  |  |  |  | N | [6 empty] | 5 | 1964 | 81000 | [44 empty] | OP | OV |  |  | GAS | CA | Grayson Power Plant | 377 | 5 | 2010 |  | ARP | 5353.06 | 12 | 107888.05 |  | 0.741 | 0.0304 | 20.931 | 112405.832 | 1349417.891 | 9 | Western Electricity Coordinating Council | Los Angeles | Electric Utility | 4911 | Electric Services | 34.1556 | -118.2782 | City of Glendale (Owner/Operator) | Phase 2 |  | Operating | Dry bottom wall-fired boiler | Pipeline Natural Gas | Other Gas, Residual Oil |  | Other |  | 650 | 11.2085 | GAS | 43 | 1264.3678 | 0.0304 | 0.0010983 | 11.2085
7294 | City of Glendale | 377 | Grayson | CA | Los Angeles | 8A | CT | OP | 25.4 | 16.1 | 16.5 |  | 7 | 1977 | NG |  | N | Y | N | Electric Utility |  |  |  |  | N | [57 empty] | GAS | [39 empty] | 0.11654 | 0.0010519 | 14.348
7294 | City of Glendale | 377 | Grayson | CA | Los Angeles | 8BC | CT | OP | 55.1 | 37.8 | 32.8 |  | 7 | 1977 | NG |  | N | Y | N | Electric Utility |  |  |  |  | N | [57 empty] | GAS | CA | Grayson Power Plant | 377 | 4 | 2010 |  | ARP | 3855.43 | 12 | 62466.24 |  | 0.465 | 0.0323 | 12.264 | 67500.542 | 772776.991 | 9 | Western Electricity Coordinating Council | Los Angeles | Electric Utility | 4911 | Electric Services | 34.1556 | -118.2782 | City of Glendale (Owner/Operator) | Phase 2 |  | Operating | Dry bottom wall-fired boiler | Pipeline Natural Gas | Diesel Oil, Other Gas |  | Low NOx Burner Technology (Dry Bottom only) |  | 650 | 11.1615 | GAS | 35 | -33.5366 | 0.0323 | 0.0012035 | 11.1615
7294 | City of Glendale | 377 | Grayson | CA | Los Angeles | 9 | GT | OP | 57.4 | 31.4 | 30 |  | 1 | 2004 | NG |  | N | Y | N | Electric Utility |  |  |  |  | N | [57 empty] | GAS | CA | Grayson Power Plant | 377 | 9 | 2010 |  | ARP | 672.63 | 12 | 19049.23 |  | 0.065 | 0.0283 | 1.875 | 11857.893 | 199532.304 | 9 | Western Electricity Coordinating Council | Los Angeles | Electric Utility | 4911 | Electric Services | 34.1556 | -118.2782 | City of Glendale (Owner/Operator) | Phase 2 |  | Operating | Combustion turbine | Pipeline Natural Gas |  |  | Selective Catalytic Reduction |  | 470 | 9.257 | GAS | 48 | 1700 | 0.0283 | 0.000652 | 9.257
7308 | Hawkeye Energy Greenport LLC | 55969 | Hawkeye Energy Greenport LLC | NY | SUFFOLK | U-01 | GT | OP | 54 | 52 | 55 |  | 7 | 2003 | KER |  | N | Y | N | IPP Non-CHP |  |  |  |  | N | [57 empty] | LIQUID | NY | Hawkeye Energy Greenport, LLC | 55969 | U-01 | 2010 |  | ARP, CAIRNOX, CAIROS, CAIRSO2, RGGI | 807.5 | 12 | 37791.5 |  | 5.749 | 0.0361 | 4.51 | 30463.325 | 375430.85 | 2 |  | Suffolk | Electric Utility |  |  | 41.1056 | -72.3767 | Hawkeye Generating, LLC (Owner/Operator) | Phase 2 |  | Operating | Combustion turbine | Diesel Oil |  |  | Water Injection Selective Catalytic Reduction |  | 550 | 9.9063 | LIQUID | 58 | 1972.7273 | 0.0361 | 0.030626 | 9.9063
7349 | Golden Spread Electric Cooperative, Inc | 57865 | Antelope Station | TX | Hale | E01 | IC | OP | 9.3 | 8.9 | 9.3 |  | 6 | 2011 | NG |  | N | Y | N | Electric Utility | [62 empty] | GAS | [39 empty] | 1.1659 | 0.0016829 | 10.4
7349 | Golden Spread Electric Cooperative, Inc | 57865 | Antelope Station | TX | Hale | E02 | IC | OP | 9.3 | 8.9 | 9.3 |  | 6 | 2011 | NG |  | N | Y | N | Electric Utility | [62 empty] | GAS | [39 empty] | 1.1659 | 0.0016829 | 10.4
7349 | Golden Spread Electric Cooperative, Inc | 57865 | Antelope Station | TX | Hale | E03 | IC | OP | 9.3 | 8.9 | 9.3 |  | 6 | 2011 | NG |  | N | Y | N | Electric Utility | [62 empty] | GAS | [39 empty] | 1.1659 | 0.0016829 | 10.4
7349 | Golden Spread Electric Cooperative, Inc | 57865 | Antelope Station | TX | Hale | E04 | IC | OP | 9.3 | 8.9 | 9.3 |  | 6 | 2011 | NG |  | N | Y | N | Electric Utility | [62 empty] | GAS | [39 empty] | 1.1659 | 0.0016829 | 10.4
7349 | Golden Spread Electric Cooperative, Inc | 57865 | Antelope Station | TX | Hale | E05 | IC | OP | 9.3 | 8.9 | 9.3 |  | 6 | 2011 | NG |  | N | Y | N | Electric Utility | [62 empty] | GAS | [39 empty] | 1.1659 | 0.0016829 | 10.4
7349 | Golden Spread Electric Cooperative, Inc | 57865 | Antelope Station | TX | Hale | E06 | IC | OP | 9.3 | 8.9 | 9.3 |  | 6 | 2011 | NG |  | N | Y | N | Electric Utility | [62 empty] | GAS | [39 empty] | 1.1659 | 0.0016829 | 10.4
7349 | Golden Spread Electric Cooperative, Inc | 57865 | Antelope Station | TX | Hale | E07 | IC | OP | 9.3 | 8.9 | 9.3 |  | 6 | 2011 | NG |  | N | Y | N | Electric Utility | [62 empty] | GAS | [39 empty] | 1.1659 | 0.0016829 | 10.4
7349 | Golden Spread Electric Cooperative, Inc | 57865 | Antelope Station | TX | Hale | E08 | IC | OP | 9.3 | 8.9 | 9.3 |  | 6 | 2011 | NG |  | N | Y | N | Electric Utility | [62 empty] | GAS | [39 empty] | 1.1659 | 0.0016829 | 10.4
7349 | Golden Spread Electric Cooperative, Inc | 57865 | Antelope Station | TX | Hale | E09 | IC | OP | 9.3 | 8.9 | 9.3 |  | 6 | 2011 | NG |  | N | Y | N | Electric Utility | [62 empty] | GAS | [39 empty] | 1.1659 | 0.0016829 | 10.4
7349 | Golden Spread Electric Cooperative, Inc | 57865 | Antelope Station | TX | Hale | E10 | IC | OP | 9.3 | 8.9 | 9.3 |  | 6 | 2011 | NG |  | N | Y | N | Electric Utility | [62 empty] | GAS | [39 empty] | 1.1659 | 0.0016829 | 10.4
7349 | Golden Spread Electric Cooperative, Inc | 57865 | Antelope Station | TX | Hale | E11 | IC | OP | 9.3 | 8.9 | 9.3 |  | 6 | 2011 | NG |  | N | Y | N | Electric Utility | [62 empty] | GAS | [39 empty] | 1.1659 | 0.0016829 | 10.4
7349 | Golden Spread Electric Cooperative, Inc | 57865 | Antelope Station | TX | Hale | E12 | IC | OP | 9.3 | 8.9 | 9.3 |  | 6 | 2011 | NG |  | N | Y | N | Electric Utility | [62 empty] | GAS | [39 empty] | 1.1659 | 0.0016829 | 10.4
7349 | Golden Spread Electric Cooperative, Inc | 57865 | Antelope Station | TX | Hale | E13 | IC | OP | 9.3 | 8.9 | 9.3 |  | 6 | 2011 | NG |  | N | Y | N | Electric Utility | [62 empty] | GAS | [39 empty] | 1.1659 | 0.0016829 | 10.4
7349 | Golden Spread Electric Cooperative, Inc | 57865 | Antelope Station | TX | Hale | E14 | IC | OP | 9.3 | 8.9 | 9.3 |  | 6 | 2011 | NG |  | N | Y | N | Electric Utility | [62 empty] | GAS | [39 empty] | 1.1659 | 0.0016829 | 10.4
7349 | Golden Spread Electric Cooperative, Inc | 57865 | Antelope Station | TX | Hale | E15 | IC | OP | 9.3 | 8.9 | 9.3 |  | 6 | 2011 | NG |  | N | Y | N | Electric Utility | [62 empty] | GAS | [39 empty] | 1.1659 | 0.0016829 | 10.4
7349 | Golden Spread Electric Cooperative, Inc | 57865 | Antelope Station | TX | Hale | E16 | IC | OP | 9.3 | 8.9 | 9.3 |  | 6 | 2011 | NG |  | N | Y | N | Electric Utility | [62 empty] | GAS | [39 empty] | 1.1659 | 0.0016829 | 10.4
7349 | Golden Spread Electric Cooperative, Inc | 57865 | Antelope Station | TX | Hale | E17 | IC | OP | 9.3 | 8.9 | 9.3 |  | 6 | 2011 | NG |  | N | Y | N | Electric Utility | [62 empty] | GAS | [39 empty] | 1.1659 | 0.0016829 | 10.4
7349 | Golden Spread Electric Cooperative, Inc | 57865 | Antelope Station | TX | Hale | E18 | IC | OP | 9.3 | 8.9 | 9.3 |  | 6 | 2011 | NG |  | N | Y | N | Electric Utility | [62 empty] | GAS | [39 empty] | 1.1659 | 0.0016829 | 10.4
7349 | Golden Spread Electric Cooperative, Inc | 57866 | Golden Spread Panhandle Wnd Rch | TX | Oldham | PWR | WT | OP | 78.2 | 78.2 | 78.2 |  | 9 | 2011 | WND |  | N | Y | N | Electric Utility | [62 empty] | N/A | [39 empty] | 0 | 0 | 10.4
7353 | Golden Valley Elec Assn Inc | 6285 | North Pole | AK | Fairbanks North Star | 1 | GT | OP | 60.5 | 48 | 65 |  | 12 | 1976 | RFO | DFO | N | Y | N | Electric Utility |  |  |  |  | N | [57 empty] | LIQUID | [39 empty] | 0.06748 | 0.026988 | 10.4
7353 | Golden Valley Elec Assn Inc | 6285 | North Pole | AK | Fairbanks North Star | 2 | GT | OP | 60.5 | 48 | 65 |  | 2 | 1977 | RFO | DFO | N | Y | N | Electric Utility |  |  |  |  | N | [57 empty] | LIQUID | [39 empty] | 0.06748 | 0.026988 | 10.4
7353 | Golden Valley Elec Assn Inc | 6285 | North Pole | AK | Fairbanks North Star | GT3 | CT | OP | 47 | 41 | 52 |  | 3 | 2007 | JF | DFO | N | Y | N | Electric Utility |  |  |  |  | N | [57 empty] | LIQUID | [39 empty] | 0.012455 | 0.0013494 | 10.4
7353 | Golden Valley Elec Assn Inc | 6285 | North Pole | AK | Fairbanks North Star | STG1 | CA | OP | 13 | 7 | 12 |  | 3 | 2007 | JF | DFO | N | Y | N | Electric Utility |  |  |  |  | N | [57 empty] | LIQUID | [39 empty] | 0 | 0 | 10.4
7353 | Golden Valley Elec Assn Inc | 6286 | Fairbanks | AK | Fairbanks North Star | 5 | IC | OP | 2.7 | 2.8 | 2.8 |  | 5 | 1970 | DFO |  | N | Y | N | Electric Utility |  |  |  |  | N | [57 empty] | LIQUID | [39 empty] | 0.7385 | 0.025484 | 12.5895
7353 | Golden Valley Elec Assn Inc | 6286 | Fairbanks | AK | Fairbanks North Star | 6 | IC | OP | 2.7 | 2.8 | 2.8 |  | 9 | 1970 | DFO |  | N | Y | N | Electric Utility |  |  |  |  | N | [57 empty] | LIQUID | [39 empty] | 0.7385 | 0.025484 | 12.5895
7353 | Golden Valley Elec Assn Inc | 6286 | Fairbanks | AK | Fairbanks North Star | GT1 | GT | OP | 18.4 | 16 | 18 |  | 5 | 1971 | RFO | DFO | N | Y | N | Electric Utility |  |  |  |  | N | [57 empty] | LIQUID | [39 empty] | 0.06748 | 0.026988 | 10.4
7353 | Golden Valley Elec Assn Inc | 6286 | Fairbanks | AK | Fairbanks North Star | GT2 | GT | OP | 18.4 | 16.3 | 18 |  | 11 | 1972 | RFO | DFO | N | Y | N | Electric Utility |  |  |  |  | N | [57 empty] | LIQUID | [39 empty] | 0.06748 | 0.026988 | 10.4
7353 | Golden Valley Elec Assn Inc | 6288 | Healy | AK | Denali Borough | 1 | ST | OP | 28 | 25 | 25 |  | 11 | 1967 | SUB | WC | N | Y | N | Electric Utility | [5 empty] | Y |  | Y | [6 empty] | 0.1 | 3 | 0.46 | PB | DP | NP | 1967 | 1967 | 2000 | MS | SS | [5 empty] | OP | DP |  |  |  | SB |  |  |  | N | 0.3 | 60 | 112 | 180204 | 100 | OP | BR |  |  | 13.6 |  | 0.2 |  |  |  | 99 |  | 180204 |  |  |  |  | COAL | [39 empty] | 0.9228 | 0.20229 | 13.0591
7353 | Golden Valley Elec Assn Inc | 6288 | Healy | AK | Denali Borough | IC1 | IC | OP | 2.8 | 2.8 | 2.8 |  | 9 | 1967 | DFO |  | N | Y | N | Electric Utility | [62 empty] | LIQUID | [39 empty] | 0.7385 | 0.025484 | 12.5895
7353 | Golden Valley Elec Assn Inc | 57583 | Battery Energy Storage System | AK | Fairbanks North Star | BESS | BA | OP | 27 | 27 | 27 |  | 12 | 2003 | MWH |  | N | Y | N | IPP Non-CHP | [62 empty] | N/A | [39 empty] | 0 | 0 | 10.4
7374 | City of Goodland | 1280 | Goodland | KS | Sherman | 10 | IC | OP | 2 | 1.8 | 2 |  | 7 | 1971 | NG | DFO | Y | Y | N | Electric Utility | [62 empty] | GAS | [39 empty] | 1.1659 | 0.0016829 | 10.4
7374 | City of Goodland | 1280 | Goodland | KS | Sherman | 11 | IC | OP | 4.3 | 3.5 | 3.8 |  | 9 | 1978 | NG | DFO | Y | Y | N | Electric Utility | [62 empty] | GAS | [39 empty] | 1.1659 | 0.0016829 | 10.4
7374 | City of Goodland | 1280 | Goodland | KS | Sherman | 12 | IC | OP | 1 | 0.8 | 0.9 |  | 5 | 1995 | NG | DFO | Y | Y | N | Electric Utility | [62 empty] | GAS | [39 empty] | 1.1659 | 0.0016829 | 10.4
7374 | City of Goodland | 1280 | Goodland | KS | Sherman | 13 | IC | OP | 1.3 | 1.1 | 1.3 |  | 5 | 1999 | NG | DFO | Y | Y | N | Electric Utility | [62 empty] | GAS | [39 empty] | 1.1659 | 0.0016829 | 10.4
7374 | City of Goodland | 1280 | Goodland | KS | Sherman | 6 | IC | OP | 2.2 | 1.8 | 2.1 |  | 7 | 1962 | NG | DFO | Y | Y | N | Electric Utility | [62 empty] | GAS | [39 empty] | 1.1659 | 0.0016829 | 10.4
7374 | City of Goodland | 1280 | Goodland | KS | Sherman | 7 | IC | OP | 2.2 | 1.8 | 2.1 |  | 2 | 1966 | NG | DFO | Y | Y | N | Electric Utility | [62 empty] | GAS | [39 empty] | 1.1659 | 0.0016829 | 10.4
7374 | City of Goodland | 1280 | Goodland | KS | Sherman | 8 | IC | OP | 5 | 4.6 | 4.8 |  | 5 | 1975 | NG | DFO | Y | Y | N | Electric Utility | [62 empty] | GAS | [39 empty] | 1.1659 | 0.0016829 | 10.4
7374 | City of Goodland | 1280 | Goodland | KS | Sherman | 3 | IC | OP | 0.7 | 0.7 | 0.7 |  | 3 | 1939 | DFO |  | N | Y | N | Electric Utility | [62 empty] | LIQUID | [39 empty] | 0.7385 | 0.025484 | 12.5895
7375 | Goodyear Tire & Rubber Co | 54321 | Goodyear Beaumont Chemical Plant | TX | Jefferson | 2N80 | GT | OP | 5 | 4 | 4.5 |  | 8 | 1999 | NG |  | N | Y | Y | Industrial CHP |  |  |  |  | N | [57 empty] | GAS | [39 empty] | 0.21032 | 0.0021489 | 9.8626
7375 | Goodyear Tire & Rubber Co | 54321 | Goodyear Beaumont Chemical Plant | TX | Jefferson | 3N80 | ST | OP | 14.8 | 13 | 13.5 |  | 3 | 1987 | NG | WO | Y | Y | Y | Industrial CHP |  |  |  |  | N | [57 empty] | GAS | [39 empty] | 0.3052 | 0.0009661 | 10.9307
7375 | Goodyear Tire & Rubber Co | 54321 | Goodyear Beaumont Chemical Plant | TX | Jefferson | N802 | GT | OP | 5 | 4 | 4.5 |  | 8 | 1999 | NG |  | N | Y | Y | Industrial CHP |  |  |  |  | N | [57 empty] | GAS | [39 empty] | 0.21032 | 0.0021489 | 9.8626
7375 | Goodyear Tire & Rubber Co | 54321 | Goodyear Beaumont Chemical Plant | TX | Jefferson | N803 | GT | OP | 5 | 4 | 4.5 |  | 10 | 1999 | NG |  | N | Y | Y | Industrial CHP |  |  |  |  | N | [57 empty] | GAS | [39 empty] | 0.21032 | 0.0021489 | 9.8626
7375 | Goodyear Tire & Rubber Co | 54321 | Goodyear Beaumont Chemical Plant | TX | Jefferson | N804 | GT | OP | 5 | 4 | 4.5 |  | 10 | 1999 | NG |  | N | Y | Y | Industrial CHP |  |  |  |  | N | [57 empty] | GAS | [39 empty] | 0.21032 | 0.0021489 | 9.8626
7424 | Gowrie Municipal Utilities | 1141 | Gowrie | IA | Webster | 1 | IC | OP | 1.2 | 1.1 | 1.1 |  | 7 | 1959 | DFO |  | N | Y | N | Electric Utility |  |  |  | 2013 | N | [57 empty] | LIQUID | [39 empty] | 0.7385 | 0.025484 | 12.5895
7424 | Gowrie Municipal Utilities | 1141 | Gowrie | IA | Webster | 2 | IC | OP | 1.2 | 1.1 | 1.1 |  | 7 | 1968 | DFO |  | N | Y | N | Electric Utility |  |  |  | 2013 | N | [57 empty] | LIQUID | [39 empty] | 0.7385 | 0.025484 | 12.5895
7443 | City of Graettinger | 1142 | Graettinger | IA | PALO ALTO | 4 | IC | OP | 0.5 | 0.5 | 0.5 |  | 8 | 1957 | DFO |  | N | Y | N | Electric Utility |  |  |  |  | N | [57 empty] | LIQUID | [39 empty] | 0.7385 | 0.025484 | 12.5895
7443 | City of Graettinger | 1142 | Graettinger | IA | PALO ALTO | 5 | IC | OP | 1.1 | 1.1 | 1.1 |  | 12 | 1990 | DFO |  | N | Y | N | Electric Utility |  |  |  |  | N | [57 empty] | LIQUID | [39 empty] | 0.7385 | 0.025484 | 12.5895
7443 | City of Graettinger | 1142 | Graettinger | IA | PALO ALTO | 6 | IC | OP | 2 | 2 | 2 |  | 2 | 2002 | DFO |  | N | Y | N | Electric Utility |  |  |  |  | N | [57 empty] | LIQUID | [39 empty] | 0.7385 | 0.025484 | 12.5895
7475 | Graphic Packaging Corp | 10698 | Graphic Packaging | MI | Kalamazoo | GEN2 | ST | OP | 1.8 | 1.5 | 1.5 |  | 1 | 1992 | NG |  | N | N | Y | Industrial CHP |  |  |  |  | N | [57 empty] | GAS | [39 empty] | 0.777 | 0.0012251 | 10.6093
7477 | Granger Electric Co | 56851 | South Kent Generating Station | MI | KENT | 1 | IC | OP | 1.6 | 1.5 | 1.5 |  | 3 | 2009 | LFG |  | N | Y | N | IPP Non-CHP |  |  |  |  | N | [57 empty] | GAS | [39 empty] | 1.1659 | 0.0016829 | 10.4
7477 | Granger Electric Co | 56851 | South Kent Generating Station | MI | KENT | 2 | IC | OP | 1.6 | 1.5 | 1.5 |  | 3 | 2009 | LFG |  | N | Y | N | IPP Non-CHP |  |  |  |  | N | [57 empty] | GAS | [39 empty] | 1.1659 | 0.0016829 | 10.4
7477 | Granger Electric Co | 56852 | White Feather Generating Station | MI | BAY | 1 | IC | OP | 1.6 | 1.5 | 1.5 |  | 3 | 2009 | LFG |  | N | Y | N | IPP Non-CHP |  |  |  |  | N | [57 empty] | GAS | [39 empty] | 1.1659 | 0.0016829 | 10.4
7477 | Granger Electric Co | 56852 | White Feather Generating Station | MI | BAY | 2 | IC | OP | 1.6 | 1.5 | 1.5 |  | 3 | 2009 | LFG |  | N | Y | N | IPP Non-CHP |  |  |  |  | N | [57 empty] | GAS | [39 empty] | 1.1659 | 0.0016829 | 10.4
7477 | Granger Electric Co | 10532 | Granger Electric Generating Station #2 | MI | Clinton | 2013-02-01 | IC | OP | 0.8 | 0.8 | 0.8 |  | 4 | 1991 | LFG |  | N | Y | N | IPP Non-CHP |  |  |  |  | N | [57 empty] | GAS | [39 empty] | 1.1659 | 0.0016829 | 10.4
7477 | Granger Electric Co | 10532 | Granger Electric Generating Station #2 | MI | Clinton | 2013-02-03 | IC | OP | 0.8 | 0.8 | 0.8 |  | 4 | 1991 | LFG |  | N | Y | N | IPP Non-CHP |  |  |  |  | N | [57 empty] | GAS | [39 empty] | 1.1659 | 0.0016829 | 10.4
7477 | Granger Electric Co | 10532 | Granger Electric Generating Station #2 | MI | Clinton | 2013-02-04 | IC | OP | 0.8 | 0.8 | 0.8 |  | 1 | 1996 | LFG |  | N | Y | N | IPP Non-CHP |  |  |  |  | N | [57 empty] | GAS | [39 empty] | 1.1659 | 0.0016829 | 10.4
7477 | Granger Electric Co | 10532 | Granger Electric Generating Station #2 | MI | Clinton | 2013-02-05 | IC | OP | 0.8 | 0.8 | 0.8 |  | 8 | 1997 | LFG |  | N | Y | N | IPP Non-CHP |  |  |  |  | N | [57 empty] | GAS | [39 empty] | 1.1659 | 0.0016829 | 10.4
7477 | Granger Electric Co | 54549 | Granger Electric Generating Station #1 | MI | Clinton | 2013-01-01 | IC | OP | 0.8 | 0.8 | 0.8 |  | 1 | 1993 | LFG |  | N | Y | N | IPP Non-CHP |  |  |  |  | N | [57 empty] | GAS | [39 empty] | 1.1659 | 0.0016829 | 10.4
7477 | Granger Electric Co | 54549 | Granger Electric Generating Station #1 | MI | Clinton | 2013-01-02 | IC | OP | 0.8 | 0.8 | 0.8 |  | 1 | 1993 | LFG |  | N | Y | N | IPP Non-CHP |  |  |  |  | N | [57 empty] | GAS | [39 empty] | 1.1659 | 0.0016829 | 10.4
7477 | Granger Electric Co | 54549 | Granger Electric Generating Station #1 | MI | Clinton | 2013-01-03 | IC | OP | 0.8 | 0.8 | 0.8 |  | 1 | 1994 | LFG |  | N | Y | N | IPP Non-CHP |  |  |  |  | N | [57 empty] | GAS | [39 empty] | 1.1659 | 0.0016829 | 10.4
7477 | Granger Electric Co | 54549 | Granger Electric Generating Station #1 | MI | Clinton | 2013-01-04 | IC | OP | 0.8 | 0.8 | 0.8 |  | 12 | 1997 | LFG |  | N | Y | N | IPP Non-CHP |  |  |  |  | N | [57 empty] | GAS | [39 empty] | 1.1659 | 0.0016829 | 10.4
7477 | Granger Electric Co | 54549 | Granger Electric Generating Station #1 | MI | Clinton | 2013-01-05 | IC | OP | 1.6 | 1.6 | 1.6 |  | 12 | 2008 | LFG |  | N | N | N | IPP Non-CHP |  |  |  |  | N | [57 empty] | GAS | [39 empty] | 1.1659 | 0.0016829 | 10.4
7477 | Granger Electric Co | 54549 | Granger Electric Generating Station #1 | MI | Clinton | 2013-01-06 | IC | OP | 1.6 | 1.6 | 1.6 |  | 12 | 2008 | LFG |  | N | N | N | IPP Non-CHP |  |  |  |  | N | [57 empty] | GAS | [39 empty] | 1.1659 | 0.0016829 | 10.4
7477 | Granger Electric Co | 54549 | Granger Electric Generating Station #1 | MI | Clinton | 2013-01-07 | IC | OP | 1.6 | 1.6 | 1.6 |  | 12 | 2008 | LFG |  | N | N | N | IPP Non-CHP |  |  |  |  | N | [57 empty] | GAS | [39 empty] | 1.1659 | 0.0016829 | 10.4
7477 | Granger Electric Co | 54756 | Ottawa Generating Station | MI | Ottawa | 2013-03-01 | IC | OP | 0.8 | 0.8 | 0.8 |  | 6 | 1994 | LFG |  | N | Y | N | IPP Non-CHP |  |  |  |  | N | [57 empty] | GAS | [39 empty] | 1.1659 | 0.0016829 | 10.4
7477 | Granger Electric Co | 54756 | Ottawa Generating Station | MI | Ottawa | 2013-03-02 | IC | OP | 0.8 | 0.8 | 0.8 |  | 6 | 1994 | LFG |  | N | Y | N | IPP Non-CHP |  |  |  |  | N | [57 empty] | GAS | [39 empty] | 1.1659 | 0.0016829 | 10.4
7477 | Granger Electric Co | 54756 | Ottawa Generating Station | MI | Ottawa | 2013-03-03 | IC | OP | 0.8 | 0.8 | 0.8 |  | 6 | 1994 | LFG |  | N | Y | N | IPP Non-CHP |  |  |  |  | N | [57 empty] | GAS | [39 empty] | 1.1659 | 0.0016829 | 10.4
7477 | Granger Electric Co | 54756 | Ottawa Generating Station | MI | Ottawa | 2013-03-04 | IC | OP | 0.8 | 0.8 | 0.8 |  | 6 | 1994 | LFG |  | N | Y | N | IPP Non-CHP |  |  |  |  | N | [57 empty] | GAS | [39 empty] | 1.1659 | 0.0016829 | 10.4
7477 | Granger Electric Co | 54756 | Ottawa Generating Station | MI | Ottawa | 2013-03-05 | IC | OP | 0.8 | 0.8 | 0.8 |  | 6 | 1994 | LFG |  | N | Y | N | IPP Non-CHP |  |  |  |  | N | [57 empty] | GAS | [39 empty] | 1.1659 | 0.0016829 | 10.4
7477 | Granger Electric Co | 54756 | Ottawa Generating Station | MI | Ottawa | 2013-03-06 | IC | OP | 0.8 | 0.8 | 0.8 |  | 6 | 1994 | LFG |  | N | Y | N | IPP Non-CHP |  |  |  |  | N | [57 empty] | GAS | [39 empty] | 1.1659 | 0.0016829 | 10.4
7477 | Granger Electric Co | 54756 | Ottawa Generating Station | MI | Ottawa | 2013-03-07 | IC | OP | 1.6 | 1.6 | 1.6 |  | 2 | 2006 | LFG |  | N | Y | N | IPP Non-CHP |  |  |  |  | N | [57 empty] | GAS | [39 empty] | 1.1659 | 0.0016829 | 10.4
7477 | Granger Electric Co | 54757 | Grand Blanc Generating Station | MI | Genesee | 2013-04-01 | IC | OP | 0.8 | 0.8 | 0.8 |  | 7 | 1994 | LFG |  | N | Y | N | IPP Non-CHP |  |  |  |  | N | [57 empty] | GAS | [39 empty] | 1.1659 | 0.0016829 | 10.4
7477 | Granger Electric Co | 54757 | Grand Blanc Generating Station | MI | Genesee | 2013-04-02 | IC | OP | 0.8 | 0.8 | 0.8 |  | 7 | 1994 | LFG |  | N | Y | N | IPP Non-CHP |  |  |  |  | N | [57 empty] | GAS | [39 empty] | 1.1659 | 0.0016829 | 10.4
7477 | Granger Electric Co | 54757 | Grand Blanc Generating Station | MI | Genesee | 2013-04-03 | IC | OP | 0.8 | 0.8 | 0.8 |  | 7 | 1994 | LFG |  | N | Y | N | IPP Non-CHP |  |  |  |  | N | [57 empty] | GAS | [39 empty] | 1.1659 | 0.0016829 | 10.4
7477 | Granger Electric Co | 54757 | Grand Blanc Generating Station | MI | Genesee | 2013-04-04 | IC | OP | 0.8 | 0.8 | 0.8 |  | 10 | 2000 | LFG |  | N | Y | N | IPP Non-CHP |  |  |  |  | N | [57 empty] | GAS | [39 empty] | 1.1659 | 0.0016829 | 10.4
7477 | Granger Electric Co | 54757 | Grand Blanc Generating Station | MI | Genesee | 2013-04-05 | IC | OP | 0.8 | 0.8 | 0.8 |  | 1 | 2003 | LFG |  | N | Y | N | IPP Non-CHP |  |  |  |  | N | [57 empty] | GAS | [39 empty] | 1.1659 | 0.0016829 | 10.4
7477 | Granger Electric Co | 54910 | Brent Run Generating Station | MI | Genesee | 2013-07-01 | IC | OP | 0.8 | 0.8 | 0.8 |  | 1 | 1998 | LFG |  | N | Y | N | IPP Non-CHP |  |  |  |  | N | [57 empty] | GAS | [39 empty] | 1.1659 | 0.0016829 | 10.4
7477 | Granger Electric Co | 54910 | Brent Run Generating Station | MI | Genesee | 2013-07-02 | IC | OP | 0.8 | 0.8 | 0.8 |  | 1 | 1998 | LFG |  | N | Y | N | IPP Non-CHP |  |  |  |  | N | [57 empty] | GAS | [39 empty] | 1.1659 | 0.0016829 | 10.4
7477 | Granger Electric Co | 54910 | Brent Run Generating Station | MI | Genesee | 2013-07-03 | IC | OP | 0.6 | 0.6 | 0.6 |  | 11 | 2010 | LFG |  | N | Y | N | IPP Non-CHP |  |  |  |  | N | [57 empty] | GAS | [39 empty] | 1.1659 | 0.0016829 | 10.4
7477 | Granger Electric Co | 56850 | Lanchester Generating Station | PA | LANCASTER | 1 | IC | OP | 1.6 | 1.6 | 1.6 |  | 12 | 2006 | LFG |  | N | N | N | IPP Non-CHP |  |  |  |  | N | [57 empty] | GAS | [39 empty] | 1.1659 | 0.0016829 | 10.4
7477 | Granger Electric Co | 56850 | Lanchester Generating Station | PA | LANCASTER | 2 | IC | OP | 1.6 | 1.6 | 1.6 |  | 8 | 2010 | LFG |  | N | N | N | IPP Non-CHP |  |  |  |  | N | [57 empty] | GAS | [39 empty] | 1.1659 | 0.0016829 | 10.4
7477 | Granger Electric Co | 56853 | Trans-Jordan Generating Station | UT | SALT LAKE | 1 | IC | OP | 1.6 | 1.5 | 1.5 |  | 3 | 2009 | LFG |  | N | Y | N | IPP Non-CHP |  |  |  |  | N | [57 empty] | GAS | [39 empty] | 1.1659 | 0.0016829 | 10.4
7477 | Granger Electric Co | 56853 | Trans-Jordan Generating Station | UT | SALT LAKE | 2 | IC | OP | 1.6 | 1.5 | 1.5 |  | 3 | 2009 | LFG |  | N | Y | N | IPP Non-CHP |  |  |  |  | N | [57 empty] | GAS | [39 empty] | 1.1659 | 0.0016829 | 10.4
7477 | Granger Electric Co | 56853 | Trans-Jordan Generating Station | UT | SALT LAKE | 3 | IC | OP | 1.6 | 1.5 | 1.5 |  | 3 | 2009 | LFG |  | N | Y | N | IPP Non-CHP |  |  |  |  | N | [57 empty] | GAS | [39 empty] | 1.1659 | 0.0016829 | 10.4
7483 | City of Grand Haven | 1825 | J B Sims | MI | Ottawa | 3 | ST | OP | 80 | 73.2 | 73.2 |  | 8 | 1983 | BIT | NG | N | Y | N | Electric Utility |  |  |  |  | N | Y |  | Y | [22 empty] | OP | TR | SP |  |  | LI |  |  |  | N | 2.8 | 90 | 325 | 220132 | 100 | OP | EK |  |  | 9.5 |  | 1.2 | 4.5 |  |  | 99.4 | 20 | 260000 |  |  |  |  | COAL | MI | J B Sims | 1825 | 3 | 2010 |  | ARP, CAIRNOX, CAIROS, CAIRSO2 | 8008.57 | 12 | 291772.9 |  | 289.498 | 0.2475 | 409.208 | 342663.357 | 3339826.942 | 5 | East Central Area Reliability Coordination Agreement | Ottawa | Electric Utility | 4911 | Electric Services | 43.0722 | -86.2342 | Grand Haven Board of Light and Power (Owner/Operator) | Phase 2 | Early Election | Operating | Dry bottom wall-fired boiler | Coal |  | Wet Lime FGD | Low NOx Burner Technology (Dry Bottom only) | Electrostatic Precipitator | 1151 | 11.8057 | COAL | 78 | 1967.2131 | 0.2475 | 0.17336 | 11.4467
7483 | City of Grand Haven | 1826 | Grand Haven Diesel Plant | MI | OTTAWA | 1 | IC | OP | 7 | 8.4 | 8.4 |  | 2 | 1974 | NG | DFO | N | Y | N | Electric Utility |  |  |  |  | N | [57 empty] | GAS | [39 empty] | 1.1659 | 0.0016829 | 10.4
7483 | City of Grand Haven | 1826 | Grand Haven Diesel Plant | MI | OTTAWA | 2 | IC | OP | 2.7 | 2.3 | 2.3 |  | 4 | 1942 | RFO |  | N | Y | N | Electric Utility |  |  |  |  | N | [57 empty] | LIQUID | [39 empty] | 2.8617 | 0.16958 | 10.4
7483 | City of Grand Haven | 1826 | Grand Haven Diesel Plant | MI | OTTAWA | 5 | IC | OP | 3 | 3.2 | 3.2 |  | 7 | 1954 | DFO | WO | N | Y | N | Electric Utility |  |  |  |  | N | [57 empty] | LIQUID | [39 empty] | 0.7385 | 0.025484 | 12.5895
7483 | City of Grand Haven | 1826 | Grand Haven Diesel Plant | MI | OTTAWA | 6 | IC | OP | 2.7 | 2.8 | 2.8 |  | 5 | 1948 | NG |  | N | Y | N | Electric Utility |  |  |  |  | N | [57 empty] | GAS | [39 empty] | 1.1659 | 0.0016829 | 10.4
7483 | City of Grand Haven | 1826 | Grand Haven Diesel Plant | MI | OTTAWA | 7 | IC | OP | 5.5 | 5.1 | 5.1 |  | 4 | 1952 | RFO |  | N | Y | N | Electric Utility |  |  |  |  | N | [57 empty] | LIQUID | [39 empty] | 2.8617 | 0.16958 | 10.4
7486 | City of Grand Junction - (IA) | 1143 | Grand Junction | IA | Greene | 2 | IC | OP | 1.7 | 1.6 | 1.6 |  | 12 | 1994 | DFO |  | N | Y | N | Electric Utility | [62 empty] | LIQUID | [39 empty] | 0.7385 | 0.025484 | 12.5895
7487 | City of Grand Marais | 1976 | Grand Marais | MN | COOK | 7 | IC | OP | 2.7 | 2.5 | 2.5 |  | 2 | 2004 | DFO |  | N | Y | N | Electric Utility |  |  |  |  | N | [57 empty] | LIQUID | [39 empty] | 0.7385 | 0.025484 | 12.5895
7487 | City of Grand Marais | 1976 | Grand Marais | MN | COOK | 8 | IC | OP | 2 | 1.8 | 1.8 |  | 2 | 2004 | DFO |  | N | Y | N | Electric Utility |  |  |  |  | N | [57 empty] | LIQUID | [39 empty] | 0.7385 | 0.025484 | 12.5895
7487 | City of Grand Marais | 1976 | Grand Marais | MN | COOK | 9 | IC | OP | 2 | 1.8 | 1.8 |  | 2 | 2004 | DFO |  | N | Y | N | Electric Utility |  |  |  |  | N | [57 empty] | LIQUID | [39 empty] | 0.7385 | 0.025484 | 12.5895
7490 | Grand River Dam Authority | 165 | GRDA | OK | Mayes | 1 | ST | OP | 540 | 490 | 490 |  | 6 | 1981 | SUB | NG | N | Y | N | Electric Utility |  |  |  |  | N |  |  | Y |  |  |  | 1 | 1982 | 983717 | [31 empty] | OP | EK |  |  | 6 |  | 0.5 |  |  |  | 99.5 | 153 | 1788000 | OP | OV |  |  | COAL | OK | Grand River Dam Authority | 165 | 1 | 2010 |  | ARP | 7087.85 | 12 | 2992089.34 |  | 12690.527 | 0.3606 | 6362.587 | 3510496.767 | 34231270.53 | 6 | Southwest Power Pool | Mayes | Electric Utility | 4911 | Electric Services | 36.1906 | -95.2889 | Grand River Dam Authority (Owner/Operator) | Phase 2 | Phase II Group 1 | Operating | Dry bottom wall-fired boiler | Coal | Diesel Oil, Pipeline Natural Gas |  | Overfire Air | Electrostatic Precipitator | 5131 | 11.4145 | COAL | 520 | 1969.3878 | 0.3606 | 0.74146 | 11.4145
7490 | Grand River Dam Authority | 165 | GRDA | OK | Mayes | 2 | ST | OP | 594 | 520 | 520 |  | 10 | 1985 | SUB | NG | N | Y | N | Electric Utility |  |  |  |  | N |  |  | Y |  |  |  | 2 | 1986 | 750522 | [16 empty] | OP | SD |  |  |  | LA |  |  |  | Y | 1.5 | 85 | 2124 | 1501043 | 100 | OP | EK |  |  | 7 |  | 1.5 |  |  |  | 99.8 | 147 | 1567300 |  |  |  |  | COAL | OK | Grand River Dam Authority | 165 | 2 | 2010 |  | ARP | 7751.38 | 12 | 3706672.21 |  | 4072.909 | 0.3377 | 7313.799 | 4357496.596 | 42498137.7 | 6 | Southwest Power Pool | Mayes | Electric Utility | 4911 | Electric Services | 36.1906 | -95.2889 | Grand River Dam Authority (Owner/Operator) Oklahoma Municipal Power Authority (Owner) KAMO Power (Owner) | Phase 2 | Phase II Group 1 | Operating | Dry bottom wall-fired boiler | Coal | Diesel Oil, Pipeline Natural Gas | Dry Lime FGD | Low NOx Burner Technology w/ Overfire Air | Electrostatic Precipitator | 5296 | 11.4249 | COAL | 553 | 1968.2692 | 0.3377 | 0.19167 | 11.4249
7490 | Grand River Dam Authority | 2980 | Markham | OK | Mayes | 1 | HY | OP | 32.1 | 32 | 32 |  | 5 | 1964 | WAT |  | N | Y | N | Electric Utility |  |  |  |  | N | [57 empty] | N/A | [39 empty] | 0 | 0 | 10.4
7490 | Grand River Dam Authority | 2980 | Markham | OK | Mayes | 2 | HY | OP | 30 | 28 | 28 |  | 5 | 1964 | WAT |  | N | Y | N | Electric Utility |  |  |  |  | N | [57 empty] | N/A | [39 empty] | 0 | 0 | 10.4
7490 | Grand River Dam Authority | 2980 | Markham | OK | Mayes | 3 | HY | OP | 30 | 29 | 29 |  | 5 | 1964 | WAT |  | N | Y | N | Electric Utility |  |  |  |  | N | [57 empty] | N/A | [39 empty] | 0 | 0 | 10.4
7490 | Grand River Dam Authority | 2980 | Markham | OK | Mayes | 4 | HY | OP | 32.1 | 32 | 32 |  | 5 | 1964 | WAT |  | N | Y | N | Electric Utility |  |  |  |  | N | [57 empty] | N/A | [39 empty] | 0 | 0 | 10.4
7490 | Grand River Dam Authority | 2981 | Pensacola | OK | Mayes | 1 | HY | OP | 21.6 | 20 | 20 |  | 8 | 1940 | WAT |  | N | Y | N | Electric Utility |  |  |  |  | N | [57 empty] | N/A | [39 empty] | 0 | 0 | 10.4
7490 | Grand River Dam Authority | 2981 | Pensacola | OK | Mayes | 2 | HY | OP | 21.6 | 20 | 20 |  | 8 | 1940 | WAT |  | N | Y | N | Electric Utility |  |  |  |  | N | [57 empty] | N/A | [39 empty] | 0 | 0 | 10.4
7490 | Grand River Dam Authority | 2981 | Pensacola | OK | Mayes | 3 | HY | OP | 21.6 | 20 | 20 |  | 8 | 1940 | WAT |  | N | Y | N | Electric Utility |  |  |  |  | N | [57 empty] | N/A | [39 empty] | 0 | 0 | 10.4
7490 | Grand River Dam Authority | 2981 | Pensacola | OK | Mayes | 4 | HY | OP | 21.6 | 20 | 20 |  | 8 | 1940 | WAT |  | N | Y | N | Electric Utility |  |  |  |  | N | [57 empty] | N/A | [39 empty] | 0 | 0 | 10.4
7490 | Grand River Dam Authority | 2981 | Pensacola | OK | Mayes | 5 | HY | OP | 21.6 | 20 | 20 |  | 8 | 1946 | WAT |  | N | Y | N | Electric Utility |  |  |  |  | N | [57 empty] | N/A | [39 empty] | 0 | 0 | 10.4
7490 | Grand River Dam Authority | 2981 | Pensacola | OK | Mayes | 6 | HY | OP | 21.6 | 20 | 20 |  | 8 | 1946 | WAT |  | N | Y | N | Electric Utility |  |  |  |  | N | [57 empty] | N/A | [39 empty] | 0 | 0 | 10.4
7490 | Grand River Dam Authority | 2982 | Salina | OK | Mayes | 1 | PS | OP | 48 | 43 | 43 |  | 5 | 1968 | WAT |  | N | Y | N | Electric Utility |  |  |  |  | N | [57 empty] | N/A | [39 empty] | 0 | 0 | 10.4
7490 | Grand River Dam Authority | 2982 | Salina | OK | Mayes | 2 | PS | OP | 48 | 43 | 43 |  | 5 | 1968 | WAT |  | N | Y | N | Electric Utility |  |  |  |  | N | [57 empty] | N/A | [39 empty] | 0 | 0 | 10.4
7490 | Grand River Dam Authority | 2982 | Salina | OK | Mayes | 3 | PS | OP | 48 | 43 | 43 |  | 5 | 1968 | WAT |  | N | Y | N | Electric Utility |  |  |  |  | N | [57 empty] | N/A | [39 empty] | 0 | 0 | 10.4
7490 | Grand River Dam Authority | 2982 | Salina | OK | Mayes | 4 | PS | OP | 48 | 43 | 43 |  | 5 | 1971 | WAT |  | N | Y | N | Electric Utility |  |  |  |  | N | [57 empty] | N/A | [39 empty] | 0 | 0 | 10.4
7490 | Grand River Dam Authority | 2982 | Salina | OK | Mayes | 5 | PS | OP | 48 | 44 | 44 |  | 5 | 1971 | WAT |  | N | Y | N | Electric Utility |  |  |  |  | N | [57 empty] | N/A | [39 empty] | 0 | 0 | 10.4
7490 | Grand River Dam Authority | 2982 | Salina | OK | Mayes | 6 | PS | OP | 48 | 44 | 44 |  | 5 | 1971 | WAT |  | N | Y | N | Electric Utility |  |  |  |  | N | [57 empty] | N/A | [39 empty] | 0 | 0 | 10.4
7490 | Grand River Dam Authority | 2981 | Pensacola | OK | Mayes | A | HY | OP | 0.5 | 0.5 | 0.5 |  | 8 | 1940 | WAT |  | N | Y | N | Electric Utility |  |  |  |  | N | [57 empty] | N/A | [39 empty] | 0 | 0 | 10.4
7494 | City of Granite Falls - (MN) | 1977 | Granite Falls | MN | Chippewa | 1 | HY | OP | 0.3 | 0.2 | 0.2 |  | 8 | 1940 | WAT |  | N | Y | N | Electric Utility |  |  |  |  | N | [57 empty] | N/A | [39 empty] | 0 | 0 | 10.4
7494 | City of Granite Falls - (MN) | 1977 | Granite Falls | MN | Chippewa | 2 | HY | OP | 0.2 | 0.2 | 0.2 |  | 8 | 1932 | WAT |  | N | Y | N | Electric Utility |  |  |  |  | N | [57 empty] | N/A | [39 empty] | 0 | 0 | 10.4
7494 | City of Granite Falls - (MN) | 1977 | Granite Falls | MN | Chippewa | HC3 | HY | OP | 0.8 | 0.7 | 0.7 |  | 6 | 1986 | WAT |  | N | Y | N | Electric Utility |  |  |  |  | N | [57 empty] | N/A | [39 empty] | 0 | 0 | 10.4
7531 | Gray County Wind Energy LLC | 55734 | Gray County Wind Energy | KS | Gray | V47 | WT | OP | 112 | 112 | 112 |  | 11 | 2002 | WND |  | N | Y | N | IPP Non-CHP | [62 empty] | N/A | [39 empty] | 0 | 0 | 10.4
7538 | Great Falls Hydroelectric | 52068 | Great Falls Hydro Project | NJ | Passaic | GEN1 | HY | OP | 3.6 | 1 | 0.9 |  | 12 | 1985 | WAT |  | N | Y | N | IPP Non-CHP | [62 empty] | N/A | [39 empty] | 0 | 0 | 10.4
7538 | Great Falls Hydroelectric | 52068 | Great Falls Hydro Project | NJ | Passaic | GEN2 | HY | OP | 3.6 | 1 | 0.9 |  | 12 | 1985 | WAT |  | N | Y | N | IPP Non-CHP | [62 empty] | N/A | [39 empty] | 0 | 0 | 10.4
7538 | Great Falls Hydroelectric | 52068 | Great Falls Hydro Project | NJ | Passaic | GEN3 | HY | OP | 3.6 | 1 | 0.9 |  | 12 | 1985 | WAT |  | N | Y | N | IPP Non-CHP | [62 empty] | N/A | [39 empty] | 0 | 0 | 10.4
7564 | Grays Ferry Cogen Partnership | 54785 | Grays Ferry Cogeneration | PA | Philadelphia | GEN1 | CA | OP | 57.6 | 50 | 50 |  | 10 | 1997 | NG | DFO | N | Y | Y | IPP CHP |  |  |  |  | N | [6 empty] | 1CT¦¦B25 | 1997 | 807500¦¦ 24657 | [48 empty] | GAS | [39 empty] | 0 | 0 | 10.4
7564 | Grays Ferry Cogen Partnership | 54785 | Grays Ferry Cogeneration | PA | Philadelphia | GEN2 | CT | OP | 135 | 100 | 100 |  | 10 | 1997 | NG |  | N | Y | Y | IPP CHP |  |  |  |  | N | [57 empty] | GAS | PA | Grays Ferry Cogen Partnership | 54785 | 2 | 2010 |  | ARP, CAIRNOX, CAIROS, CAIRSO2 | 7794.85 | 12 | 702793.21 |  | 20.534 | 0.0306 | 155.868 | 591472.743 | 9851636.832 | 3 |  | Philadelphia | Cogeneration | 4911 | Electric Services | 39.9417 | -75.1883 | Veolia Energy Corporation (Owner/Operator) | Phase 2 |  | Operating | Combined cycle | Pipeline Natural Gas | Diesel Oil |  |  |  | 1881 | 13.6834 | GAS | 123 | 385 | 0.0306 | 0.0041686 | 13.6834
7570 | Great River Energy | 2038 | Cambridge CT | MN | Isanti | GT1 | GT | OP | 25 | 22.8 | 27.5 |  | 5 | 1978 | DFO |  | N | Y | N | Electric Utility | [62 empty] | LIQUID | [39 empty] | 0.8869 | 0.085289 | 12.8719
7570 | Great River Energy | 2038 | Cambridge CT | MN | Isanti | GT2 | GT | OP | 169.2 | 159 | 185.5 |  | 5 | 2007 | NG |  | N | Y | N | Electric Utility | [62 empty] | GAS | MN | Cambridge Station | 2038 | 2 | 2010 |  | ARP | 695.69 | 12 | 29055.11 |  | 0.162 | 0.1436 | 37.363 | 32145.147 | 540894.164 | 5 | Mid-Continent Area Power Pool | Isanti | Electric Utility |  |  | 45.601 | -93.2081 | Great River Energy (Owner/Operator) | Phase 2 |  | Operating | Combustion turbine | Pipeline Natural Gas |  |  | Dry Low NOx Burners |  | 1885 | 10.3296 | GAS | 169 | 451.1834 | 0.1436 | 0.000599 | 10.3296
7570 | Great River Energy | 2039 | Elk River | MN | Sherburne | 1 | ST | OP | 11.5 | 9.1 | 9.1 |  | 1 | 1951 | MSW | NG | Y | Y | N | Electric Utility | [14 empty] | 0.1 |  |  | PB | DP | NP | 1979 | 1981 | 1996 | MS | SS | TU |  |  |  |  | OP | SD |  |  |  | LI |  |  |  | y |  | 90 | 197 | 285900 | 100 | OP | BR |  |  |  | 0 |  |  | 0.4 |  | 99.5 | 1.18 | 255800 |  |  |  |  | OTHER SOLID | [39 empty] | 0 | 0 | 10.4
7570 | Great River Energy | 2039 | Elk River | MN | Sherburne | 2 | ST | OP | 11.5 | 9.5 | 9.5 |  | 1 | 1951 | MSW | NG | Y | Y | N | Electric Utility | [14 empty] | 0.1 |  |  | PB | DP | NP | 1981 | 1981 | 2000 | MS | SS | US |  |  |  |  | OP | SD |  |  |  | LI |  |  |  | y |  | 90 | 197 | 285900 | 100 | OP | BR |  |  |  | 0 |  |  | 0.4 |  | 99.5 | 1.18 | 255800 |  |  |  |  | OTHER SOLID | [39 empty] | 0 | 0 | 10.4
7570 | Great River Energy | 2039 | Elk River | MN | Sherburne | 3 | ST | OP | 25 | 17.1 | 17.1 |  | 1 | 1959 | MSW | NG | Y | Y | N | Electric Utility | [30 empty] | OP | SD |  |  |  | LI |  |  |  | y |  | 90 | 197 | 285900 | 100 | OP | BR |  |  |  | 0 |  |  | 0.4 |  | 99.5 | 1.18 | 255800 |  |  |  |  | OTHER SOLID | [39 empty] | 0 | 0 | 10.4
7570 | Great River Energy | 2042 | Maple Lake | MN | Wright | 5A | GT | OP | 25 | 21.7 | 26.5 |  | 5 | 1978 | DFO |  | N | Y | N | Electric Utility | [62 empty] | LIQUID | [39 empty] | 0.90465 | 0.081932 | 12.9202
7570 | Great River Energy | 2824 | Stanton | ND | Mercer | 1 | ST | OP | 190.2 | 187.4 | 187.4 |  | 4 | 1967 | SUB |  | N | Y | N | Electric Utility | [5 empty] | Y | [5 empty] | 1 | 1967 | 300000 | [31 empty] | OP | EK |  |  | 8.1 |  | 0.6 | 1.1 |  |  | 98 | 64 | 350000 |  |  |  |  | COAL | ND | Stanton | 2824 | 1 | 2010 | MS1E, MS1W | ARP | 8516.5 | 12 |  | 6071554.5 | 2293.097 | 0.2524 | 1174.582 | 983052.832 | 9373037.761 | 8 | Mid-Continent Area Power Pool | Mercer | Electric Utility | 4911 | Electric Services | 47.2872 | -101.3314 | Great River Energy (Owner/Operator) | Phase 2 | Phase II Group 1 | Operating | Dry bottom wall-fired boiler | Coal | Diesel Oil |  | Low NOx Burner Technology (Dry Bottom only) | Electrostatic Precipitator | 1875 | 10.4 | COAL | 153.6189 | 1890.049 | 0.2524 | 0.4893 | 11.0675
7570 | Great River Energy | 6030 | Coal Creek | ND | McLean | 1 | ST | OP | 604.8 | 566.8 | 566.8 |  | 6 | 1979 | LIG |  | N | Y | N | Electric Utility |  |  |  |  | N | Y | [5 empty] | 1 | 1979 | 1230000 | [16 empty] | OP | SP |  |  |  | LI |  |  |  | Y | 1 | 90 | 6043 | 1050000 | 75 | OP | EK |  |  | 12 |  | 1 |  |  |  | 99.5 | 198 | 2310000 |  |  |  |  | COAL | ND | Coal Creek | 6030 | 1 | 2010 |  | ARP | 8575.4 | 12 | 5060565.18 |  | 9437.711 | 0.2108 | 5198.999 | 5379248.282 | 49409810.97 | 8 | Mid-Continent Area Power Pool | McLean | Electric Utility | 4911 | Electric Services | 47.3761 | -101.1567 | Great River Energy (Owner/Operator) | Phase 2 | Phase II Group 1 | Operating | Tangentially-fired | Coal |  | Wet Lime FGD | Low NOx Burner Technology w/ Closed-coupled/Separated OFA | Electrostatic Precipitator | 6550.8 | 9.7588 | COAL | 608 | 1963.6556 | 0.2108 | 0.38202 | 9.7588
7570 | Great River Energy | 6030 | Coal Creek | ND | McLean | 2 | ST | OP | 604.8 | 573.5 | 573.5 |  | 9 | 1980 | LIG |  | N | Y | N | Electric Utility |  |  |  |  | N | Y | [5 empty] | 2 | 1981 | 1230000 | [16 empty] | OP | SP |  |  |  | LI |  |  |  | Y | 1 | 90 | 6043 | 1050000 | 75 | OP | EK |  |  | 12 |  | 1 |  |  |  | 99.5 | 198 | 2310000 | OP | OV | SR |  | COAL | ND | Coal Creek | 6030 | 2 | 2010 |  | ARP | 7306.79 | 12 | 4324857.66 |  | 8677.585 | 0.1657 | 3472.648 | 4572383.955 | 41998558.11 | 8 | Mid-Continent Area Power Pool | McLean | Electric Utility | 4911 | Electric Services | 47.3761 | -101.1567 | Great River Energy (Owner/Operator) | Phase 2 | Phase II Group 1 | Operating | Tangentially-fired | Coal |  | Wet Lime FGD | Low NOx Burner Technology w/ Closed-coupled/Separated OFA Overfire Air | Electrostatic Precipitator | 6382 | 9.7009 | COAL | 620 | 1959.4595 | 0.1657 | 0.41323 | 9.7009
7570 | Great River Energy | 6741 | Rock Lake CT | MN | Pine | 1 | GT | OP | 25 | 22.3 | 27.5 |  | 4 | 1978 | DFO |  | N | Y | N | Electric Utility | [62 empty] | LIQUID | [39 empty] | 0.8817 | 0.08631 | 12.8453
7570 | Great River Energy | 6824 | St Bonifacius | MN | Carver | 1 | GT | OP | 61.2 | 61.2 | 72 |  | 6 | 1978 | DFO |  | N | Y | N | Electric Utility | [62 empty] | LIQUID | [39 empty] | 0.80103 | 0.06694 | 13.1459
7570 | Great River Energy | 7843 | Pleasant Valley | MN | Mower | 11 | GT | OP | 167.5 | 155 | 176 |  | 5 | 2001 | NG | DFO | Y | Y | N | Electric Utility | [62 empty] | GAS | MN | Pleasant Valley Station | 7843 | 11 | 2010 |  | ARP | 989.16 | 12 | 67009.09 |  | 0.326 | 0.1143 | 48.466 | 54634.405 | 917114.332 | 5 | Mid-Continent Area Power Pool | Mower | Electric Utility | 4911 | Electric Services | 43.7997 | -92.6819 | Great River Energy (Owner/Operator) | Phase 2 |  | Operating | Combustion turbine | Pipeline Natural Gas | Diesel Oil |  | Dry Low NOx Burners Water Injection |  | 1772 | 10.3999 | GAS | 165 | 1966.6667 | 0.1143 | 0.000711 | 10.3999
7570 | Great River Energy | 7843 | Pleasant Valley | MN | Mower | 12 | GT | OP | 167.5 | 155.7 | 175.9 |  | 5 | 2001 | NG | DFO | Y | Y | N | Electric Utility | [62 empty] | GAS | MN | Pleasant Valley Station | 7843 | 12 | 2010 |  | ARP | 721.56 | 12 | 40338.76 |  | 0.206 | 0.1156 | 33.181 | 36239.712 | 608795.017 | 5 | Mid-Continent Area Power Pool | Mower | Electric Utility | 4911 | Electric Services | 43.7997 | -92.6819 | Great River Energy (Owner/Operator) | Phase 2 |  | Operating | Combustion turbine | Pipeline Natural Gas | Diesel Oil |  | Dry Low NOx Burners Water Injection |  | 1819.6 | 10.4122 | GAS | 170 | 1982.6471 | 0.1156 | 0.000677 | 10.4122
7570 | Great River Energy | 7843 | Pleasant Valley | MN | Mower | 13 | GT | OP | 132.8 | 125.4 | 135.4 |  | 5 | 2002 | NG | DFO | Y | Y | N | Electric Utility | [62 empty] | GAS | MN | Pleasant Valley Station | 7843 | 13 | 2010 |  | ARP | 82.86 | 12 | 6147.44 |  | 0.023 | 0.1197 | 4.309 | 4491.565 | 75579.591 | 5 | Mid-Continent Area Power Pool | Mower | Electric Utility | 4911 | Electric Services | 43.7997 | -92.6819 | Great River Energy (Owner/Operator) | Phase 2 |  | Operating | Combustion turbine | Pipeline Natural Gas | Diesel Oil |  | Dry Low NOx Burners Water Injection |  | 1441.3 | 11.6435 | GAS | 117 | 1921.3675 | 0.1197 | 0.000609 | 11.6435
7570 | Great River Energy | 7925 | Lakefield Junction | MN | Martin | 1 | GT | OP | 89.3 | 85.8 | 100.6 |  | 6 | 2001 | NG | DFO | Y | Y | N | Electric Utility | [62 empty] | GAS | MN | Lakefield Junction Generating | 7925 | CT01 | 2010 |  | ARP | 126.05 | 12 | 8020.82 |  | 0.031 | 0.0362 | 1.382 | 6110.18 | 102824.818 | 5 | Mid-Continent Area Power Pool | Martin | Electric Utility | 4911 | Electric Services | 43.7989 | -94.8186 | Great River Energy (Owner/Operator) | Phase 2 |  | Operating | Combustion turbine | Pipeline Natural Gas | Diesel Oil |  | Dry Low NOx Burners Water Injection |  | 1095 | 12.3575 | GAS | 87 | 421.8391 | 0.0362 | 0.000603 | 12.3575
7570 | Great River Energy | 7925 | Lakefield Junction | MN | Martin | 2 | GT | OP | 89.3 | 85.8 | 100.6 |  | 6 | 2001 | NG | DFO | Y | Y | N | Electric Utility | [62 empty] | GAS | MN | Lakefield Junction Generating | 7925 | CT02 | 2010 |  | ARP | 154.21 | 12 | 9741.61 |  | 0.035 | 0.0324 | 1.504 | 6945.708 | 116866.168 | 5 | Mid-Continent Area Power Pool | Martin | Electric Utility | 4911 | Electric Services | 43.7989 | -94.8186 | Great River Energy (Owner/Operator) | Phase 2 |  | Operating | Combustion turbine | Pipeline Natural Gas | Diesel Oil |  | Dry Low NOx Burners Water Injection |  | 1095 | 11.6829 | GAS | 80 | 371.25 | 0.0324 | 0.000599 | 11.6829
7570 | Great River Energy | 7925 | Lakefield Junction | MN | Martin | 3 | GT | OP | 89.3 | 86 | 100.8 |  | 6 | 2001 | NG | DFO | Y | Y | N | Electric Utility | [62 empty] | GAS | MN | Lakefield Junction Generating | 7925 | CT03 | 2010 |  | ARP | 200.35 | 12 | 12743.56 |  | 0.046 | 0.0336 | 2.091 | 9154.208 | 154041.673 | 5 | Mid-Continent Area Power Pool | Martin | Electric Utility | 4911 | Electric Services | 43.7989 | -94.8186 | Great River Energy (Owner/Operator) | Phase 2 |  | Operating | Combustion turbine | Pipeline Natural Gas | Diesel Oil |  | Dry Low NOx Burners Water Injection |  | 1095 | 11.5012 | GAS | 92 | 452.1739 | 0.0336 | 0.000597 | 11.5012
7570 | Great River Energy | 7925 | Lakefield Junction | MN | Martin | 4 | GT | OP | 89.3 | 85.4 | 100.1 |  | 6 | 2001 | NG | DFO | Y | Y | N | Electric Utility | [62 empty] | GAS | MN | Lakefield Junction Generating | 7925 | CT04 | 2010 |  | ARP | 166.88 | 12 | 10139.86 |  | 0.037 | 0.0391 | 1.868 | 7328.283 | 123296.355 | 5 | Mid-Continent Area Power Pool | Martin | Electric Utility | 4911 | Electric Services | 43.7989 | -94.8186 | Great River Energy (Owner/Operator) | Phase 2 |  | Operating | Combustion turbine | Pipeline Natural Gas | Diesel Oil |  | Dry Low NOx Burners Water Injection |  | 1095 | 11.5683 | GAS | 92 | 455.9783 | 0.0391 | 0.0006 | 11.5683
7570 | Great River Energy | 7925 | Lakefield Junction | MN | Martin | 5 | GT | OP | 89.3 | 86.4 | 101.3 |  | 6 | 2001 | NG | DFO | Y | Y | N | Electric Utility | [62 empty] | GAS | MN | Lakefield Junction Generating | 7925 | CT05 | 2010 |  | ARP | 317.61 | 12 | 20006.05 |  | 0.073 | 0.0376 | 3.436 | 14555.257 | 244926.972 | 5 | Mid-Continent Area Power Pool | Martin | Electric Utility | 4911 | Electric Services | 43.7989 | -94.8186 | Great River Energy (Owner/Operator) | Phase 2 |  | Operating | Combustion turbine | Pipeline Natural Gas | Diesel Oil |  | Dry Low NOx Burners Water Injection |  | 1095 | 11.6803 | GAS | 94 | 461.1702 | 0.0376 | 0.000596 | 11.6803
7570 | Great River Energy | 7925 | Lakefield Junction | MN | Martin | 6 | GT | OP | 89.3 | 85.5 | 100.3 |  | 6 | 2001 | NG | DFO | Y | Y | N | Electric Utility | [62 empty] | GAS | MN | Lakefield Junction Generating | 7925 | CT06 | 2010 |  | ARP | 192.51 | 12 | 11972.11 |  | 0.043 | 0.0381 | 2.104 | 8596.636 | 144656.57 | 5 | Mid-Continent Area Power Pool | Martin | Electric Utility | 4911 | Electric Services | 43.7989 | -94.8186 | Great River Energy (Owner/Operator) | Phase 2 |  | Operating | Combustion turbine | Pipeline Natural Gas | Diesel Oil |  | Dry Low NOx Burners Water Injection |  | 1095 | 11.4596 | GAS | 98 | 488.2653 | 0.0381 | 0.000595 | 11.4596
7570 | Great River Energy | 2039 | Elk River | MN | Sherburne | CT | GT | OP | 191.3 | 186.3 | 220 |  | 7 | 2009 | NG | DFO | Y | Y | N | Electric Utility |  |  |  |  | N | [57 empty] | GAS | MN | Elk River | 2039 | ERPS11 | 2010 |  | ARP | 300.79 | 12 | 37627.19 |  | 0.127 | 0.0421 | 7.526 | 25235.531 | 424618.292 | 5 | Mid-Continent Area Power Pool | Sherburne | Electric Utility |  |  | 45.2958 | -93.5542 | Great River Energy (Owner/Operator) | Phase 2 |  | Operating | Combustion turbine | Pipeline Natural Gas | Diesel Oil |  | Dry Low NOx Burners |  | 2269 | 10.4863 | GAS | 204 | -39.2157 | 0.0421 | 0.000598 | 10.4863
7595 | Great Lakes Hydro America LLC | 54134 | Great Lakes Hydro America - ME | ME | Penobscot | DOH5 | HY | OP | 5.3 | 5 | 4.9 |  | 7 | 1988 | WAT |  | N | Y | N | IPP Non-CHP | [62 empty] | N/A | [39 empty] | 0 | 0 | 10.4
7595 | Great Lakes Hydro America LLC | 54134 | Great Lakes Hydro America - ME | ME | Penobscot | DOH6 | HY | OP | 4.1 | 3.9 | 3.8 |  | 7 | 1975 | WAT |  | N | Y | N | IPP Non-CHP | [62 empty] | N/A | [39 empty] | 0 | 0 | 10.4
7595 | Great Lakes Hydro America LLC | 54134 | Great Lakes Hydro America - ME | ME | Penobscot | DOH7 | HY | OP | 4.1 | 3.9 | 3.8 |  | 7 | 1975 | WAT |  | N | Y | N | IPP Non-CHP | [62 empty] | N/A | [39 empty] | 0 | 0 | 10.4
7595 | Great Lakes Hydro America LLC | 54134 | Great Lakes Hydro America - ME | ME | Penobscot | EMH1 | HY | OP | 1.6 | 1.5 | 1.5 |  | 7 | 1948 | WAT |  | N | Y | N | IPP Non-CHP | [62 empty] | N/A | [39 empty] | 0 | 0 | 10.4
7595 | Great Lakes Hydro America LLC | 54134 | Great Lakes Hydro America - ME | ME | Penobscot | MCH1 | HY | OP | 12.2 | 11.6 | 11.2 |  | 7 | 1953 | WAT |  | N | Y | N | IPP Non-CHP | [62 empty] | N/A | [39 empty] | 0 | 0 | 10.4
7595 | Great Lakes Hydro America LLC | 54134 | Great Lakes Hydro America - ME | ME | Penobscot | MCH2 | HY | OP | 12.2 | 11.6 | 11.2 |  | 7 | 1953 | WAT |  | N | Y | N | IPP Non-CHP | [62 empty] | N/A | [39 empty] | 0 | 0 | 10.4
7595 | Great Lakes Hydro America LLC | 54134 | Great Lakes Hydro America - ME | ME | Penobscot | MCH3 | HY | OP | 13.2 | 12.5 | 12.1 |  | 7 | 1967 | WAT |  | N | Y | N | IPP Non-CHP | [62 empty] | N/A | [39 empty] | 0 | 0 | 10.4
7595 | Great Lakes Hydro America LLC | 54134 | Great Lakes Hydro America - ME | ME | Penobscot | MIH8 | HY | OP | 5.4 | 5.1 | 5 |  | 7 | 1987 | WAT |  | N | Y | N | IPP Non-CHP | [62 empty] | N/A | [39 empty] | 0 | 0 | 10.4
7595 | Great Lakes Hydro America LLC | 54134 | Great Lakes Hydro America - ME | ME | Penobscot | NOH1 | HY | OP | 3.2 | 3 | 2.9 |  | 7 | 1986 | WAT |  | N | Y | N | IPP Non-CHP | [62 empty] | N/A | [39 empty] | 0 | 0 | 10.4
7595 | Great Lakes Hydro America LLC | 54134 | Great Lakes Hydro America - ME | ME | Penobscot | WEH1 | HY | OP | 4.8 | 4.6 | 4.4 |  | 7 | 1940 | WAT |  | N | Y | N | IPP Non-CHP | [62 empty] | N/A | [39 empty] | 0 | 0 | 10.4
7595 | Great Lakes Hydro America LLC | 54134 | Great Lakes Hydro America - ME | ME | Penobscot | WEH3 | HY | OP | 4.8 | 4.6 | 4.4 |  | 7 | 1940 | WAT |  | N | Y | N | IPP Non-CHP | [62 empty] | N/A | [39 empty] | 0 | 0 | 10.4
7595 | Great Lakes Hydro America LLC | 54134 | Great Lakes Hydro America - ME | ME | Penobscot | DOH2 | HY | OP | 1.3 | 1.3 | 1.3 |  | 7 | 1925 | WAT |  | N | Y | N | IPP Non-CHP | [62 empty] | N/A | [39 empty] | 0 | 0 | 10.4
7595 | Great Lakes Hydro America LLC | 54134 | Great Lakes Hydro America - ME | ME | Penobscot | DOH8 | HY | OP | 3 | 2.9 | 2.8 |  | 7 | 1930 | WAT |  | N | Y | N | IPP Non-CHP | [62 empty] | N/A | [39 empty] | 0 | 0 | 10.4
7595 | Great Lakes Hydro America LLC | 54134 | Great Lakes Hydro America - ME | ME | Penobscot | EMH2 | HY | OP | 1.6 | 1.5 | 1.5 |  | 7 | 1948 | WAT |  | N | Y | N | IPP Non-CHP | [62 empty] | N/A | [39 empty] | 0 | 0 | 10.4
7595 | Great Lakes Hydro America LLC | 54134 | Great Lakes Hydro America - ME | ME | Penobscot | EMH3 | HY | OP | 1.6 | 1.5 | 1.5 |  | 7 | 1948 | WAT |  | N | Y | N | IPP Non-CHP | [62 empty] | N/A | [39 empty] | 0 | 0 | 10.4
7595 | Great Lakes Hydro America LLC | 54134 | Great Lakes Hydro America - ME | ME | Penobscot | EMH4 | HY | OP | 1.6 | 1.5 | 1.5 |  | 7 | 1948 | WAT |  | N | Y | N | IPP Non-CHP | [62 empty] | N/A | [39 empty] | 0 | 0 | 10.4
7595 | Great Lakes Hydro America LLC | 54134 | Great Lakes Hydro America - ME | ME | Penobscot | EMH5 | HY | OP | 1.6 | 1.5 | 1.5 |  | 7 | 1948 | WAT |  | N | Y | N | IPP Non-CHP | [62 empty] | N/A | [39 empty] | 0 | 0 | 10.4
7595 | Great Lakes Hydro America LLC | 54134 | Great Lakes Hydro America - ME | ME | Penobscot | EMH6 | HY | OP | 1.6 | 1.5 | 1.5 |  | 7 | 1948 | WAT |  | N | Y | N | IPP Non-CHP | [62 empty] | N/A | [39 empty] | 0 | 0 | 10.4
7595 | Great Lakes Hydro America LLC | 54134 | Great Lakes Hydro America - ME | ME | Penobscot | MIH2 | HY | OP | 5.5 | 5.3 | 5.1 |  | 7 | 1917 | WAT |  | N | Y | N | IPP Non-CHP | [62 empty] | N/A | [39 empty] | 0 | 0 | 10.4
7595 | Great Lakes Hydro America LLC | 54134 | Great Lakes Hydro America - ME | ME | Penobscot | MIH3 | HY | OP | 5.5 | 5.3 | 5.1 |  | 7 | 1917 | WAT |  | N | Y | N | IPP Non-CHP | [62 empty] | N/A | [39 empty] | 0 | 0 | 10.4
7595 | Great Lakes Hydro America LLC | 54134 | Great Lakes Hydro America - ME | ME | Penobscot | MIH4 | HY | OP | 5.1 | 4.9 | 4.7 |  | 7 | 1917 | WAT |  | N | Y | N | IPP Non-CHP | [62 empty] | N/A | [39 empty] | 0 | 0 | 10.4
7595 | Great Lakes Hydro America LLC | 54134 | Great Lakes Hydro America - ME | ME | Penobscot | MIH5 | HY | OP | 5.1 | 4.9 | 4.7 |  | 7 | 1921 | WAT |  | N | Y | N | IPP Non-CHP | [62 empty] | N/A | [39 empty] | 0 | 0 | 10.4
7595 | Great Lakes Hydro America LLC | 54134 | Great Lakes Hydro America - ME | ME | Penobscot | MIH6 | HY | OP | 5.1 | 4.9 | 4.7 |  | 7 | 1921 | WAT |  | N | Y | N | IPP Non-CHP | [62 empty] | N/A | [39 empty] | 0 | 0 | 10.4
7595 | Great Lakes Hydro America LLC | 54134 | Great Lakes Hydro America - ME | ME | Penobscot | MIH7 | HY | OP | 4 | 3.8 | 3.7 |  | 7 | 1921 | WAT |  | N | Y | N | IPP Non-CHP | [62 empty] | N/A | [39 empty] | 0 | 0 | 10.4
7595 | Great Lakes Hydro America LLC | 54134 | Great Lakes Hydro America - ME | ME | Penobscot | MIHI | HY | OP | 5.4 | 5.1 | 5 |  | 7 | 1987 | WAT |  | N | Y | N | IPP Non-CHP | [62 empty] | N/A | [39 empty] | 0 | 0 | 10.4
7595 | Great Lakes Hydro America LLC | 54134 | Great Lakes Hydro America - ME | ME | Penobscot | NOH2 | HY | OP | 3.2 | 3 | 2.9 |  | 7 | 1986 | WAT |  | N | Y | N | IPP Non-CHP | [62 empty] | N/A | [39 empty] | 0 | 0 | 10.4
7595 | Great Lakes Hydro America LLC | 54134 | Great Lakes Hydro America - ME | ME | Penobscot | NOH3 | HY | OP | 3.2 | 3 | 2.9 |  | 7 | 1986 | WAT |  | N | Y | N | IPP Non-CHP | [62 empty] | N/A | [39 empty] | 0 | 0 | 10.4
7595 | Great Lakes Hydro America LLC | 54134 | Great Lakes Hydro America - ME | ME | Penobscot | WEH2 | HY | OP | 4.8 | 4.6 | 4.4 |  | 7 | 1940 | WAT |  | N | Y | N | IPP Non-CHP | [62 empty] | N/A | [39 empty] | 0 | 0 | 10.4
7595 | Great Lakes Hydro America LLC | 54134 | Great Lakes Hydro America - ME | ME | Penobscot | WEH4 | HY | OP | 4.8 | 4.6 | 4.4 |  | 7 | 1940 | WAT |  | N | Y | N | IPP Non-CHP | [62 empty] | N/A | [39 empty] | 0 | 0 | 10.4
7595 | Great Lakes Hydro America LLC | 54639 | Berlin Gorham | NH | Coos | CAS1 | HY | OP | 2.4 | 2.4 | 2.4 |  | 1 | 1914 | WAT |  | N | Y | N | IPP Non-CHP | [62 empty] | N/A | [39 empty] | 0 | 0 | 10.4
7595 | Great Lakes Hydro America LLC | 54639 | Berlin Gorham | NH | Coos | CAS2 | HY | OP | 2.4 | 2.4 | 2.4 |  | 1 | 1916 | WAT |  | N | Y | N | IPP Non-CHP | [62 empty] | N/A | [39 empty] | 0 | 0 | 10.4
7595 | Great Lakes Hydro America LLC | 54639 | Berlin Gorham | NH | Coos | CAS3 | HY | OP | 3.1 | 3.1 | 3.1 |  | 1 | 1918 | WAT |  | N | Y | N | IPP Non-CHP | [62 empty] | N/A | [39 empty] | 0 | 0 | 10.4
7595 | Great Lakes Hydro America LLC | 54639 | Berlin Gorham | NH | Coos | GOR2 | HY | OP | 1.2 | 1.2 | 1.2 |  | 1 | 1920 | WAT |  | N | Y | N | IPP Non-CHP | [62 empty] | N/A | [39 empty] | 0 | 0 | 10.4
7595 | Great Lakes Hydro America LLC | 54639 | Berlin Gorham | NH | Coos | GOR3 | HY | OP | 1.2 | 1.2 | 1.2 |  | 1 | 1920 | WAT |  | N | Y | N | IPP Non-CHP | [62 empty] | N/A | [39 empty] | 0 | 0 | 10.4
7595 | Great Lakes Hydro America LLC | 54639 | Berlin Gorham | NH | Coos | GOR4 | HY | OP | 1.2 | 1.2 | 1.2 |  | 1 | 1920 | WAT |  | N | Y | N | IPP Non-CHP | [62 empty] | N/A | [39 empty] | 0 | 0 | 10.4
7595 | Great Lakes Hydro America LLC | 54639 | Berlin Gorham | NH | Coos | RS1 | HY | OP | 3.8 | 3.8 | 3.8 |  | 1 | 1920 | WAT |  | N | Y | N | IPP Non-CHP | [62 empty] | N/A | [39 empty] | 0 | 0 | 10.4
7595 | Great Lakes Hydro America LLC | 54639 | Berlin Gorham | NH | Coos | RS3 | HY | OP | 4.1 | 4.1 | 4.1 |  | 1 | 1920 | WAT |  | N | Y | N | IPP Non-CHP | [62 empty] | N/A | [39 empty] | 0 | 0 | 10.4
7595 | Great Lakes Hydro America LLC | 54639 | Berlin Gorham | NH | Coos | SH2 | HY | OP | 0.9 | 0.9 | 0.9 |  | 1 | 1916 | WAT |  | N | Y | N | IPP Non-CHP | [62 empty] | N/A | [39 empty] | 0 | 0 | 10.4
7595 | Great Lakes Hydro America LLC | 54639 | Berlin Gorham | NH | Coos | SHL1 | HY | OP | 0.9 | 0.9 | 0.9 |  | 1 | 1916 | WAT |  | N | Y | N | IPP Non-CHP | [62 empty] | N/A | [39 empty] | 0 | 0 | 10.4
7595 | Great Lakes Hydro America LLC | 54639 | Berlin Gorham | NH | Coos | SHL3 | HY | OP | 1.8 | 1.8 | 1.8 |  | 1 | 1929 | WAT |  | N | Y | N | IPP Non-CHP | [62 empty] | N/A | [39 empty] | 0 | 0 | 10.4
7595 | Great Lakes Hydro America LLC | 54639 | Berlin Gorham | NH | Coos | SM1 | HY | OP | 0.8 | 0.8 | 0.8 |  | 10 | 1980 | WAT |  | N | Y | N | IPP Non-CHP | [62 empty] | N/A | [39 empty] | 0 | 0 | 10.4
7595 | Great Lakes Hydro America LLC | 54639 | Berlin Gorham | NH | Coos | SM2 | HY | OP | 0.8 | 0.8 | 0.8 |  | 10 | 1980 | WAT |  | N | Y | N | IPP Non-CHP | [62 empty] | N/A | [39 empty] | 0 | 0 | 10.4
7595 | Great Lakes Hydro America LLC | 54639 | Berlin Gorham | NH | Coos | SM3 | HY | OP | 0.7 | 0.8 | 0.8 |  | 10 | 1980 | WAT |  | N | Y | N | IPP Non-CHP | [62 empty] | N/A | [39 empty] | 0 | 0 | 10.4
7595 | Great Lakes Hydro America LLC | 54639 | Berlin Gorham | NH | Coos | SM4 | HY | OP | 0.8 | 0.8 | 0.8 |  | 10 | 1980 | WAT |  | N | Y | N | IPP Non-CHP | [62 empty] | N/A | [39 empty] | 0 | 0 | 10.4
7595 | Great Lakes Hydro America LLC | 54639 | Berlin Gorham | NH | Coos | XP1 | HY | OP | 0.6 | 0.6 | 0.6 |  | 1 | 1921 | WAT |  | N | Y | N | IPP Non-CHP | [62 empty] | N/A | [39 empty] | 0 | 0 | 10.4
7595 | Great Lakes Hydro America LLC | 54639 | Berlin Gorham | NH | Coos | XP2 | HY | OP | 0.6 | 0.6 | 0.6 |  | 1 | 1921 | WAT |  | N | Y | N | IPP Non-CHP | [62 empty] | N/A | [39 empty] | 0 | 0 | 10.4
7595 | Great Lakes Hydro America LLC | 54639 | Berlin Gorham | NH | Coos | XP3 | HY | OP | 0.6 | 0.6 | 0.6 |  | 1 | 1921 | WAT |  | N | Y | N | IPP Non-CHP | [62 empty] | N/A | [39 empty] | 0 | 0 | 10.4
7595 | Great Lakes Hydro America LLC | 54639 | Berlin Gorham | NH | Coos | XP4 | HY | OP | 0.5 | 0.5 | 0.5 |  | 1 | 1921 | WAT |  | N | Y | N | IPP Non-CHP | [62 empty] | N/A | [39 empty] | 0 | 0 | 10.4
7595 | Great Lakes Hydro America LLC | 54639 | Berlin Gorham | NH | Coos | XP5 | HY | OP | 0.7 | 0.7 | 0.7 |  | 1 | 1924 | WAT |  | N | Y | N | IPP Non-CHP | [62 empty] | N/A | [39 empty] | 0 | 0 | 10.4
7597 | Green Country OP Services LLC | 55146 | Green Country Energy LLC | OK | Tulsa | CTG1 | CT | OP | 179.3 | 155 | 167 | G841 | 2 | 2002 | NG |  | N | Y | N | IPP Non-CHP | [62 empty] | GAS | OK | Green Country Energy, LLC | 55146 | CTGEN1 | 2010 |  | ARP | 3748.51 | 12 | 869068.95 |  | 1.862 | 0.056 | 94.188 | 367792.679 | 6188791.496 | 6 | Southwest Power Pool | Tulsa | Electric Utility | 4911 | Electric Services | 35.9833 | -95.9346 | Green Country Energy, LLC (Owner) Green Country Operating Services Company (Operator) | Phase 2 |  | Operating | Combined cycle | Pipeline Natural Gas |  |  | Selective Catalytic Reduction |  | 2199 | 7.0391 | GAS | 299 | 104.7904 | 0.056 | 0.000602 | 7.0391
7597 | Green Country OP Services LLC | 55146 | Green Country Energy LLC | OK | Tulsa | CTG2 | CT | OP | 179.3 | 155 | 167 | G842 | 2 | 2002 | NG |  | N | Y | N | IPP Non-CHP | [62 empty] | GAS | OK | Green Country Energy, LLC | 55146 | CTGEN2 | 2010 |  | ARP | 3236.47 | 12 | 757838.17 |  | 1.622 | 0.0441 | 76.767 | 321261.041 | 5405858.156 | 6 | Southwest Power Pool | Tulsa | Electric Utility | 4911 | Electric Services | 35.9833 | -95.9346 | Green Country Energy, LLC (Owner) Green Country Operating Services Company (Operator) | Phase 2 |  | Operating | Combined cycle | Pipeline Natural Gas |  |  | Selective Catalytic Reduction |  | 2199 | 7.045 | GAS | 300 | 101.7964 | 0.0441 | 0.0006 | 7.045
7597 | Green Country OP Services LLC | 55146 | Green Country Energy LLC | OK | Tulsa | CTG3 | CT | OP | 179.3 | 155 | 167 | G843 | 2 | 2002 | NG |  | N | Y | N | IPP Non-CHP | [62 empty] | GAS | OK | Green Country Energy, LLC | 55146 | CTGEN3 | 2010 |  | ARP | 3904.92 | 12 | 914143.9 |  | 1.977 | 0.0426 | 90.948 | 390514.721 | 6571160.152 | 6 | Southwest Power Pool | Tulsa | Electric Utility | 4911 | Electric Services | 35.9833 | -95.9346 | Green Country Energy, LLC (Owner) Green Country Operating Services Company (Operator) | Phase 2 |  | Operating | Combined cycle | Pipeline Natural Gas |  |  | Selective Catalytic Reduction |  | 2210 | 7.1025 | GAS | 300 | 101.7964 | 0.0426 | 0.000602 | 7.1025
7597 | Green Country OP Services LLC | 55146 | Green Country Energy LLC | OK | Tulsa | STG1 | CA | OP | 122 | 106 | 106 | G841 | 2 | 2002 | NG |  | N | Y | N | IPP Non-CHP | [11 empty] | UNIT1 | 2002 | 735735 | [44 empty] | OP | OV | SR |  | GAS | [39 empty] | 0 | 0 | 10.4
7597 | Green Country OP Services LLC | 55146 | Green Country Energy LLC | OK | Tulsa | STG2 | CA | OP | 122 | 106 | 106 | G842 | 2 | 2002 | NG |  | N | Y | N | IPP Non-CHP | [11 empty] | UNIT2 | 2002 | 735735 | [48 empty] | GAS | [39 empty] | 0 | 0 | 10.4
7597 | Green Country OP Services LLC | 55146 | Green Country Energy LLC | OK | Tulsa | STG3 | CA | OP | 122 | 106 | 106 | G843 | 2 | 2002 | NG |  | N | Y | N | IPP Non-CHP | [11 empty] | UNIT3 | 2002 | 735735 | 0.1 |  |  | PB | DP | OT | 1977 | 1970 | 2000 | MS | NC | [37 empty] | GAS | [39 empty] | 0 | 0 | 10.4
7601 | Green Mountain Power Corp | 3737 | Essex Junction 19 | VT | Chittenden | H1 | HY | OP | 1.8 | 1.8 | 1.8 |  | 1 | 1917 | WAT |  | N | Y | N | Electric Utility |  |  |  |  | N | [57 empty] | N/A | [39 empty] | 0 | 0 | 10.4
7601 | Green Mountain Power Corp | 3737 | Essex Junction 19 | VT | Chittenden | IC-5 | IC | OP | 2 | 1.8 | 1.8 |  | 10 | 2007 | DFO |  | N | Y | N | Electric Utility | [62 empty] | LIQUID | [39 empty] | 0.7385 | 0.025484 | 12.5895
7601 | Green Mountain Power Corp | 6475 | Gorge 18 | VT | Chittenden | 1 | HY | OP | 3 | 3 | 3 |  | 1 | 1928 | WAT |  | N | Y | N | Electric Utility |  |  |  |  | N | [57 empty] | N/A | [39 empty] | 0 | 0 | 10.4
7601 | Green Mountain Power Corp | 6519 | Vergennes 9 | VT | Addison | 5 | IC | OP | 2 | 2 | 2 |  | 11 | 1963 | DFO |  | N | Y | N | Electric Utility |  |  |  |  | N | [57 empty] | LIQUID | [39 empty] | 0.7385 | 0.025484 | 12.5895
7601 | Green Mountain Power Corp | 6519 | Vergennes 9 | VT | Addison | 6 | IC | OP | 2 | 2 | 2 |  | 11 | 1964 | DFO |  | N | Y | N | Electric Utility |  |  |  |  | N | [57 empty] | LIQUID | [39 empty] | 0.7385 | 0.025484 | 12.5895
7601 | Green Mountain Power Corp | 7056 | Bolton Falls | VT | Washington | 1 | HY | OP | 4.4 | 3.9 | 3.9 |  | 11 | 1986 | WAT |  | N | Y | N | Electric Utility |  |  |  |  | N | [57 empty] | N/A | [39 empty] | 0 | 0 | 10.4
7601 | Green Mountain Power Corp | 3734 | Berlin 5 | VT | Washington | GT1 | GT | OP | 41.8 | 35 | 45.7 |  | 6 | 1972 | KER |  | N | Y | N | Electric Utility |  |  |  |  | N | [57 empty] | LIQUID | VT | Berlin 5 | 3734 | A | 2010 |  | RGGI | 94.1 | 12 | [5 empty] | 1849 | 22844.9 | 1 |  | Washington | Electric Utility |  |  | 44.2498 | -72.6035 | Green Mountain Power Corporation (Owner/Operator) |  |  | Operating | Combustion turbine | Diesel Oil |  |  |  |  | 385.1 | 10.4 | LIQUID | 37.0288 | -117.0865 | 0.10086 | 0.011474 | 10.7789
7601 | Green Mountain Power Corp | 3735 | Colchester 16 | VT | Chittenden | GT1 | GT | OP | 18 | 8.5 | 13.9 |  | 10 | 1965 | DFO |  | N | Y | N | Electric Utility |  |  |  |  | N | [57 empty] | LIQUID | [39 empty] | 0.69656 | 0.40212 | 12.1555
7601 | Green Mountain Power Corp | 3737 | Essex Junction 19 | VT | Chittenden | H2 | HY | OP | 1.8 | 1.8 | 1.8 |  | 1 | 1917 | WAT |  | N | Y | N | Electric Utility |  |  |  |  | N | [57 empty] | N/A | [39 empty] | 0 | 0 | 10.4
7601 | Green Mountain Power Corp | 3737 | Essex Junction 19 | VT | Chittenden | H3 | HY | OP | 1.8 | 1.8 | 1.8 |  | 1 | 1917 | WAT |  | N | Y | N | Electric Utility |  |  |  |  | N | [57 empty] | N/A | [39 empty] | 0 | 0 | 10.4
7601 | Green Mountain Power Corp | 3737 | Essex Junction 19 | VT | Chittenden | H4 | HY | OP | 1.8 | 1.8 | 1.8 |  | 1 | 1917 | WAT |  | N | Y | N | Electric Utility |  |  |  |  | N | [57 empty] | N/A | [39 empty] | 0 | 0 | 10.4
7601 | Green Mountain Power Corp | 3737 | Essex Junction 19 | VT | Chittenden | H9 | HY | OP | 0.8 | 0.8 | 0.8 |  | 3 | 2008 | WAT |  | N | Y | N | Electric Utility | [62 empty] | N/A | [39 empty] | 0 | 0 | 10.4
7601 | Green Mountain Power Corp | 3737 | Essex Junction 19 | VT | Chittenden | IC-6 | IC | OP | 2 | 1.8 | 1.8 |  | 10 | 2007 | DFO |  | N | Y | N | Electric Utility | [62 empty] | LIQUID | [39 empty] | 0.7385 | 0.025484 | 12.5895
7601 | Green Mountain Power Corp | 3737 | Essex Junction 19 | VT | Chittenden | IC-7 | IC | OP | 2 | 1.8 | 1.8 |  | 10 | 2007 | DFO |  | N | Y | N | Electric Utility | [62 empty] | LIQUID | [39 empty] | 0.7385 | 0.025484 | 12.5895
7601 | Green Mountain Power Corp | 3737 | Essex Junction 19 | VT | Chittenden | IC-8 | IC | OP | 2 | 1.8 | 1.8 |  | 10 | 2007 | DFO |  | N | Y | N | Electric Utility | [62 empty] | LIQUID | [39 empty] | 0.7385 | 0.025484 | 12.5895
7601 | Green Mountain Power Corp | 3739 | Marshfield 6 | VT | Washington | 1 | HY | OP | 5 | 5 | 5 |  | 1 | 1927 | WAT |  | N | Y | N | Electric Utility |  |  |  |  | N | [57 empty] | N/A | [39 empty] | 0 | 0 | 10.4
7601 | Green Mountain Power Corp | 3740 | Middlesex 2 | VT | WASHINGTON | 1 | HY | OP | 1.6 | 1.6 | 1.6 |  | 1 | 1928 | WAT |  | N | Y | N | Electric Utility |  |  |  |  | N | [57 empty] | N/A | [39 empty] | 0 | 0 | 10.4
7601 | Green Mountain Power Corp | 3740 | Middlesex 2 | VT | WASHINGTON | 2 | HY | OP | 1.6 | 1.6 | 1.6 |  | 1 | 1928 | WAT |  | N | Y | N | Electric Utility |  |  |  |  | N | [57 empty] | N/A | [39 empty] | 0 | 0 | 10.4
7601 | Green Mountain Power Corp | 3743 | West Danville 15 | VT | Caledonia | 1 | HY | OP | 1 | 1 | 1 |  | 1 | 1917 | WAT |  | N | Y | N | Electric Utility |  |  |  |  | N | [57 empty] | N/A | [39 empty] | 0 | 0 | 10.4
7601 | Green Mountain Power Corp | 6519 | Vergennes 9 | VT | Addison | 1 | HY | OP | 0.7 | 0.7 | 0.7 |  | 1 | 1912 | WAT |  | N | Y | N | Electric Utility |  |  |  |  | N | [57 empty] | N/A | [39 empty] | 0 | 0 | 10.4
7601 | Green Mountain Power Corp | 6519 | Vergennes 9 | VT | Addison | 2 | HY | OP | 0.7 | 0.7 | 0.7 |  | 1 | 1912 | WAT |  | N | Y | N | Electric Utility |  |  |  |  | N | [57 empty] | N/A | [39 empty] | 0 | 0 | 10.4
7601 | Green Mountain Power Corp | 6519 | Vergennes 9 | VT | Addison | 4 | HY | OP | 1 | 1 | 1 |  | 1 | 1943 | WAT |  | N | Y | N | Electric Utility |  |  |  |  | N | [57 empty] | N/A | [39 empty] | 0 | 0 | 10.4
7601 | Green Mountain Power Corp | 6520 | Waterbury 22 | VT | Washington | 1 | HY | OP | 5.5 | 5 | 5 |  | 6 | 1953 | WAT |  | N | Y | N | Electric Utility |  |  |  |  | N | [57 empty] | N/A | [39 empty] | 0 | 0 | 10.4
7601 | Green Mountain Power Corp | 7056 | Bolton Falls | VT | Washington | 2 | HY | OP | 4.4 | 3.9 | 3.9 |  | 11 | 1986 | WAT |  | N | Y | N | Electric Utility |  |  |  |  | N | [57 empty] | N/A | [39 empty] | 0 | 0 | 10.4
7601 | Green Mountain Power Corp | 7381 | Searsburg Wind Turbine | VT | Bennington | 1 | WT | OP | 6 | 5.2 | 5 |  | 6 | 1997 | WND |  | N | Y | N | Electric Utility |  |  |  |  | N | [57 empty] | N/A | [39 empty] | 0 | 0 | 10.4
7626 | City of Greenfield | 1144 | Greenfield | IA | Adair | 3 | IC | OP | 1.3 | 1 | 1.1 |  | 7 | 1952 | DFO |  | N | Y | N | Electric Utility |  |  |  |  | N | [57 empty] | LIQUID | [39 empty] | 0.7385 | 0.025484 | 12.5895
7626 | City of Greenfield | 1144 | Greenfield | IA | Adair | 4 | IC | OP | 1.8 | 1.8 | 1.9 |  | 8 | 1961 | DFO |  | N | Y | N | Electric Utility |  |  |  |  | N | [57 empty] | LIQUID | [39 empty] | 0.7385 | 0.025484 | 12.5895
7626 | City of Greenfield | 1144 | Greenfield | IA | Adair | 5 | IC | OP | 3 | 2.7 | 2.8 |  | 7 | 1973 | DFO |  | N | Y | N | Electric Utility |  |  |  |  | N | [57 empty] | LIQUID | [39 empty] | 0.7385 | 0.025484 | 12.5895
7626 | City of Greenfield | 7856 | North | IA | Adair | 1 | IC | OP | 1.8 | 1.8 | 1.8 |  | 1 | 2002 | DFO |  | N | Y | N | Electric Utility |  |  |  |  | N | [57 empty] | LIQUID | [39 empty] | 0.7385 | 0.025484 | 12.5895
7626 | City of Greenfield | 7856 | North | IA | Adair | 2 | IC | OP | 1.8 | 1.8 | 1.8 |  | 1 | 2002 | DFO |  | N | Y | N | Electric Utility |  |  |  |  | N | [57 empty] | LIQUID | [39 empty] | 0.7385 | 0.025484 | 12.5895
7626 | City of Greenfield | 7856 | North | IA | Adair | 3 | IC | OP | 2.2 | 2.2 | 2.2 |  | 11 | 2011 | DFO |  | N | Y | N | Electric Utility |  |  |  |  | N | [57 empty] | LIQUID | [39 empty] | 0.7385 | 0.025484 | 12.5895
7626 | City of Greenfield | 7856 | North | IA | Adair | 4 | IC | OP | 2.2 | 2.2 | 2.2 |  | 11 | 2011 | DFO |  | N | Y | N | Electric Utility |  |  |  |  | N | [57 empty] | LIQUID | [39 empty] | 0.7385 | 0.025484 | 12.5895
7630 | Village of Greenport | 2681 | Greenport | NY | Suffolk | 4 | IC | OP | 1.2 | 1 | 1 |  | 6 | 1957 | DFO |  | N | Y | N | Electric Utility | [62 empty] | LIQUID | [39 empty] | 0.7385 | 0.025484 | 12.5895
7630 | Village of Greenport | 2681 | Greenport | NY | Suffolk | 5 | IC | OP | 1.8 | 1.5 | 1.5 |  | 6 | 1965 | DFO |  | N | Y | N | Electric Utility | [62 empty] | LIQUID | [39 empty] | 0.7385 | 0.025484 | 12.5895
7630 | Village of Greenport | 2681 | Greenport | NY | Suffolk | 6 | IC | OP | 3.8 | 3 | 3 |  | 6 | 1971 | DFO |  | N | Y | N | Electric Utility |  |  |  |  | N | [57 empty] | LIQUID | [39 empty] | 0.7385 | 0.025484 | 12.5895
7634 | City of Greenville - (TX) | 4195 | Powerlane Plant | TX | HUNT | EP | IC | OP | 8.4 | 8 | 8 |  | 7 | 2010 | NG |  | N | Y | N | Electric Utility | [62 empty] | GAS | [39 empty] | 1.1659 | 0.0016829 | 10.4
7634 | City of Greenville - (TX) | 4195 | Powerlane Plant | TX | HUNT | EP2 | IC | OP | 8.4 | 8 | 8 |  | 7 | 2010 | NG |  | N | Y | N | Electric Utility | [62 empty] | GAS | [39 empty] | 1.1659 | 0.0016829 | 10.4
7634 | City of Greenville - (TX) | 4195 | Powerlane Plant | TX | HUNT | EP3 | IC | OP | 8.4 | 8 | 8 |  | 7 | 2010 | NG |  | N | Y | N | Electric Utility | [62 empty] | GAS | [39 empty] | 1.1659 | 0.0016829 | 10.4
7634 | City of Greenville - (TX) | 4195 | Powerlane Plant | TX | HUNT | ST1 | ST | OP | 16.5 | 20 | 20 |  | 8 | 1966 | NG | DFO | Y | Y | N | Electric Utility | [62 empty] | GAS | TX | Power Lane Steam Plant | 4195 | 2 | 2010 |  | ARP | 1909.75 | 12 | 11111.75 |  | 0.049 | 0.1825 | 18.638 | 9427.25 | 158257.675 | 6 |  | Hunt | Electric Utility | 4911 | Electric Services | 33.1707 | -96.1264 | Greenville Electric Utility System (Owner/Operator) | Phase 2 |  | Operating | Dry bottom wall-fired boiler | Pipeline Natural Gas | Diesel Oil |  |  |  | 324 | 12.0081 | GAS | 27 | -175 | 0.1825 | 0.000619 | 12.0081
7634 | City of Greenville - (TX) | 4195 | Powerlane Plant | TX | HUNT | ST2 | ST | OP | 25 | 26 | 26 |  | 8 | 1969 | NG | DFO | Y | Y | N | Electric Utility | [62 empty] | GAS | TX | Power Lane Steam Plant | 4195 | 2 | 2010 |  | ARP | 1909.75 | 12 | 11111.75 |  | 0.049 | 0.1825 | 18.638 | 9427.25 | 158257.675 | 6 |  | Hunt | Electric Utility | 4911 | Electric Services | 33.1707 | -96.1264 | Greenville Electric Utility System (Owner/Operator) | Phase 2 |  | Operating | Dry bottom wall-fired boiler | Pipeline Natural Gas | Diesel Oil |  |  |  | 324 | 12.0081 | GAS | 27 | 480.7692 | 0.1825 | 0.000619 | 12.0081
7634 | City of Greenville - (TX) | 4195 | Powerlane Plant | TX | HUNT | ST3 | ST | OP | 43.2 | 41 | 41 |  | 8 | 1977 | NG | DFO | Y | Y | N | Electric Utility | [62 empty] | GAS | TX | Power Lane Steam Plant | 4195 | 3 | 2010 |  | ARP, CAIRNOX, CAIRSO2 | 2412.5 | 12 | 29771 |  | 0.1 | 0.0844 | 19.072 | 19846.2 | 333833.45 | 6 |  | Hunt | Electric Utility | 4911 | Electric Services | 33.1707 | -96.1264 | Greenville Electric Utility System (Owner/Operator) | Phase 2 |  | Operating | Dry bottom wall-fired boiler | Pipeline Natural Gas | Diesel Oil |  |  |  | 493 | 10.3164 | GAS | 42 | 487.8049 | 0.0844 | 0.000599 | 10.3164
7651 | Greenwood Utilities Comm | 2062 | Henderson | MS | Leflore | 1 | ST | OP | 12.6 | 11 | 11.9 |  | 7 | 1960 | NG | BIT | Y | Y | N | Electric Utility |  |  |  |  | N | [57 empty] | GAS | [39 empty] | 0.3038 | 0.0009655 | 12.8799
7651 | Greenwood Utilities Comm | 2062 | Henderson | MS | Leflore | 3 | ST | OP | 20 | 17.9 | 18.9 |  | 9 | 1967 | NG | BIT | Y | Y | N | Electric Utility |  |  |  |  | N | [57 empty] | GAS | [39 empty] | 0.2628 | 0.0010686 | 12.123
7651 | Greenwood Utilities Comm | 2062 | Henderson | MS | Leflore | H10 | IC | OP | 1.3 | 9.3 | 9.3 | D016 | 6 | 2001 | NG |  | N | Y | N | Electric Utility |  |  |  |  | N | [57 empty] | GAS | [39 empty] | 1.1659 | 0.0016829 | 10.4
7651 | Greenwood Utilities Comm | 2062 | Henderson | MS | Leflore | H11 | IC | OP | 1.3 |  |  | D016 | 6 | 2001 | NG |  | N | Y | N | Electric Utility |  |  |  |  | N | [57 empty] | GAS | [39 empty] | 1.1659 | 0.0016829 | 10.4
7651 | Greenwood Utilities Comm | 2062 | Henderson | MS | Leflore | H4 | IC | OP | 1.8 |  |  | D016 | 6 | 2001 | DFO |  | N | Y | N | Electric Utility |  |  |  |  | N | [57 empty] | LIQUID | [39 empty] | 0.7385 | 0.025484 | 12.5895
7651 | Greenwood Utilities Comm | 2062 | Henderson | MS | Leflore | H5 | IC | OP | 1.8 |  |  | D016 | 6 | 2001 | DFO |  | N | Y | N | Electric Utility |  |  |  |  | N | [57 empty] | LIQUID | [39 empty] | 0.7385 | 0.025484 | 12.5895
7651 | Greenwood Utilities Comm | 2062 | Henderson | MS | Leflore | H6 | IC | OP | 1.8 |  |  | D016 | 6 | 2001 | DFO |  | N | Y | N | Electric Utility |  |  |  |  | N | [57 empty] | LIQUID | [39 empty] | 0.7385 | 0.025484 | 12.5895
7651 | Greenwood Utilities Comm | 2062 | Henderson | MS | Leflore | H7 | IC | OP | 1.8 |  |  | D016 | 6 | 2001 | DFO |  | N | Y | N | Electric Utility |  |  |  |  | N | [57 empty] | LIQUID | [39 empty] | 0.7385 | 0.025484 | 12.5895
7651 | Greenwood Utilities Comm | 2062 | Henderson | MS | Leflore | H8 | IC | OP | 1.8 |  |  | D016 | 6 | 2001 | DFO |  | N | Y | N | Electric Utility |  |  |  |  | N | [57 empty] | LIQUID | [39 empty] | 0.7385 | 0.025484 | 12.5895
7651 | Greenwood Utilities Comm | 2062 | Henderson | MS | Leflore | H9 | IC | OP | 1.3 |  |  | D016 | 6 | 2001 | NG |  | N | Y | N | Electric Utility |  |  |  |  | N | [57 empty] | GAS | [39 empty] | 1.1659 | 0.0016829 | 10.4
7651 | Greenwood Utilities Comm | 2063 | Wright | MS | Leflore | W1 | ST | OP | 7.5 | 8.3 | 8.3 |  | 2 | 1948 | NG |  | N | Y | N | Electric Utility |  |  |  |  | N | [57 empty] | GAS | [39 empty] | 0.3544 | 0.0008563 | 14.2405
7651 | Greenwood Utilities Comm | 2063 | Wright | MS | Leflore | W2 | ST | OP | 5 | 5.3 | 5.3 |  | 6 | 1952 | NG |  | N | Y | N | Electric Utility |  |  |  |  | N | [57 empty] | GAS | [39 empty] | 0.42418 | 0.0008227 | 14.2666
7651 | Greenwood Utilities Comm | 2063 | Wright | MS | Leflore | W3 | ST | OP | 5 | 5.3 | 5.3 |  | 4 | 1955 | NG |  | N | Y | N | Electric Utility |  |  |  |  | N | [57 empty] | GAS | [39 empty] | 0.43016 | 0.0008335 | 13.9916
7662 | Greenville Steam Co | 54852 | Greenville Steam | ME | Piscataquis | 1 | ST | OP | 15.6 | 19 | 19 |  | 1 | 1988 | WDS |  | N | Y | N | IPP Non-CHP |  |  |  |  | Y | [40 empty] | OP | MC | EW | [7 empty] | 97.5 | 4.8 | 99690 | OP | CF |  |  | OTHER SOLID | [39 empty] | 0.0648 | 0.030589 | 13.8892
7685 | Gregg Falls Hydro Elec Assoc Ltd Ptnrsp | 50384 | Gregg Falls | NH | Hillsborough | 1 | HY | OP | 2.1 | 0.8 | 1.2 |  | 12 | 1985 | WAT |  | N | Y | N | IPP Non-CHP |  |  |  |  | N | [57 empty] | N/A | [39 empty] | 0 | 0 | 10.4
7685 | Gregg Falls Hydro Elec Assoc Ltd Ptnrsp | 50384 | Gregg Falls | NH | Hillsborough | 2 | HY | OP | 1.3 | 0.5 | 0.7 |  | 12 | 1985 | WAT |  | N | Y | N | IPP Non-CHP |  |  |  |  | N | [57 empty] | N/A | [39 empty] | 0 | 0 | 10.4
7724 | GWF Energy LLC | 55698 | Hanford Energy Park Peaker | CA | Kings | HEP1 | GT | OP | 46.1 | 45.9 | 48.7 |  | 9 | 2001 | NG |  | N | Y | N | IPP Non-CHP |  |  |  |  | N | [57 empty] | GAS | CA | Hanford Energy Park Peaker | 55698 | HEP1 | 2010 |  | ARP | 317.25 | 12 | 10112.75 |  | 0.032 | 0.0207 | 0.834 | 6266.05 | 105445.35 | 9 |  | Kings | Small Power Producer | 4911 | Electric Services | 36.2689 | -119.6469 | Hanford Limited Partnership (Operator) GWF Energy, LLC (Owner) | Phase 2 |  | Operating | Combustion turbine | Pipeline Natural Gas |  |  | Water Injection Selective Catalytic Reduction |  | 540 | 9.8795 | GAS | 48 | 1992.7083 | 0.0207 | 0.000607 | 9.8795
7724 | GWF Energy LLC | 55698 | Hanford Energy Park Peaker | CA | Kings | HEP2 | GT | OP | 46.1 | 45.9 | 48.7 |  | 9 | 2001 | NG |  | N | Y | N | IPP Non-CHP |  |  |  |  | N | [57 empty] | GAS | CA | Hanford Energy Park Peaker | 55698 | HEP2 | 2010 |  | ARP | 313.25 | 12 | 9939.25 |  | 0.031 | 0.0192 | 0.77 | 6065.375 | 102056.175 | 9 |  | Kings | Small Power Producer | 4911 | Electric Services | 36.2689 | -119.6469 | Hanford Limited Partnership (Operator) GWF Energy, LLC (Owner) | Phase 2 |  | Operating | Combustion turbine | Pipeline Natural Gas |  |  | Water Injection Selective Catalytic Reduction |  | 540 | 9.6813 | GAS | 49 | 1996.9199 | 0.0192 | 0.000608 | 9.6813
7724 | GWF Energy LLC | 55807 | Henrietta Peaker | CA | Kings | HPP1 | GT | OP | 49 | 46.3 | 48.3 |  | 6 | 2002 | NG |  | N | Y | N | IPP Non-CHP |  |  |  |  | N | [57 empty] | GAS | CA | Henrietta Peaker Plant | 55807 | HPP1 | 2010 |  | ARP | 271.5 | 12 | 8798.5 |  | 0.029 | 0.0231 | 0.85 | 5658.225 | 95211.625 | 9 |  | Kings | Small Power Producer | 4911 | Electric Services | 36.2397 | -119.9044 | GWF Power Systems, LP (Operator) GWF Energy, LLC (Owner) | Phase 2 |  | Operating | Combustion turbine | Pipeline Natural Gas |  |  | Water Injection Selective Catalytic Reduction |  | 540 | 10.126 | GAS | 50 | 1982.4017 | 0.0231 | 0.000609 | 10.126
7724 | GWF Energy LLC | 55807 | Henrietta Peaker | CA | Kings | HPP2 | GT | OP | 49 | 46.1 | 47.8 |  | 6 | 2002 | NG |  | N | Y | N | IPP Non-CHP |  |  |  |  | N | [57 empty] | GAS | CA | Henrietta Peaker Plant | 55807 | HPP2 | 2010 |  | ARP | 234 | 12 | 7597 |  | 0.024 | 0.0264 | 0.773 | 4799.35 | 80762.075 | 9 |  | Kings | Small Power Producer | 4911 | Electric Services | 36.2397 | -119.9044 | GWF Power Systems, LP (Operator) GWF Energy, LLC (Owner) | Phase 2 |  | Operating | Combustion turbine | Pipeline Natural Gas |  |  | Water Injection Selective Catalytic Reduction |  | 540 | 10.0629 | GAS | 49 | 1987.4477 | 0.0264 | 0.000594 | 10.0629
7724 | GWF Energy LLC | 55933 | Tracy Peaker | CA | San Joaquin | TPP1 | GT | OP | 84.4 | 82.1 | 87.5 |  | 4 | 2003 | NG |  | N | Y | N | IPP Non-CHP |  |  |  |  | N | [57 empty] | GAS | CA | Tracy Peaker | 55933 | TPP1 | 2010 |  | ARP | 75 | 12 | 4035 |  | 0.014 | 0.2968 | 4.081 | 2749.9 | 46598.2 | 9 |  | San Joaquin | Small Power Producer | 4911 | Electric Services | 37.7107 | -121.4906 | GWF Energy, LLC (Owner) GWF Power Systems, LP (Operator) | Phase 2 |  | Operating | Combustion turbine | Pipeline Natural Gas |  |  | Dry Low NOx Burners Selective Catalytic Reduction |  | 991 | 11.5378 | GAS | 88 | 1997.1429 | 0.2968 | 0.000601 | 11.5378
7724 | GWF Energy LLC | 55933 | Tracy Peaker | CA | San Joaquin | TPP2 | GT | OP | 84.4 | 81.8 | 87.4 |  | 4 | 2003 | NG |  | N | Y | N | IPP Non-CHP |  |  |  |  | N | [57 empty] | GAS | CA | Tracy Peaker | 55933 | TPP2 | 2010 |  | ARP | 65 | 12 | 3545 |  | 0.013 | 0.3022 | 3.614 | 2493.8 | 42273.8 | 9 |  | San Joaquin | Small Power Producer | 4911 | Electric Services | 37.7107 | -121.4906 | GWF Power Systems, LP (Operator) GWF Energy, LLC (Owner) | Phase 2 |  | Operating | Combustion turbine | Pipeline Natural Gas |  |  | Dry Low NOx Burners Selective Catalytic Reduction |  | 991 | 11.9388 | GAS | 88 | 1996.5675 | 0.3022 | 0.000615 | 11.9249
7726 | Sharp Grossmont Hospital | 10115 | Grossmont Hospital | CA | San Diego | GEN1 | GT | OP | 0.8 | 0.8 | 0.8 |  | 8 | 1983 | NG |  | N | Y | Y | Commercial CHP | [62 empty] | GAS | [39 empty] | 0.55013 | 0.0036348 | 6.0018
7726 | Sharp Grossmont Hospital | 10115 | Grossmont Hospital | CA | San Diego | GEN2 | GT | OP | 0.8 | 0.8 | 0.8 |  | 8 | 1983 | NG |  | N | Y | Y | Commercial CHP | [62 empty] | GAS | [39 empty] | 0.55013 | 0.0036348 | 6.0018
7743 | Grundy Center Mun Light & Power | 1145 | Grundy Center City Light Plant | IA | GRUNDY | IC1 | IC | OP | 2.2 | 2.2 | 2.2 |  | 11 | 1963 | DFO | NG | N | Y | N | Electric Utility |  |  |  |  | N | [57 empty] | LIQUID | [39 empty] | 0.7385 | 0.025484 | 12.5895
7743 | Grundy Center Mun Light & Power | 1145 | Grundy Center City Light Plant | IA | GRUNDY | IC2 | IC | OP | 3.5 | 3.5 | 3.5 |  | 3 | 1972 | DFO | NG | N | Y | N | Electric Utility |  |  |  |  | N | [57 empty] | LIQUID | [39 empty] | 0.7385 | 0.025484 | 12.5895
7743 | Grundy Center Mun Light & Power | 1145 | Grundy Center City Light Plant | IA | GRUNDY | IC3 | IC | OP | 3 | 3 | 3 |  | 10 | 1990 | DFO | NG | N | Y | N | Electric Utility |  |  |  |  | N | [57 empty] | LIQUID | [39 empty] | 0.7385 | 0.025484 | 12.5895
7751 | Guadalupe Blanco River Auth | 791 | Canyon | TX | Comal | 1 | HY | OP | 3 | 3 | 3 |  | 1 | 1989 | WAT |  | N | Y | N | Electric Utility | [62 empty] | N/A | [39 empty] | 0 | 0 | 10.4
7751 | Guadalupe Blanco River Auth | 791 | Canyon | TX | Comal | 2 | HY | OP | 3 | 3 | 3 |  | 1 | 1989 | WAT |  | N | Y | N | Electric Utility | [62 empty] | N/A | [39 empty] | 0 | 0 | 10.4
7751 | Guadalupe Blanco River Auth | 3581 | Abbott TP 3 | TX | Guadalupe | 1 | HY | OP | 1.4 | 1.4 | 1.4 |  | 1 | 1927 | WAT |  | N | Y | N | Electric Utility | [62 empty] | N/A | [39 empty] | 0 | 0 | 10.4
7751 | Guadalupe Blanco River Auth | 3581 | Abbott TP 3 | TX | Guadalupe | 2 | HY | OP | 1.4 | 1.4 | 1.4 |  | 1 | 1927 | WAT |  | N | Y | N | Electric Utility | [62 empty] | N/A | [39 empty] | 0 | 0 | 10.4
7751 | Guadalupe Blanco River Auth | 3582 | Dunlap TP 1 | TX | Guadalupe | 1 | HY | OP | 1.8 | 1.8 | 1.8 |  | 1 | 1927 | WAT |  | N | Y | N | Electric Utility | [62 empty] | N/A | [39 empty] | 0 | 0 | 10.4
7751 | Guadalupe Blanco River Auth | 3582 | Dunlap TP 1 | TX | Guadalupe | 2 | HY | OP | 1.8 | 1.8 | 1.8 |  | 1 | 1927 | WAT |  | N | Y | N | Electric Utility | [62 empty] | N/A | [39 empty] | 0 | 0 | 10.4
7751 | Guadalupe Blanco River Auth | 3583 | H 4 | TX | Gonzales | 1 | HY | OP | 2.4 | 2.4 | 2.4 |  | 1 | 1931 | WAT |  | N | Y | N | Electric Utility | [62 empty] | N/A | [39 empty] | 0 | 0 | 10.4
7751 | Guadalupe Blanco River Auth | 3584 | H 5 | TX | Gonzales | 1 | HY | OP | 2.4 | 2.4 | 2.4 |  | 1 | 1931 | WAT |  | N | Y | N | Electric Utility | [62 empty] | N/A | [39 empty] | 0 | 0 | 10.4
7751 | Guadalupe Blanco River Auth | 3585 | Nolte | TX | Guadalupe | 1 | HY | OP | 1.2 | 1.2 | 1.2 |  | 1 | 1927 | WAT |  | N | Y | N | Electric Utility | [62 empty] | N/A | [39 empty] | 0 | 0 | 10.4
7751 | Guadalupe Blanco River Auth | 3585 | Nolte | TX | Guadalupe | 2 | HY | OP | 1.2 | 1.2 | 1.2 |  | 1 | 1927 | WAT |  | N | Y | N | Electric Utility | [62 empty] | N/A | [39 empty] | 0 | 0 | 10.4
7751 | Guadalupe Blanco River Auth | 3586 | TP 4 | TX | Guadalupe | 1 | HY | OP | 2.4 | 2.4 | 2.4 |  | 1 | 1932 | WAT |  | N | Y | N | Electric Utility | [62 empty] | N/A | [39 empty] | 0 | 0 | 10.4
7801 | Gulf Power Co | 641 | Crist | FL | Escambia | 4 | ST | OP | 93.7 | 75 | 75 |  | 7 | 1959 | BIT |  | Y | Y | N | Electric Utility |  |  |  |  | N | Y |  | Y |  |  |  | 1 | 1976 | 419794 | 0.1 |  |  | PB | DP |  | 1983 | 1976 |  | MS | SS | IF |  |  |  |  | OP | BR |  |  |  | LS |  |  |  | Y | 1.6 | 95 | 531 | 3226431 | 100 | OP | EK | EW |  | 11 |  | 0.5 | 3.5 |  |  | 99.1 | 88 | 515000 |  |  |  |  | COAL | FL | Crist Electric Generating Plant | 641 | 4 | 2010 | CS1FGD | ARP, CAIRNOX, CAIROS, CAIRSO2 | 4515.25 | 12 | 275252.75 |  | 358.412 | 0.2766 | 510.549 | 330707.298 | 3223270.225 | 4 |  | Escambia | Electric Utility | 4911 | Electric Services | 30.5661 | -87.2289 | Gulf Power Company (Owner/Operator) | Phase 2 | Phase 1 Group 1 | Operating | Tangentially-fired | Coal | Diesel Oil, Other Oil, Other Solid Fuel, Pipeline Natural Gas | Wet Limestone | Other Selective Non-catalytic Reduction | Electrostatic Precipitator | 1097 | 11.5641 | COAL | 83 | 1946.6667 | 0.2766 | 0.22239 | 11.5641
7801 | Gulf Power Co | 641 | Crist | FL | Escambia | 5 | ST | OP | 93.7 | 75 | 75 |  | 6 | 1961 | BIT |  | Y | Y | N | Electric Utility |  |  |  |  | N | Y |  | Y |  |  |  | 1 | 1976 | 419794 | [16 empty] | OP | BR |  |  |  | LS |  |  |  | Y | 1.6 | 95 | 531 | 3226431 | 100 | OP | EK | EW |  | 11 |  | 0.5 | 3.5 |  |  | 99.1 | 88 | 515000 |  |  |  |  | COAL | FL | Crist Electric Generating Plant | 641 | 5 | 2010 | CS1FGD | ARP, CAIRNOX, CAIROS, CAIRSO2 | 8026.25 | 12 | 490773.25 |  | 420.17 | 0.222 | 722.065 | 588271.591 | 5733643.425 | 4 |  | Escambia | Electric Utility | 4911 | Electric Services | 30.5661 | -87.2289 | Gulf Power Company (Owner/Operator) | Phase 2 | Phase 1 Group 1 | Operating | Tangentially-fired | Coal | Diesel Oil, Other Oil, Other Solid Fuel, Pipeline Natural Gas | Wet Limestone | Other Selective Non-catalytic Reduction | Electrostatic Precipitator | 1097 | 11.5805 | COAL | 84 | 1940 | 0.222 | 0.14656 | 11.5805
7801 | Gulf Power Co | 641 | Crist | FL | Escambia | 6 | ST | OP | 369.7 | 291 | 291 |  | 5 | 1970 | BIT |  | Y | Y | N | Electric Utility |  |  |  |  | N | Y |  | Y |  |  |  | 2 | 1970 | 1342876 | [16 empty] | OP | BR |  |  |  | LS |  |  |  | Y | 1.6 | 95 | 531 | 3226431 | 100 | OP | EK |  |  | 7 |  | 0.7 | 3.2 |  |  | 99.6 | 156 | 1325820 |  |  |  |  | COAL | FL | Crist Electric Generating Plant | 641 | 6 | 2010 | CS1FGD | ARP, CAIRNOX, CAIROS, CAIRSO2 | 6040.25 | 12 | 1331508.75 |  | 1304.293 | 0.2571 | 2199.65 | 1597045.135 | 15565736.5 | 4 |  | Escambia | Electric Utility | 4911 | Electric Services | 30.5661 | -87.2289 | Gulf Power Company (Owner/Operator) | Table 1 | Phase 1 Group 1 | Operating | Dry bottom wall-fired boiler | Coal | Diesel Oil, Other Oil, Pipeline Natural Gas |  | Low NOx Burner Technology (Dry Bottom only) Selective Non-catalytic Reduction | Electrostatic Precipitator | 3705 | 11.4526 | COAL | 320 | 1950.1718 | 0.2571 | 0.16759 | 11.4526
7801 | Gulf Power Co | 641 | Crist | FL | Escambia | 7 | ST | OP | 578 | 465 | 465 |  | 8 | 1973 | BIT |  | Y | Y | N | Electric Utility |  |  |  |  | N | Y |  | Y |  |  |  | 2 | 1970 | 1342876 | [16 empty] | OP | BR |  |  |  | LS |  |  |  | Y | 1.6 | 95 | 531 | 3226431 | 100 | OP | EK |  |  | 6 |  | 0.7 | 1.6 |  |  | 99.6 | 250 | 2000000 |  |  |  |  | COAL | FL | Crist Electric Generating Plant | 641 | 7 | 2010 | CS1FGD | ARP, CAIRNOX, CAIROS, CAIRSO2 | 8637.25 | 12 | 3273523.75 |  | 2365.874 | 0.2177 | 4473.015 | 3916602.586 | 38173487.63 | 4 |  | Escambia | Electric Utility | 4911 | Electric Services | 30.5661 | -87.2289 | Gulf Power Company (Owner/Operator) | Table 1 | Phase 1 Group 1 | Operating | Dry bottom wall-fired boiler | Coal | Diesel Oil, Other Oil, Pipeline Natural Gas | Wet Limestone | Low NOx Burner Technology (Dry Bottom only) Selective Catalytic Reduction | Electrostatic Precipitator | 6406 | 11.4074 | COAL | 520 | 1940.8602 | 0.2177 | 0.12395 | 11.4074
7801 | Gulf Power Co | 642 | Scholz | FL | Jackson | 1 | ST | OP | 49 | 46 | 46 |  | 3 | 1953 | BIT |  | N | Y | N | Electric Utility |  |  |  |  | N | Y |  | Y | [6 empty] | 0.1 |  |  | PB | DP |  | 1981 | 1979 |  | MS | NC | [20 empty] | OP | EK |  |  | 11 |  | 0.5 | 3.5 |  |  | 99.8 | 13 | 190600 |  |  |  |  | COAL | FL | Scholz Electric Generating Plant | 642 | 1 | 2010 | CS001 | ARP, CAIRNOX, CAIROS, CAIRSO2 | 1941.25 | 12 | 54812.75 |  | 517.611 | 0.5668 | 204.498 | 71771.137 | 699572.4 | 4 | Southeastern Electric Reliability Council | Jackson | Electric Utility | 4911 | Electric Services | 30.6689 | -84.8869 | Gulf Power Company (Owner/Operator) | Phase 2 | Phase 1 Group 1 | Operating | Dry bottom wall-fired boiler | Coal | Diesel Oil, Other Oil |  |  | Electrostatic Precipitator | 646 | 12.05 | COAL | 49 | 1967.3913 | 0.5668 | 1.4798 | 12.05
7801 | Gulf Power Co | 642 | Scholz | FL | Jackson | 2 | ST | OP | 49 | 46 | 46 |  | 10 | 1953 | BIT |  | N | Y | N | Electric Utility |  |  |  |  | N | Y |  | Y | [6 empty] | 0.1 |  |  | PB | DP |  | 1981 | 1979 |  | MS | US | IF | TU | [18 empty] | OP | EK |  |  | 11 |  | 0.5 | 3.5 |  |  | 99.8 | 13 | 190600 |  |  |  |  | COAL | FL | Scholz Electric Generating Plant | 642 | 2 | 2010 | CS001 | ARP, CAIRNOX, CAIROS, CAIRSO2 | 1892.25 | 12 | 46950.25 |  | 450.561 | 0.5728 | 178.989 | 61959.613 | 603897.2 | 4 | Southeastern Electric Reliability Council | Jackson | Electric Utility | 4911 | Electric Services | 30.6689 | -84.8869 | Gulf Power Company (Owner/Operator) | Phase 2 | Phase 1 Group 1 | Operating | Dry bottom wall-fired boiler | Coal | Diesel Oil, Other Oil |  |  | Electrostatic Precipitator | 646 | 12.4484 | COAL | 50 | 1956.5217 | 0.5728 | 1.4922 | 12.4484
7801 | Gulf Power Co | 643 | Lansing Smith | FL | Bay | 1 | ST | OP | 149.6 | 162 | 162 |  | 6 | 1965 | BIT |  | N | Y | N | Electric Utility |  |  |  |  | N | Y |  | Y |  |  |  | 1 | 1965 | 529400 | 0.1 |  |  | PB | DP | NP | 1983 | 1979 | 2000 | MS | NC | [20 empty] | OP | EK | EW |  | 11 |  | 0.5 | 3.5 |  |  | 99.1 | 156 | 709100 |  |  |  |  | COAL | FL | Lansing Smith Generating Plant | 643 | 1 | 2010 | CS001 | ARP, CAIRNOX, CAIROS, CAIRSO2 | 8437.25 | 12 | 1006991 |  | 5907.667 | 0.2973 | 1447.346 | 1016441.888 | 9906857.825 | 4 |  | Bay | Electric Utility | 4911 | Electric Services | 30.2689 | -85.7003 | Gulf Power Company (Owner/Operator) | Phase 2 | Phase II Group 1 | Operating | Tangentially-fired | Coal | Diesel Oil, Other Oil |  | Low NOx Burner Technology w/ Closed-coupled/Separated OFA Selective Non-catalytic Reduction | Electrostatic Precipitator | 1945 | 9.8551 | COAL | 173 | 1966.0494 | 0.2973 | 1.1926 | 9.8381
7801 | Gulf Power Co | 643 | Lansing Smith | FL | Bay | 2 | ST | OP | 190.4 | 195 | 195 |  | 6 | 1967 | BIT |  | N | Y | N | Electric Utility |  |  |  |  | N | Y |  | Y |  |  |  | 1 | 1965 | 529400 | 0.1 |  |  | PB | DP | NP | 1982 | 1979 | 2000 | MS | NC | [20 empty] | OP | EK | EW |  | 11 |  | 0.6 | 3.5 |  |  | 99.1 | 207 | 776400 |  |  |  |  | COAL | FL | Lansing Smith Generating Plant | 643 | 2 | 2010 | CS001 | ARP, CAIRNOX, CAIROS, CAIRSO2 | 6479.75 | 12 | 945335.5 |  | 5829.508 | 0.3063 | 1417.51 | 963850.264 | 9394511.175 | 4 |  | Bay | Electric Utility | 4911 | Electric Services | 30.2689 | -85.7003 | Gulf Power Company (Owner/Operator) | Phase 2 | Phase II Group 1 | Operating | Tangentially-fired | Coal | Diesel Oil, Other Oil |  | Low NOx Burner Technology w/ Closed-coupled/Separated OFA Selective Non-catalytic Reduction | Electrostatic Precipitator | 2246 | 9.8855 | COAL | 205 | 1974.359 | 0.3063 | 1.241 | 9.8855
7801 | Gulf Power Co | 643 | Lansing Smith | FL | Bay | 3A | CT | OP | 203.2 | 481 | 531 | G180 | 4 | 2002 | NG |  | N | Y | N | Electric Utility |  |  |  |  | N | [57 empty] | GAS | FL | Lansing Smith Generating Plant | 643 | 4 | 2010 |  | ARP, CAIRNOX, CAIROS, CAIRSO2 | 6259.75 | 12 | 1489006.5 |  | 0.107 | 0.039 | 188.367 | 636184.6 | 10705094.63 | 4 |  | Bay | Electric Utility | 4911 | Electric Services | 30.2689 | -85.7003 | Gulf Power Company (Owner/Operator) | Phase 2 |  | Operating | Combined cycle | Natural Gas |  |  | Dry Low NOx Burners |  | 2230 | 7.0709 | GAS | 361 | -235.4571 | 0.039 | 2e-05 | 7.0709
7801 | Gulf Power Co | 643 | Lansing Smith | FL | Bay | 3B | CT | OP | 203.2 |  |  | G180 | 4 | 2002 | NG |  | N | Y | N | Electric Utility |  |  |  |  | N | [57 empty] | GAS | FL | Lansing Smith Generating Plant | 643 | 5 | 2010 |  | ARP, CAIRNOX, CAIROS, CAIRSO2 | 5886.25 | 12 | 1432694.25 |  | 1.21 | 0.0459 | 198.845 | 577970.525 | 9725482.65 | 4 |  | Bay | Electric Utility | 4911 | Electric Services | 30.2689 | -85.7003 | Gulf Power Company (Owner/Operator) | Phase 2 |  | Operating | Combined cycle | Natural Gas |  |  | Dry Low NOx Burners |  | 2230 | 6.6263 | GAS | 317 | -280.0197 | 0.0459 | 0.000249 | 9.5169
7801 | Gulf Power Co | 643 | Lansing Smith | FL | Bay | 3S | CA | OP | 213.3 |  |  | G180 | 4 | 2002 | NG |  | N | Y | N | Electric Utility |  |  |  |  | N | [6 empty] | 4¦¦5 | 2002 | 981334 | 0.1 |  |  | PB | DP | NP | 1982 | 1979 | 2000 | MS | NC | [37 empty] | GAS | [39 empty] | 0 | 0 | 10.4
7801 | Gulf Power Co | 643 | Lansing Smith | FL | Bay | CT1 | GT | OP | 41.8 | 32 | 40 |  | 5 | 1971 | DFO |  | N | Y | N | Electric Utility |  |  |  |  | N | [57 empty] | LIQUID | FL | Lansing Smith Generating Plant | 643 | AA | 2010 |  | CAIRNOX, CAIROS, CAIRSO2 | 10.8 | 12 | 149.99 |  | 0.956 | 1.3507 | 2.268 |  | 2662.52 | 4 |  | Bay | Electric Utility | 4911 | Electric Services | 30.2689 | -85.7003 | Gulf Power Company (Owner/Operator) |  |  | Operating | Combustion turbine | Diesel Oil |  |  |  |  | 271 | 11.5975 | LIQUID | 21 | -452.381 | 1.3507 | 0.71812 | 11.5975
7801 | Gulf Power Co | 7715 | Pea Ridge | FL | Santa Rosa | 1 | GT | OP | 4.7 | 4 | 4.6 |  | 4 | 1998 | NG |  | N | Y | N | Electric Utility |  |  |  |  | N | [57 empty] | GAS | [39 empty] | 0.24213 | 0.0026775 | 9.7868
7801 | Gulf Power Co | 7715 | Pea Ridge | FL | Santa Rosa | 2 | GT | OP | 4.7 | 4 | 4.6 |  | 4 | 1998 | NG |  | N | Y | N | Electric Utility |  |  |  |  | N | [57 empty] | GAS | [39 empty] | 0.24213 | 0.0026775 | 9.7868
7801 | Gulf Power Co | 7715 | Pea Ridge | FL | Santa Rosa | 3 | GT | OP | 4.7 | 4 | 4.6 |  | 4 | 1998 | NG |  | N | Y | N | Electric Utility |  |  |  |  | N | [57 empty] | GAS | [39 empty] | 0.24213 | 0.0026775 | 9.7868
7801 | Gulf Power Co | 57502 | Perdido | FL | Escambia | 1 | IC | OP | 1.6 | 1.5 | 1.5 |  | 10 | 2010 | LFG |  | N | N | N | Electric Utility |  |  |  |  | N | [57 empty] | GAS | [39 empty] | 1.1659 | 0.0016829 | 10.4
7801 | Gulf Power Co | 57502 | Perdido | FL | Escambia | 2 | IC | OP | 1.6 | 1.5 | 1.5 |  | 10 | 2010 | LFG |  | N | N | N | Electric Utility |  |  |  |  | N | [57 empty] | GAS | [39 empty] | 1.1659 | 0.0016829 | 10.4
7833 | Gwitchyaa Zhee Utility Co | 7174 | Gwitchyaa Zhee | AK | NOT IN FILE | 1 | IC | OP | 0.6 | 0.3 | 0.7 |  | 5 | 1987 | DFO |  | N | N | N | Electric Utility |  |  |  |  | N | [57 empty] | LIQUID | [39 empty] | 0.7385 | 0.025484 | 12.5895
7833 | Gwitchyaa Zhee Utility Co | 7174 | Gwitchyaa Zhee | AK | NOT IN FILE | 3 | IC | OP | 0.6 | 0.4 | 0.5 |  | 9 | 1990 | DFO |  | N | N | N | Electric Utility |  |  |  |  | N | [57 empty] | LIQUID | [39 empty] | 0.7385 | 0.025484 | 12.5895
7833 | Gwitchyaa Zhee Utility Co | 7174 | Gwitchyaa Zhee | AK | NOT IN FILE | 6 | IC | OP | 0.5 | 0.5 | 0.5 |  | 11 | 2009 | DFO |  | N | N | N | Electric Utility |  |  |  |  | N | [57 empty] | LIQUID | [39 empty] | 0.7385 | 0.025484 | 12.5895
7840 | GWF Power Systems, L.P. | 10367 | East Third Street Power Plant | CA | Contra Costa | GEN1 | ST | OP | 20.5 | 18.7 | 18.6 |  | 12 | 1990 | PC |  | N | Y | N | IPP Non-CHP |  |  |  | 2012 | N |  | Y | Y | [22 empty] | OP | SP |  |  |  | LS |  |  |  | N | 4.5 | 99 | 22 | 83000 | 100 | OP | BP |  |  | 3 | 0.3 | 0.4 | 1 | 2.1 | 4 | 99.6 | 4.9 | 83000 |  |  |  |  | Petroleum Coke | [39 empty] | 0.1336 | 0.47457 | 10.4
7840 | GWF Power Systems, L.P. | 10368 | Loveridge Road Power Plant | CA | Contra Costa | GEN1 | ST | OP | 20.5 | 18 | 18.2 |  | 12 | 1989 | PC |  | N | Y | N | IPP Non-CHP |  |  |  | 2012 | N |  | Y | Y | [22 empty] | OP | SP |  |  |  | LS |  |  |  | N | 4.5 | 99 | 22 | 83000 | 100 | OP | BP |  |  | 3 | 0.3 | 0.4 | 1 | 2.1 | 4 | 99.6 | 5 | 83000 |  |  |  |  | Petroleum Coke | [39 empty] | 0.1336 | 0.47457 | 10.4
7840 | GWF Power Systems, L.P. | 10369 | Wilbur West Power Plant | CA | Contra Costa | GEN1 | ST | OP | 20.5 | 18.2 | 18 |  | 8 | 1990 | PC |  | N | Y | N | IPP Non-CHP |  |  |  | 2012 | N |  | Y | Y | [22 empty] | OP | SP |  |  |  | LS |  |  |  | N | 4.5 | 99 | 22 | 83000 | 100 | OP | BP |  |  | 3 | 0.3 | 0.4 | 1 | 2.1 | 4 | 99.6 | 5 | 83000 |  |  |  |  | Petroleum Coke | [39 empty] | 0.1336 | 0.47457 | 10.4
7840 | GWF Power Systems, L.P. | 10370 | Wilbur East Power Plant | CA | Contra Costa | GEN1 | ST | OP | 20.5 | 18.1 | 18.4 |  | 10 | 1989 | PC |  | N | Y | N | IPP Non-CHP |  |  |  | 2012 | N |  | Y | Y | [22 empty] | OP | SP |  |  |  | LS |  |  |  | N | 4.5 | 99 | 22 | 83000 | 100 | OP | BP |  |  | 3 | 0.3 | 0.4 | 1 | 2.1 | 4 | 99.6 | 5 | 83000 |  |  |  |  | Petroleum Coke | [39 empty] | 0.1336 | 0.47457 | 10.4
7840 | GWF Power Systems, L.P. | 10371 | Nichols Road Power Plant | CA | Contra Costa | GEN1 | ST | OP | 20.5 | 17.8 | 18.1 |  | 3 | 1990 | PC |  | N | Y | N | IPP Non-CHP |  |  |  | 2012 | N |  | Y | Y | [22 empty] | OP | SP |  |  |  | LS |  |  |  | N | 4.5 | 99 | 22 | 83000 | 100 | OP | BP |  |  | 3 | 0.3 | 0.4 | 1 | 2.1 | 4 | 99.6 | 5 | 83000 |  |  |  |  | Petroleum Coke | [39 empty] | 0.1336 | 0.47457 | 10.4
7857 | Great Lakes Tissue Co | 50461 | Cheboygan | MI | Cheboygan | GEN1 | HY | OP | 1.5 | 0.7 | 1.1 |  | 11 | 1984 | WAT |  | N | Y | N | Industrial Non-CHP | [62 empty] | N/A | [39 empty] | 0 | 0 | 10.4
7860 | NRG Energy Center Dover LLC | 10030 | NRG Energy Center Dover | DE | Kent | COG1 | ST | OP | 18 | 16 | 16 |  | 5 | 1985 | BIT |  | N | Y | Y | IPP CHP |  | NG | 2013 |  | N | Y |  | Y | [37 empty] | OP | EW |  |  | 7.1 |  | 1.6 |  |  |  | 99 | 3.3 | 78330 |  |  |  |  | COAL | DE | NRG Energy Center Dover | 10030 | 1 | 2010 |  | SIPNOX | 8257.61 | 12 |  | 1006072.48 |  | 0.5032 | 332.661 |  | 1310098.973 | 3 |  | Kent | Cogeneration | 4911 | Electric Services | 39.1467 | -75.5461 | NRG Energy, Inc (Owner/Operator) |  |  | Operating | Dry bottom wall-fired boiler | Coal |  |  | Low NOx Burner Technology w/ Overfire Air | Electrostatic Precipitator | 400 | 10.4 | COAL | 27.7696 | 132.2009 | 0.5032 | 0.85171 | 11.6306
7860 | NRG Energy Center Dover LLC | 10030 | NRG Energy Center Dover | DE | Kent | KD-1 | GT | OP | 50 | 42 | 50 |  | 6 | 2001 | NG | DFO | Y | Y | N | IPP CHP |  |  |  |  | N | [57 empty] | GAS | DE | NRG Energy Center Dover | 10030 | 2 | 2010 |  | ARP, CAIRNOX, CAIROS, CAIRSO2, RGGI | 388.88 | 12 | 16453.03 |  | 0.103 | 0.0893 | 5.999 | 9434.122 | 156236.122 | 3 |  | Kent | Electric Utility | 4911 | Electric Services | 39.1467 | -75.5461 | NRG Energy, Inc (Owner/Operator) | Phase 2 |  | Operating | Combustion turbine | Pipeline Natural Gas | Diesel Oil |  | Water Injection |  | 500 | 8.9612 | GAS | 50 | 0 | 0.0893 | 0.0013185 | 8.9612
7860 | NRG Energy Center Dover LLC | 10030 | NRG Energy Center Dover | DE | Kent | KD-2 | GT | OP | 50 | 42 | 50 |  | 6 | 2001 | NG | DFO | Y | Y | N | IPP CHP |  |  |  |  | N | [57 empty] | GAS | DE | NRG Energy Center Dover | 10030 | 2 | 2010 |  | ARP, CAIRNOX, CAIROS, CAIRSO2, RGGI | 388.88 | 12 | 16453.03 |  | 0.103 | 0.0893 | 5.999 | 9434.122 | 156236.122 | 3 |  | Kent | Electric Utility | 4911 | Electric Services | 39.1467 | -75.5461 | NRG Energy, Inc (Owner/Operator) | Phase 2 |  | Operating | Combustion turbine | Pipeline Natural Gas | Diesel Oil |  | Water Injection |  | 500 | 8.9612 | GAS | 50 | 500 | 0.0893 | 0.0013185 | 8.9612
7869 | Hermiston Power Partnership | 55328 | Hermiston Power Partnership | OR | Umatilla | CTG1 | CT | OP | 212.5 | 184 | 195 |  | 8 | 2002 | NG |  | N | Y | N | IPP Non-CHP |  |  |  |  | N | [57 empty] | GAS | OR | Hermiston Power Plant | 55328 | CTG-1 | 2010 |  | ARP | 5926.4 | 12 | 1584142.57 |  | 3.321 | 0.0164 | 87.499 | 657891.264 | 11070270.99 | 10 | Western Electricity Coordinating Council | Umatilla | Electric Utility | 4911 | Electric Services | 45.7931 | -119.3117 | Hermiston Power Partnership (Owner/Operator) | Phase 2 |  | Operating | Combined cycle | Pipeline Natural Gas |  |  | Dry Low NOx Burners Selective Catalytic Reduction |  | 2400 | 6.9675 | GAS | 315 | 192.3077 | 0.0164 | 0.0006 | 9.1914
7869 | Hermiston Power Partnership | 55328 | Hermiston Power Partnership | OR | Umatilla | CTG2 | CT | OP | 212.5 | 184 | 195 |  | 8 | 2002 | NG |  | N | Y | N | IPP Non-CHP |  |  |  |  | N | [57 empty] | GAS | OR | Hermiston Power Plant | 55328 | CTG-2 | 2010 |  | ARP | 6522.49 | 12 | 1737578.52 |  | 3.642 | 0.016 | 93.924 | 721413.562 | 12139200.65 | 10 | Western Electricity Coordinating Council | Umatilla | Electric Utility | 4911 | Electric Services | 45.7931 | -119.3117 | Hermiston Power Partnership (Owner/Operator) | Phase 2 |  | Operating | Combined cycle | Pipeline Natural Gas |  |  | Dry Low NOx Burners Selective Catalytic Reduction |  | 2400 | 6.966 | GAS | 313 | 197.4359 | 0.016 | 0.0006 | 9.1914
7869 | Hermiston Power Partnership | 55328 | Hermiston Power Partnership | OR | Umatilla | STG1 | CA | OP | 264.4 | 247 | 258 |  | 8 | 2002 | NG |  | N | Y | N | IPP Non-CHP |  |  |  |  | N | [6 empty] | STK 1¦¦STK 2 | 2002 | 560000 | [48 empty] | GAS | [39 empty] | 0 | 0 | 10.4
7972 | Hamakua Energy Partners LP | 55369 | Hamakua Energy Plant | HI | Hawaii | CT1 | CT | OP | 23 | 21.7 | 21.7 |  | 7 | 2000 | WO | WO | Y | Y | N | IPP Non-CHP |  |  |  |  | N | [57 empty] | LIQUID | [39 empty] | 0.012455 | 0.0013494 | 10.4
7972 | Hamakua Energy Partners LP | 55369 | Hamakua Energy Plant | HI | Hawaii | CT2 | CT | OP | 23 | 21.7 | 21.7 |  | 10 | 2000 | WO | WO | Y | Y | N | IPP Non-CHP |  |  |  |  | N | [57 empty] | LIQUID | [39 empty] | 0.012455 | 0.0013494 | 10.4
7972 | Hamakua Energy Partners LP | 55369 | Hamakua Energy Plant | HI | Hawaii | ST1 | CA | OP | 20 | 17.4 | 17.4 |  | 10 | 2000 | WO | WO | Y | Y | N | IPP Non-CHP |  |  |  |  | N | [57 empty] | LIQUID | [39 empty] | 0 | 0 | 10.4
7977 | City of Hamilton - (OH) | 4258 | Greenup Hydro | OH | Scioto | 1 | HY | OP | 23.4 | 23.4 | 23.4 |  | 12 | 1982 | WAT |  | N | Y | N | Electric Utility | [62 empty] | N/A | [39 empty] | 0 | 0 | 10.4
7977 | City of Hamilton - (OH) | 4258 | Greenup Hydro | OH | Scioto | 2 | HY | OP | 23.4 | 23.4 | 23.4 |  | 12 | 1982 | WAT |  | N | Y | N | Electric Utility | [62 empty] | N/A | [39 empty] | 0 | 0 | 10.4
7977 | City of Hamilton - (OH) | 4258 | Greenup Hydro | OH | Scioto | 3 | HY | OP | 23.4 | 23.4 | 23.4 |  | 12 | 1982 | WAT |  | N | Y | N | Electric Utility | [62 empty] | N/A | [39 empty] | 0 | 0 | 10.4
7977 | City of Hamilton - (OH) | 2917 | Hamilton | OH | Butler | 5 | ST | OP | 10 | 10 | 10 |  | 3 | 1954 | NG | BIT | Y | Y | N | Electric Utility | [11 empty] | 8 | 1966 | 56600 | ¦¦ .02 |  |  | ¦¦PB | ¦¦DP | ¦¦NP | ¦¦ 2001 | ¦¦ 2001 | ¦¦ 2001 | ¦¦MS | ¦¦SU | ¦¦US | [19 empty] | OP | EW |  |  | 7.5 |  | 1 | 3 |  |  | 99 | 30 | 128000 | ¦¦OP | ¦¦FR | ¦¦LN |  | GAS | [39 empty] | 0.01031 | 0.0012477 | 13.5009
7977 | City of Hamilton - (OH) | 2917 | Hamilton | OH | Butler | 7 | ST | OP | 25 | 25 | 25 |  | 5 | 1960 | NG | BIT | Y | Y | N | Electric Utility | [11 empty] | 8 | 1966 | 56600 | [31 empty] | OP | EW |  |  | 7.5 |  | 1 | 3 |  |  | 99 | 30 | 128000 |  |  |  |  | GAS | [39 empty] | 0.28269 | 0.0014577 | 12.3938
7977 | City of Hamilton - (OH) | 2917 | Hamilton | OH | Butler | 8 | ST | OP | 25 | 25 | 25 |  | 6 | 1965 | BIT | NG | Y | Y | N | Electric Utility |  |  |  |  | N | Y |  | Y |  |  |  | 8 | 1966 | 56600 | [31 empty] | OP | EW |  |  | 7.5 |  | 1 | 3 |  |  | 99 | 30 | 128000 |  |  |  |  | COAL | [39 empty] | 0.50113 | 1.0224 | 12.0725
7977 | City of Hamilton - (OH) | 2917 | Hamilton | OH | Butler | 9 | ST | OP | 50.6 | 51 | 50 |  | 10 | 1975 | BIT | NG | Y | Y | N | Electric Utility | [5 empty] | Y |  | Y |  |  |  | 9 | 1975 | 161000 | [16 empty] | OP | SD |  |  |  | LI |  |  |  | N | 4 | 83 | 371 | 186000 | 100 | OP | EW | BP | SC | 7.5 |  | 0.6 | 4 |  |  | 99.9 | 8 | 260000 |  |  |  |  | COAL | OH | Hamilton Municipal Power Plant | 2917 | 9 | 2010 |  | ARP, CAIRNOX, CAIROS, CAIRSO2 | 3642.9 | 12 | 136498.39 |  | 615.581 | 0.2743 | 195.689 | 145478.376 | 1419554.407 | 5 |  | Butler | Electric Utility | 4911 | Electric Services | 39.4083 | -84.5625 | City of Hamilton (Owner/Operator) | Phase 2 | Phase II Group 1 | Operating | Tangentially-fired | Coal | Pipeline Natural Gas | Dry Lime FGD | Low NOx Burner Technology w/ Closed-coupled OFA | Baghouse | 729 | 10.1705 | COAL | 52 | 1980 | 0.2743 | 0.86729 | 10.1705
7977 | City of Hamilton - (OH) | 2917 | Hamilton | OH | Butler | GT2 | GT | OP | 16.3 | 12 | 16 |  | 6 | 1971 | NG |  | N | Y | N | Electric Utility | [62 empty] | GAS | [39 empty] | 0.28781 | 0.0043277 | 11.7144
7977 | City of Hamilton - (OH) | 7807 | Hamilton Hydro | OH | Butler | 3 | HY | OP | 1.1 | 1 | 1 |  | 5 | 1994 | WAT |  | N | Y | N | Electric Utility |  |  |  |  | N | [57 empty] | N/A | [39 empty] | 0 | 0 | 10.4
7977 | City of Hamilton - (OH) | 7807 | Hamilton Hydro | OH | Butler | 4 | HY | OP | 1.1 | 1 | 1 |  | 5 | 1994 | WAT |  | N | Y | N | Electric Utility |  |  |  |  | N | [57 empty] | N/A | [39 empty] | 0 | 0 | 10.4
8009 | International Paper Co | 52140 | International Paper Prattville Mill | AL | Autauga | GEN1 | ST | OP | 40.5 | 31.8 | 34.7 |  | 2 | 1967 | BLQ | WDS | Y | N | Y | Industrial CHP |  |  |  |  | N | [25 empty] | ¦¦OP | ¦¦VE |  |  |  | ¦¦CSH |  |  |  | ¦¦N |  | ¦¦ 70.9 | ¦¦ 2.7 | ¦¦ 37286 | ¦¦ 100 | OP | MC¦¦EC¦¦EK¦¦WS |  |  |  | 0.8 |  |  | 0.8 |  | ¦¦ 98.7¦¦99.5¦¦ 91 | ¦¦ 85¦¦60¦¦ 29 | 337000¦¦ 252717¦¦320000¦¦ 37286 |  |  |  |  | LIQUID | [39 empty] | 0.11186 | 0.049001 | 10.4
8009 | International Paper Co | 52140 | International Paper Prattville Mill | AL | Autauga | GEN2 | ST | OP | 49.3 | 44.2 | 44.6 |  | 5 | 1980 | BLQ | WDS | Y | N | Y | Industrial CHP |  |  |  |  | N | Y | [39 empty] | OP | EW¦¦MC¦¦EW¦¦WS |  |  | 10 | 0.8 | 1.5 |  | 0.8 |  | 99.7¦¦ 0¦¦99.8¦¦ 99 | 61¦¦ 0¦¦73¦¦ 16 | 334800¦¦451400¦¦ 54700 |  |  |  |  | LIQUID | [39 empty] | 0.092582 | 0.049001 | 10.4
8027 | Handsome Lake Energy LLC | 55233 | Handsome Lake Energy LLC | PA | Venango | GT01 | GT | OP | 58.9 | 53.5 | 53.5 |  | 8 | 2001 | NG |  | N | Y | N | IPP Non-CHP |  |  |  |  | N | [57 empty] | GAS | PA | Handsome Lake Energy | 55233 | EU-1A | 2010 | CP100 | ARP, CAIRNOX, CAIROS, CAIRSO2 | 446 | 12 | 4253 |  | 0.006 | 0.0528 | 0.67 | 1491.4 | 25279.1 | 3 |  | Venango | Electric Utility | 4911 | Electric Services | 41.2908 | -79.8061 | Handsome Lake Energy, LLC (Owner/Operator) | Phase 2 |  | Operating | Combustion turbine | Pipeline Natural Gas |  |  | Water Injection |  | 260 | 8.6127 | GAS | 31 | 137.0968 | 0.0528 | 0.000475 | 11.4024
8027 | Handsome Lake Energy LLC | 55233 | Handsome Lake Energy LLC | PA | Venango | GT02 | GT | OP | 58.9 | 53.5 | 53.5 |  | 8 | 2001 | NG |  | N | Y | N | IPP Non-CHP |  |  |  |  | N | [57 empty] | GAS | PA | Handsome Lake Energy | 55233 | EU-2A | 2010 | CP100 | ARP, CAIRNOX, CAIROS, CAIRSO2 | 459 | 12 | 7633 |  | 0.01 | 0.0509 | 0.994 | 2298.3 | 38974.8 | 3 |  | Venango | Electric Utility | 4911 | Electric Services | 41.2908 | -79.8061 | Handsome Lake Energy, LLC (Owner/Operator) | Phase 2 |  | Operating | Combustion turbine | Pipeline Natural Gas |  |  | Water Injection |  | 260 | 49.9785 | GAS | 31 | 137.0968 | 0.0509 | 0.000513 | 49.9785
8027 | Handsome Lake Energy LLC | 55233 | Handsome Lake Energy LLC | PA | Venango | GT03 | GT | OP | 58.9 | 53.5 | 53.5 |  | 7 | 2001 | NG |  | N | Y | N | IPP Non-CHP |  |  |  |  | N | [57 empty] | GAS | PA | Handsome Lake Energy | 55233 | EU-3A | 2010 | CP100 | ARP, CAIRNOX, CAIROS, CAIRSO2 | 408 | 12 | 6859 |  | 0.007 | 0.051 | 0.783 | 1811.2 | 30710.2 | 3 |  | Venango | Electric Utility | 4911 | Electric Services | 41.2908 | -79.8061 | Handsome Lake Energy, LLC (Owner/Operator) | Phase 2 |  | Operating | Combustion turbine | Pipeline Natural Gas |  |  | Water Injection |  | 260 | 42.7997 | GAS | 31 | 137.0968 | 0.051 | 0.000456 | 42.7997
8027 | Handsome Lake Energy LLC | 55233 | Handsome Lake Energy LLC | PA | Venango | GT04 | GT | OP | 58.9 | 53.5 | 53.5 |  | 7 | 2001 | NG |  | N | Y | N | IPP Non-CHP |  |  |  |  | N | [57 empty] | GAS | PA | Handsome Lake Energy | 55233 | EU-4A | 2010 | CP100 | ARP, CAIRNOX, CAIROS, CAIRSO2 | 427 | 12 | 7208 |  | 0.008 | 0.0532 | 0.912 | 2026.8 | 34369 | 3 |  | Venango | Electric Utility | 4911 | Electric Services | 41.2908 | -79.8061 | Handsome Lake Energy, LLC (Owner/Operator) | Phase 2 |  | Operating | Combustion turbine | Pipeline Natural Gas |  |  | Water Injection |  | 260 | 50.5588 | GAS | 31 | 137.0968 | 0.0532 | 0.000466 | 50.5588
8027 | Handsome Lake Energy LLC | 55233 | Handsome Lake Energy LLC | PA | Venango | GT05 | GT | OP | 58.9 | 53.5 | 53.5 |  | 7 | 2001 | NG |  | N | Y | N | IPP Non-CHP |  |  |  |  | N | [57 empty] | GAS | PA | Handsome Lake Energy | 55233 | EU-5A | 2010 | CP100 | ARP, CAIRNOX, CAIROS, CAIRSO2 | 448 | 12 | 7470 |  | 0.009 | 0.0511 | 0.973 | 2250.5 | 38147.5 | 3 |  | Venango | Electric Utility | 4911 | Electric Services | 41.2908 | -79.8061 | Handsome Lake Energy, LLC (Owner/Operator) | Phase 2 |  | Operating | Combustion turbine | Pipeline Natural Gas |  |  | Water Injection |  | 260 | 52.5246 | GAS | 31 | 137.0968 | 0.0511 | 0.000472 | 52.5246
8032 | Hanford L.P. | 10373 | Hanford | CA | Kings | GEN1 | ST | OP | 27 | 25.3 | 26.7 |  | 9 | 1990 | PC |  | N | Y | N | IPP Non-CHP |  |  |  | 2012 | N |  | Y | Y | [22 empty] | OP | SP |  |  |  | LS |  |  |  | N | 4.5 | 99 | 10 | 105000 | 100 | OP | BP |  |  |  | 0.3 |  |  | 2.1 | 4 | 99.6 | 3 | 105000 |  |  |  |  | Petroleum Coke | [39 empty] | 0.1336 | 0.47457 | 10.4
8153 | Hartford Steam Co | 52061 | Hartford Hospital Cogeneration | CT | HARTFORD | GEN2 | CA | OP | 4.2 | 2.4 | 2.4 |  | 7 | 1988 | NG |  | N | Y | Y | Commercial CHP |  |  |  |  | N | [57 empty] | GAS | [39 empty] | 0 | 0 | 10.4
8153 | Hartford Steam Co | 52061 | Hartford Hospital Cogeneration | CT | HARTFORD | GEN3 | CT | OP | 6.2 | 5.2 | 6.2 |  | 7 | 1988 | NG | DFO | Y | N | Y | Commercial CHP |  |  |  |  | N |  | N | [55 empty] | GAS | [39 empty] | 0.29054 | 0.0017717 | 14.0345
8153 | Hartford Steam Co | 57179 | HSCo CHP | CT | HARTFORD | 1 | GT | OP | 4 | 3.5 | 4 |  | 10 | 2009 | NG |  | N | Y | Y | Commercial CHP |  |  |  |  | N | [57 empty] | GAS | [39 empty] | 0.083165 | 0.0009009 | 10.6758
8181 | Harrisburg Authority | 10118 | Harrisburg Facility | PA | Dauphin | GEN3 | ST | OP | 24.1 | 20.8 | 21.8 |  | 4 | 2006 | MSW | NG | Y | Y | Y | IPP CHP |  |  |  |  | N | [25 empty] | OP | DP |  |  |  | LF |  |  |  | N |  | 81.3 | 8 | 52000 | 100 | OP | BP | [8 empty] | 99.2 | 2¦¦ 2.5¦¦ 2.5 | 52000 |  |  |  |  | OTHER SOLID | [39 empty] | 0 | 0 | 10.4
8198 | City of Harrisonburg - (VA) | 56004 | Mount Clinton | VA | Rockingham | D-2 | IC | OP | 2 | 2 | 2 |  | 9 | 2002 | DFO |  | N | Y | N | Electric Utility |  |  |  |  | N | [57 empty] | LIQUID | [39 empty] | 0.7385 | 0.025484 | 12.5895
8198 | City of Harrisonburg - (VA) | 56004 | Mount Clinton | VA | Rockingham | D-3 | IC | OP | 2 | 2 | 2 |  | 9 | 2002 | DFO |  | N | Y | N | Electric Utility |  |  |  |  | N | [57 empty] | LIQUID | [39 empty] | 0.7385 | 0.025484 | 12.5895
8198 | City of Harrisonburg - (VA) | 56004 | Mount Clinton | VA | Rockingham | D-5 | IC | OP | 2 | 2 | 2 |  | 4 | 2004 | DFO |  | N | Y | N | Electric Utility |  |  |  |  | N | [57 empty] | LIQUID | [39 empty] | 0.7385 | 0.025484 | 12.5895
8198 | City of Harrisonburg - (VA) | 56004 | Mount Clinton | VA | Rockingham | D-7 | IC | OP | 2 | 2 | 2 |  | 11 | 2009 | DFO |  | N | Y | N | Electric Utility | [62 empty] | LIQUID | [39 empty] | 0.7385 | 0.025484 | 12.5895
8198 | City of Harrisonburg - (VA) | 56004 | Mount Clinton | VA | Rockingham | D-8 | IC | OP | 2 | 2 | 2 |  | 11 | 2009 | DFO |  | N | Y | N | Electric Utility | [62 empty] | LIQUID | [39 empty] | 0.7385 | 0.025484 | 12.5895
8198 | City of Harrisonburg - (VA) | 56004 | Mount Clinton | VA | Rockingham | MC-1 | GT | OP | 14 | 9 | 12 |  | 5 | 1999 | DFO |  | N | Y | N | Electric Utility |  |  |  |  | N | [57 empty] | LIQUID | [39 empty] | 0.27405 | 0.074239 | 15.4818
8198 | City of Harrisonburg - (VA) | 56005 | Pleasant Valley | VA | Rockingham | D-4 | IC | OP | 2 | 2 | 2 |  | 9 | 2002 | DFO |  | N | Y | N | Electric Utility |  |  |  |  | N | [57 empty] | LIQUID | [39 empty] | 0.7385 | 0.025484 | 12.5895
8198 | City of Harrisonburg - (VA) | 56005 | Pleasant Valley | VA | Rockingham | D-6 | IC | OP | 2 | 2 | 2 |  | 9 | 2006 | DFO |  | N | Y | N | Electric Utility |  |  |  |  | N | [57 empty] | LIQUID | [39 empty] | 0.7385 | 0.025484 | 12.5895
8198 | City of Harrisonburg - (VA) | 56005 | Pleasant Valley | VA | Rockingham | PV-1 | GT | OP | 16.5 | 9 | 13 |  | 4 | 1997 | DFO |  | N | Y | N | Electric Utility |  |  |  |  | N | [57 empty] | LIQUID | [39 empty] | 0.30732 | 0.084115 | 15.0442
8198 | City of Harrisonburg - (VA) | 56006 | Harrisonburg Power Plant | VA | HARRISONBURG CITY | ST-1 | ST | OP | 2.5 | 2.7 | 2.7 |  | 9 | 1997 | NG | DFO | Y | Y | N | Electric Utility |  |  |  |  | N | [57 empty] | GAS | [39 empty] | 0.777 | 0.0020733 | 10.0733
8205 | City of Hart Hydro | 1827 | Hart | MI | OCEANA | 4 | IC | OP | 1.4 | 1.4 | 1.4 |  | 3 | 1964 | NG | DFO | Y | Y | N | Electric Utility |  |  |  |  | N | [57 empty] | GAS | [39 empty] | 1.1659 | 0.0016829 | 10.4
8205 | City of Hart Hydro | 1827 | Hart | MI | OCEANA | IC1 | IC | OP | 1.7 | 1.7 | 1.7 |  | 3 | 1985 | DFO | NG | Y | Y | N | Electric Utility |  |  |  |  | N | [57 empty] | LIQUID | [39 empty] | 0.7385 | 0.025484 | 12.5895
8205 | City of Hart Hydro | 1827 | Hart | MI | OCEANA | IC3 | IC | OP | 2 | 2 | 2 |  | 4 | 1985 | DFO | NG | Y | Y | N | Electric Utility |  |  |  |  | N | [57 empty] | LIQUID | [39 empty] | 0.7385 | 0.025484 | 12.5895
8245 | City of Hastings - (NE) | 60 | Whelan Energy Center | NE | Adams | 1 | ST | OP | 76.3 | 77 | 77 |  | 7 | 1981 | SUB |  | N | Y | N | Electric Utility |  |  |  |  | N | Y |  | Y | [37 empty] | OP | EK |  |  | 3.4 |  | 0.2 | 0.5 | 0.3 |  | 99.9 | 7 | 365700 | OP | LN |  |  | COAL | NE | Gerald Whelan Energy Center | 60 | 1 | 2010 |  | ARP | 7923.1 | 12 | 518257.6 |  | 2300.674 | 0.3833 | 1079.007 | 596694.686 | 5689332.089 | 7 | Mid-Continent Area Power Pool | Adams | Electric Utility | 4911 | Electric Services | 40.5806 | -98.3106 | Nebraska Municipal Energy Agency (Operator) City of Hastings (Owner) | Phase 2 | Early Election | Operating | Tangentially-fired | Coal |  |  | Overfire Air | Electrostatic Precipitator | 835 | 10.8907 | COAL | 84 | 1954.5455 | 0.3833 | 0.80877 | 10.8907
8245 | City of Hastings - (NE) | 60 | Whelan Energy Center | NE | Adams | 2 | ST | OP | 248 | 225 | 225 |  | 6 | 2011 | SUB |  | N | Y | N | Electric Utility |  |  |  |  | N | Y |  | Y | [22 empty] | OP | CD |  |  |  | LA |  |  |  | N | 0.5 | 90.5 | 265 | 800969 | 100 | OP | BP |  |  | 4 |  | 0.3 | 0.5 |  | 0.1 | 99.8 | 40 | 860110 |  |  |  |  | COAL | NE | Gerald Whelan Energy Center | 60 | 1 | 2010 |  | ARP | 7923.1 | 12 | 518257.6 |  | 2300.674 | 0.3833 | 1079.007 | 596694.686 | 5689332.089 | 7 | Mid-Continent Area Power Pool | Adams | Electric Utility | 4911 | Electric Services | 40.5806 | -98.3106 | Nebraska Municipal Energy Agency (Operator) City of Hastings (Owner) | Phase 2 | Early Election | Operating | Tangentially-fired | Coal |  |  | Overfire Air | Electrostatic Precipitator | 835 | 10.8907 | COAL | 84 | -339.2857 | 0.3833 | 0.80877 | 10.8907
8248 | Hastings Lock & Dam | 54285 | Hastings City Hydroelectric | MN | DAKOTA | 1 | HY | OP | 2.2 | 2 | 2 |  | 1 | 1992 | WAT |  | N | Y | N | IPP Non-CHP | [62 empty] | N/A | [39 empty] | 0 | 0 | 10.4
8248 | Hastings Lock & Dam | 54285 | Hastings City Hydroelectric | MN | DAKOTA | 2 | HY | OP | 2.2 | 2 | 2 |  | 1 | 1992 | WAT |  | N | Y | N | IPP Non-CHP | [62 empty] | N/A | [39 empty] | 0 | 0 | 10.4
8286 | Hawaiian Commercial and Sugar Company | 10604 | Hawaiian Comm & Sugar Puunene Mill | HI | Maui | PUU3 | ST | OP | 10 | 10 | 10 |  | 6 | 1972 | AB | BIT | Y | Y | Y | Industrial CHP |  |  |  |  | N | [25 empty] | OP | VE | [7 empty] | N |  | 70 | 147 | 228000 | 100 | OP | MC | [8 empty] | 46 | [6 empty] | OTHER SOLID | [39 empty] | 0.1371 | 0.012928 | 12.8432
8286 | Hawaiian Commercial and Sugar Company | 10604 | Hawaiian Comm & Sugar Puunene Mill | HI | Maui | PUU4 | ST | OP | 20 | 20 | 20 |  | 11 | 1982 | AB | BIT | Y | Y | Y | Industrial CHP |  |  |  |  | N | [25 empty] | OP | VE | [7 empty] | N |  | 70 | 147 | 228000 | 100 | OP | MC | [8 empty] | 46 | [6 empty] | OTHER SOLID | [39 empty] | 0.1371 | 0.012928 | 12.8432
8286 | Hawaiian Commercial and Sugar Company | 10604 | Hawaiian Comm & Sugar Puunene Mill | HI | Maui | PUU5 | ST | OP | 16.1 | 16.1 | 16.1 |  | 7 | 2000 | AB | BIT | Y | Y | Y | Industrial CHP |  |  |  |  | N | [25 empty] | OP | VE |  |  |  | WT |  |  |  | N |  | 70 | 147 | 240541 | 100 | OP | MC | [8 empty] | 46 | [6 empty] | OTHER SOLID | [39 empty] | 0.1371 | 0.012928 | 12.8432
8286 | Hawaiian Commercial and Sugar Company | 55864 | Kaheka Hydro | HI | MAUI | KAH1 | HY | OP | 1.5 | 1.5 | 1.5 |  | 1 | 1925 | WAT |  | N | Y | N | Industrial Non-CHP |  |  |  |  | N | [57 empty] | N/A | [39 empty] | 0 | 0 | 10.4
8286 | Hawaiian Commercial and Sugar Company | 55864 | Kaheka Hydro | HI | MAUI | KAH2 | HY | OP | 1.5 | 1.5 | 1.5 |  | 1 | 1925 | WAT |  | N | Y | N | Industrial Non-CHP |  |  |  |  | N | [57 empty] | N/A | [39 empty] | 0 | 0 | 10.4
8286 | Hawaiian Commercial and Sugar Company | 55864 | Kaheka Hydro | HI | MAUI | KAH3 | HY | OP | 1.5 | 1.5 | 1.5 |  | 1 | 1925 | WAT |  | N | Y | N | Industrial Non-CHP |  |  |  |  | N | [57 empty] | N/A | [39 empty] | 0 | 0 | 10.4
8287 | Hawaii Electric Light Co Inc | 768 | Waimea | HI | Hawaii | 12 | IC | OP | 2.5 | 2.5 | 2.5 |  | 12 | 1970 | DFO |  | N | Y | N | Electric Utility |  |  |  |  | N | [57 empty] | LIQUID | [39 empty] | 0.7385 | 0.025484 | 12.5895
8287 | Hawaii Electric Light Co Inc | 768 | Waimea | HI | Hawaii | 13 | IC | OP | 2.5 | 2.5 | 2.5 |  | 5 | 1972 | DFO |  | N | Y | N | Electric Utility |  |  |  |  | N | [57 empty] | LIQUID | [39 empty] | 0.7385 | 0.025484 | 12.5895
8287 | Hawaii Electric Light Co Inc | 768 | Waimea | HI | Hawaii | 14 | IC | OP | 2.5 | 2.5 | 2.5 |  | 5 | 1972 | DFO |  | N | Y | N | Electric Utility |  |  |  |  | N | [57 empty] | LIQUID | [39 empty] | 0.7385 | 0.025484 | 12.5895
8287 | Hawaii Electric Light Co Inc | 769 | Kanoelehua | HI | Hawaii | 11 | IC | OP | 2 | 2 | 2 |  | 9 | 1962 | DFO |  | N | Y | N | Electric Utility |  |  |  |  | N | [57 empty] | LIQUID | [39 empty] | 0.7385 | 0.025484 | 12.5895
8287 | Hawaii Electric Light Co Inc | 769 | Kanoelehua | HI | Hawaii | 15 | IC | OP | 2.5 | 2.5 | 2.5 |  | 8 | 1972 | DFO |  | N | Y | N | Electric Utility |  |  |  |  | N | [57 empty] | LIQUID | [39 empty] | 0.7385 | 0.025484 | 12.5895
8287 | Hawaii Electric Light Co Inc | 769 | Kanoelehua | HI | Hawaii | 16 | IC | OP | 2.5 | 2.5 | 2.5 |  | 8 | 1972 | DFO |  | N | Y | N | Electric Utility |  |  |  |  | N | [57 empty] | LIQUID | [39 empty] | 0.7385 | 0.025484 | 12.5895
8287 | Hawaii Electric Light Co Inc | 769 | Kanoelehua | HI | Hawaii | 17 | IC | OP | 2.5 | 2.5 | 2.5 |  | 12 | 1973 | DFO |  | N | Y | N | Electric Utility |  |  |  |  | N | [57 empty] | LIQUID | [39 empty] | 0.7385 | 0.025484 | 12.5895
8287 | Hawaii Electric Light Co Inc | 769 | Kanoelehua | HI | Hawaii | CT1 | GT | OP | 11.5 | 10.5 | 10.5 |  | 1 | 1962 | DFO |  | N | Y | N | Electric Utility |  |  |  |  | N | [57 empty] | LIQUID | [39 empty] | 1.3507 | 0.013983 | 14.396
8287 | Hawaii Electric Light Co Inc | 771 | Puueo | HI | HAWAII | 1 | HY | OP | 0.7 | 0.7 | 0.7 |  | 12 | 1918 | WAT |  | N | Y | N | Electric Utility | [62 empty] | N/A | [39 empty] | 0 | 0 | 10.4
8287 | Hawaii Electric Light Co Inc | 771 | Puueo | HI | HAWAII | 2A | HY | OP | 2.4 | 2.4 | 2.4 |  | 10 | 2005 | WAT |  | N | Y | N | Electric Utility |  |  |  |  | N | [57 empty] | N/A | [39 empty] | 0 | 0 | 10.4
8287 | Hawaii Electric Light Co Inc | 772 | W H Hill | HI | Hawaii | 5 | ST | OP | 14.1 | 14.1 | 14.1 |  | 12 | 1965 | RFO | DFO | Y | Y | N | Electric Utility |  |  |  |  | N | [57 empty] | LIQUID | [39 empty] | 0.3758 | 2.7914 | 12.0814
8287 | Hawaii Electric Light Co Inc | 772 | W H Hill | HI | Hawaii | 6 | ST | OP | 23 | 21.4 | 21.4 |  | 12 | 1974 | RFO | DFO | Y | Y | N | Electric Utility |  |  |  |  | N | [57 empty] | LIQUID | [39 empty] | 0.3758 | 2.7914 | 11.1454
8287 | Hawaii Electric Light Co Inc | 774 | Waiau | HI | Hawaii | 1 | HY | OP | 0.7 | 0.7 | 0.7 |  | 12 | 1921 | WAT |  | N | Y | N | Electric Utility |  |  |  |  | N | [57 empty] | N/A | [39 empty] | 0 | 0 | 10.4
8287 | Hawaii Electric Light Co Inc | 774 | Waiau | HI | Hawaii | 2 | HY | OP | 0.3 | 0.3 | 0.3 |  | 12 | 1928 | WAT |  | N | Y | N | Electric Utility |  |  |  |  | N | [57 empty] | N/A | [39 empty] | 0 | 0 | 10.4
8287 | Hawaii Electric Light Co Inc | 6478 | Shipman | HI | Hawaii | 3 | ST | OP | 7.5 | 7.5 | 7.5 |  | 12 | 1955 | RFO | DFO | Y | Y | N | Electric Utility |  |  |  |  | N | [57 empty] | LIQUID | [39 empty] | 0.3758 | 2.6994 | 13.6681
8287 | Hawaii Electric Light Co Inc | 6478 | Shipman | HI | Hawaii | 4 | ST | OP | 7.5 | 7.5 | 7.5 |  | 7 | 1958 | RFO | DFO | Y | Y | N | Electric Utility |  |  |  |  | N | [57 empty] | LIQUID | [39 empty] | 0.3758 | 2.7914 | 13.3397
8287 | Hawaii Electric Light Co Inc | 7130 | Puna | HI | Hawaii | 1 | ST | OP | 15.5 | 14 | 14 |  | 8 | 1988 | RFO | DFO | Y | Y | N | Electric Utility |  |  |  |  | N | [57 empty] | LIQUID | [39 empty] | 0.3758 | 2.7914 | 10.2029
8287 | Hawaii Electric Light Co Inc | 7130 | Puna | HI | Hawaii | 3 | GT | OP | 23.6 | 20 | 20 |  | 8 | 1992 | DFO |  | N | Y | N | Electric Utility |  |  |  |  | N | [57 empty] | LIQUID | [39 empty] | 1.3507 | 0.0044599 | 16.7073
8287 | Hawaii Electric Light Co Inc | 8083 | Keahole | HI | Hawaii | 2 | GT | OP | 17.6 | 15.9 | 15.9 |  | 11 | 1989 | DFO |  | N | Y | N | Electric Utility |  |  |  |  | N | [57 empty] | LIQUID | [39 empty] | 1.3507 | 0.0054498 | 16.8549
8287 | Hawaii Electric Light Co Inc | 8083 | Keahole | HI | Hawaii | 21 | IC | OP | 2.5 | 2.5 | 2.5 |  | 11 | 1984 | DFO |  | N | Y | N | Electric Utility |  |  |  |  | N | [57 empty] | LIQUID | [39 empty] | 0.7385 | 0.025484 | 12.5895
8287 | Hawaii Electric Light Co Inc | 8083 | Keahole | HI | Hawaii | 22 | IC | OP | 2.5 | 2.5 | 2.5 |  | 11 | 1984 | DFO |  | N | Y | N | Electric Utility |  |  |  |  | N | [57 empty] | LIQUID | [39 empty] | 0.7385 | 0.025484 | 12.5895
8287 | Hawaii Electric Light Co Inc | 8083 | Keahole | HI | Hawaii | 23 | IC | OP | 2.5 | 2.5 | 2.5 |  | 3 | 1988 | DFO |  | N | Y | N | Electric Utility |  |  |  |  | N | [57 empty] | LIQUID | [39 empty] | 0.7385 | 0.025484 | 12.5895
8287 | Hawaii Electric Light Co Inc | 8083 | Keahole | HI | Hawaii | 7 | CA | OP | 18 | 16 | 16 |  | 6 | 2009 | DFO |  | N | Y | N | Electric Utility |  |  |  |  | N | [57 empty] | LIQUID | [39 empty] | 0 | 0 | 10.4
8287 | Hawaii Electric Light Co Inc | 8083 | Keahole | HI | Hawaii | CT4 | CT | OP | 23 | 19.8 | 21.6 |  | 5 | 2004 | DFO |  | N | Y | N | Electric Utility |  |  |  |  | N | [57 empty] | LIQUID | [39 empty] | 1.2 | 0.50003 | 12.0308
8287 | Hawaii Electric Light Co Inc | 8083 | Keahole | HI | Hawaii | CT5 | CT | OP | 23 | 19.8 | 21.6 |  | 6 | 2004 | DFO |  | N | Y | N | Electric Utility |  |  |  |  | N | [57 empty] | LIQUID | [39 empty] | 1.2 | 0.50003 | 12.0308
8294 | Hawkeye Power Partners LLC | 55816 | Hawkeye Power Partners LLC | IA | Cerro Gordo | 48M | WT | OP | 42 | 42 | 42 |  | 4 | 1999 | WND |  | N | Y | N | IPP Non-CHP | [62 empty] | N/A | [39 empty] | 0 | 0 | 10.4
8303 | Harbor Cogeneration Co. | 50541 | Harbor Cogen | CA | Los Angeles | GEN1 | CT | OP | 82.3 | 80.8 | 84.5 |  | 12 | 1988 | NG |  | N | Y | N | IPP Non-CHP |  |  |  |  | N | [57 empty] | GAS | [39 empty] | 0.047966 | 0.0007464 | 11.1478
8303 | Harbor Cogeneration Co. | 50541 | Harbor Cogen | CA | Los Angeles | ST1 | CA | OP | 13.6 | 9.9 | 10.4 |  | 6 | 2001 | NG |  | N | Y | N | IPP Non-CHP |  |  |  |  | N | [57 empty] | GAS | [39 empty] | 0 | 0 | 10.4
8303 | Harbor Cogeneration Co. | 50541 | Harbor Cogen | CA | Los Angeles | ST2 | CA | OP | 11.5 | 11 | 11 |  | 6 | 2001 | NG |  | N | Y | N | IPP Non-CHP |  |  |  |  | N | [57 empty] | GAS | [39 empty] | 0 | 0 | 10.4
8353 | Sprague Hydro LLC | 10737 | Sprague Hydro | OR | Klamath | GEN1 | HY | OP | 1.2 | 1 | 1 |  | 10 | 1989 | WAT |  | N | Y | N | IPP Non-CHP | [62 empty] | N/A | [39 empty] | 0 | 0 | 10.4
8365 | Hazelton/Wilson Joint Venture | 54306 | Wilson Lake Hydroelectric Project | ID | JEROME | 1 | HY | OP | 4.2 | 4.2 | 4.2 |  | 5 | 1993 | WAT |  | N | Y | N | IPP Non-CHP |  |  |  |  | N | [57 empty] | N/A | [39 empty] | 0 | 0 | 10.4
8365 | Hazelton/Wilson Joint Venture | 54306 | Wilson Lake Hydroelectric Project | ID | JEROME | 2 | HY | OP | 4.2 | 4.2 | 4.2 |  | 5 | 1993 | WAT |  | N | Y | N | IPP Non-CHP |  |  |  |  | N | [57 empty] | N/A | [39 empty] | 0 | 0 | 10.4
8365 | Hazelton/Wilson Joint Venture | 54558 | Hazelton B Hydro | ID | Jerome | U1 | HY | OP | 3.8 | 3.8 | 3.8 |  | 4 | 1993 | WAT |  | N | Y | N | IPP Non-CHP |  |  |  |  | N | [57 empty] | N/A | [39 empty] | 0 | 0 | 10.4
8365 | Hazelton/Wilson Joint Venture | 54558 | Hazelton B Hydro | ID | Jerome | U2 | HY | OP | 3.8 | 3.8 | 3.8 |  | 4 | 1993 | WAT |  | N | Y | N | IPP Non-CHP |  |  |  |  | N | [57 empty] | N/A | [39 empty] | 0 | 0 | 10.4
8366 | Heber Light & Power Company | 7111 | Heber City | UT | Wasatch | 1 | IC | OP | 1.4 | 1.4 | 1.4 |  | 3 | 2004 | NG |  | N | Y | N | Electric Utility |  |  |  |  | N | [57 empty] | GAS | [39 empty] | 1.1659 | 0.0016829 | 10.4
8366 | Heber Light & Power Company | 7111 | Heber City | UT | Wasatch | NA3 | IC | OP | 0.6 | 0.6 | 0.6 |  | 12 | 1987 | NG |  | N | Y | N | Electric Utility |  |  |  |  | N | [57 empty] | GAS | [39 empty] | 1.1659 | 0.0016829 | 10.4
8366 | Heber Light & Power Company | 7111 | Heber City | UT | Wasatch | NA5 | IC | OP | 0.7 | 0.7 | 0.7 |  | 12 | 1990 | NG |  | N | Y | N | Electric Utility |  |  |  |  | N | [57 empty] | GAS | [39 empty] | 1.1659 | 0.0016829 | 10.4
8366 | Heber Light & Power Company | 7111 | Heber City | UT | Wasatch | NA6 | IC | OP | 0.7 | 0.7 | 0.7 |  | 7 | 2001 | NG |  | N | Y | N | Electric Utility |  |  |  |  | N | [57 empty] | GAS | [39 empty] | 1.1659 | 0.0016829 | 10.4
8366 | Heber Light & Power Company | 7111 | Heber City | UT | Wasatch | NA9 | IC | OP | 1.9 | 1.9 | 1.9 |  | 5 | 2003 | NG |  | N | Y | N | Electric Utility |  |  |  |  | N | [57 empty] | GAS | [39 empty] | 1.1659 | 0.0016829 | 10.4
8366 | Heber Light & Power Company | 159 | Lake Creek | UT | Wasatch | 1 | HY | OP | 1.5 | 1 | 1 |  | 5 | 1981 | WAT |  | N | Y | N | Electric Utility |  |  |  |  | N | [57 empty] | N/A | [39 empty] | 0 | 0 | 10.4
8366 | Heber Light & Power Company | 3658 | Snake Creek | UT | Wasatch | 1 | HY | OP | 0.6 | 0.5 | 0.5 |  | 7 | 1910 | WAT |  | N | Y | N | Electric Utility |  |  |  |  | N | [57 empty] | N/A | [39 empty] | 0 | 0 | 10.4
8366 | Heber Light & Power Company | 3658 | Snake Creek | UT | Wasatch | 2 | HY | OP | 0.6 | 0.5 | 0.5 |  | 7 | 1910 | WAT |  | N | Y | N | Electric Utility |  |  |  |  | N | [57 empty] | N/A | [39 empty] | 0 | 0 | 10.4
8366 | Heber Light & Power Company | 7111 | Heber City | UT | Wasatch | 2 | IC | OP | 1.4 | 1.4 | 1.4 |  | 3 | 2004 | NG |  | N | Y | N | Electric Utility |  |  |  |  | N | [57 empty] | GAS | [39 empty] | 1.1659 | 0.0016829 | 10.4
8366 | Heber Light & Power Company | 7111 | Heber City | UT | Wasatch | 4 | IC | OP | 1.9 | 1.9 | 1.9 |  | 7 | 2003 | NG |  | N | Y | N | Electric Utility |  |  |  |  | N | [57 empty] | GAS | [39 empty] | 1.1659 | 0.0016829 | 10.4
8366 | Heber Light & Power Company | 7111 | Heber City | UT | Wasatch | NA10 | IC | OP | 1.9 | 1.9 | 1.9 |  | 7 | 2002 | NG |  | N | Y | N | Electric Utility | [62 empty] | GAS | [39 empty] | 1.1659 | 0.0016829 | 10.4
8486 | PInova Inc | 10120 | PInova Inc | GA | GLYNN | GEN5 | ST | OP | 7.1 | 7.1 | 7.1 |  | 1 | 1980 | WDS | NG | Y | Y | Y | Industrial CHP |  |  |  |  | N | [57 empty] | OTHER SOLID | [39 empty] | 0.22175 | 0.035888 | 14.4449
8490 | City of Herington | 1283 | Herington | KS | Dickinson | 3 | IC | OP | 4.3 | 3.1 | 3.5 |  | 5 | 1973 | DFO | NG | Y | Y | N | Electric Utility |  |  |  |  | N | [57 empty] | LIQUID | [39 empty] | 0.7385 | 0.025484 | 12.5895
8490 | City of Herington | 1283 | Herington | KS | Dickinson | 4B | IC | OP | 1.6 | 1.5 | 1.5 |  | 7 | 2001 | DFO |  | N | Y | N | Electric Utility |  |  |  |  | N | [57 empty] | LIQUID | [39 empty] | 0.7385 | 0.025484 | 12.5895
8490 | City of Herington | 1283 | Herington | KS | Dickinson | 5 | IC | OP | 1.1 | 0.9 | 1 |  | 4 | 1951 | DFO | NG | Y | Y | N | Electric Utility |  |  |  |  | N | [57 empty] | LIQUID | [39 empty] | 0.7385 | 0.025484 | 12.5895
8503 | Hermiston Generating Co LP | 54761 | Hermiston Generating Plant | OR | Umatilla | GEN1 | CA | OP | 106.1 | 80 | 83 |  | 6 | 1996 | NG |  | N | Y | Y | IPP CHP |  |  |  |  | N | [57 empty] | GAS | [39 empty] | 0 | 0 | 10.4
8503 | Hermiston Generating Co LP | 54761 | Hermiston Generating Plant | OR | Umatilla | GEN2 | CT | OP | 204.5 | 152 | 160 |  | 6 | 1996 | NG |  | N | Y | Y | IPP CHP |  |  |  |  | N | [57 empty] | GAS | OR | Hermiston | 54761 | 2 | 2010 |  | ARP | 7807.17 | 12 | 1052020.81 |  | 3.473 | 0.0145 | 79.879 | 687951.724 | 11576190.27 | 10 |  | Umatilla | Small Power Producer | 4911 | Electric Services | 45.8042 | -119.37 | Buckeye Power, Inc. (Owner) (Ended Feb 26, 2010) Larkspur Power Corporation (Owner) (Ended Feb 26, 2010) P G & E Operating Services Company (Operator) (Ended Feb 26, 2010) Pacificorp Energy Generation (Owner) Perennial Power (Owner/Operator) (Started Feb 26, 2010) | Phase 2 |  | Operating | Combustion turbine | Pipeline Natural Gas |  |  | Selective Catalytic Reduction |  | 2067 | 10.8434 | GAS | 169 | 471.875 | 0.0145 | 0.0006 | 10.8434
8503 | Hermiston Generating Co LP | 54761 | Hermiston Generating Plant | OR | Umatilla | GEN3 | CA | OP | 106.1 | 80 | 83 |  | 6 | 1996 | NG |  | N | Y | Y | IPP CHP |  |  |  |  | N | [57 empty] | GAS | [39 empty] | 0 | 0 | 10.4
8503 | Hermiston Generating Co LP | 54761 | Hermiston Generating Plant | OR | Umatilla | GEN4 | CT | OP | 204.5 | 152 | 160 |  | 6 | 1996 | NG |  | N | Y | Y | IPP CHP |  |  |  |  | N | [57 empty] | GAS | OR | Hermiston | 54761 | 1 | 2010 |  | ARP | 7878.57 | 12 | 1062238.49 |  | 3.537 | 0.015 | 83.682 | 700658.916 | 11789739.52 | 10 |  | Umatilla | Small Power Producer | 4911 | Electric Services | 45.8042 | -119.37 | Buckeye Power, Inc. (Owner) (Ended Feb 26, 2010) Larkspur Power Corporation (Owner) (Ended Feb 26, 2010) P G & E Operating Services Company (Operator) (Ended Feb 26, 2010) Pacificorp Energy Generation (Owner) Perennial Power (Owner/Operator) (Started Feb 26, 2010) | Phase 2 |  | Operating | Combustion turbine | Pipeline Natural Gas |  |  | Selective Catalytic Reduction |  | 2067 | 10.943 | GAS | 169 | -28.125 | 0.015 | 0.0006 | 10.943
8530 | HYPOWER INC | 50350 | Forks of Butte Hydro Project | CA | Butte | GEN1 | HY | OP | 14.5 | 14.5 | 14.5 |  | 3 | 1992 | WAT |  | N | Y | N | IPP Non-CHP |  |  |  |  | N | [57 empty] | N/A | [39 empty] | 0 | 0 | 10.4
8543 | Hibbing Public Utilities Comm | 1979 | Hibbing | MN | St Louis | 3 | ST | OP | 10 | 10 | 10 |  | 4 | 1965 | SUB | WDS | N | Y | Y | Electric Utility |  |  |  |  | N | N |  | Y | [6 empty] | 20 |  |  | OP | DC |  | 1984 | 1985 |  | MS | NC | [20 empty] | OP | EK¦¦EW¦¦EW | ¦¦MC |  | 8.3 |  | 0.5 |  |  |  | 99.5¦¦ 98.7 | 16¦¦ 18¦¦ 7 | 109000¦¦ 147500¦¦ 97342 | OP | LN |  |  | COAL | [39 empty] | 0.46057 | 0.85832 | 13.2565
8543 | Hibbing Public Utilities Comm | 1979 | Hibbing | MN | St Louis | 5 | ST | OP | 19.5 | 19.5 | 19.5 |  | 8 | 1985 | SUB | WDS | N | Y | Y | Electric Utility |  |  |  |  | N | N |  | Y | [6 empty] | 20 |  |  | OP | DC |  | 1984 | 1985 |  | MS | NC | [20 empty] | OP | EK¦¦EW¦¦EW | ¦¦MC |  | 8.3 |  | 0.5 |  |  |  | 99.5¦¦ 98.7 | 16¦¦ 18¦¦ 7 | 109000¦¦ 147500¦¦ 97342 | OP | LN |  |  | COAL | [39 empty] | 0.32891 | 0.63439 | 12.2805
8543 | Hibbing Public Utilities Comm | 1979 | Hibbing | MN | St Louis | 6 | ST | OP | 6.4 | 1 | 6.4 |  | 2 | 1996 | SUB | WDS | N | Y | Y | Electric Utility |  |  |  |  | N |  |  | Y | [6 empty] | 20 |  |  | OP | DC |  | 1984 | 1985 |  | MS | NC | [20 empty] | OP | EK¦¦EW¦¦EW | ¦¦MC |  | 8.3 |  | 0.5 |  |  |  | 99.5¦¦ 98.7 | 16¦¦ 18¦¦ 7 | 109000¦¦ 147500¦¦ 97342 | OP | LN |  |  | COAL | [39 empty] | 0.36018 | 0.56584 | 12.3981
8565 | FPLE High Winds, LLC | 56075 | High Winds LLC | CA | Solano | 1 | WT | OP | 145.8 | 145.8 | 145.8 |  | 7 | 2003 | WND |  | N | Y | N | IPP Non-CHP | [62 empty] | N/A | [39 empty] | 0 | 0 | 10.4
8565 | FPLE High Winds, LLC | 56075 | High Winds LLC | CA | Solano | 2 | WT | OP | 16.2 | 16.2 | 16.2 |  | 12 | 2003 | WND |  | N | Y | N | IPP Non-CHP | [62 empty] | N/A | [39 empty] | 0 | 0 | 10.4
8567 | City of Higginsville | 2131 | Higginsville | MO | LAFAYETTE | 4 | GT | OP | 40 | 37.5 | 40 |  | 6 | 1996 | NG | DFO | Y | Y | N | Electric Utility |  |  |  |  | N | [57 empty] | GAS | MO | Higginsville Municipal Power Plant | 2131 | 4B | 2010 |  | CAIRNOX, CAIROS, CAIRSO2 | 10.39 | 12 | 129.24 |  | 0.023 | 0.7358 | 0.761 |  | 2110 | 7 |  | Lafayette | Electric Utility |  |  | 39.0721 | -93.721 | City of Higginsville, MO (Owner/Operator) |  |  | Operating | Combustion turbine | Pipeline Natural Gas | Diesel Oil |  | Water Injection |  | 283 | 9.1625 | GAS | 20 | 0 | 0.7358 | 0.021801 | 9.1625
8567 | City of Higginsville | 2131 | Higginsville | MO | LAFAYETTE | 1 | IC | OP | 0.8 | 0.6 | 0.6 |  | 1 | 1945 | DFO |  | N | Y | N | Electric Utility |  |  |  |  | N | [57 empty] | LIQUID | [39 empty] | 0.7385 | 0.025484 | 12.5895
8567 | City of Higginsville | 2131 | Higginsville | MO | LAFAYETTE | 2 | IC | OP | 1.7 | 1 | 1 |  | 1 | 1947 | DFO |  | N | Y | N | Electric Utility |  |  |  |  | N | [57 empty] | LIQUID | [39 empty] | 0.7385 | 0.025484 | 12.5895
8567 | City of Higginsville | 2131 | Higginsville | MO | LAFAYETTE | 3 | IC | OP | 2.4 | 2.4 | 2.4 |  | 5 | 1981 | DFO | NG | Y | Y | N | Electric Utility |  |  |  |  | N | [57 empty] | LIQUID | [39 empty] | 0.7385 | 0.025484 | 12.5895
8567 | City of Higginsville | 2131 | Higginsville | MO | LAFAYETTE | 5 | IC | OP | 1.2 | 1.2 | 1.2 |  | 10 | 2004 | DFO |  | N | Y | N | Electric Utility |  |  |  |  | N | [57 empty] | LIQUID | [39 empty] | 0.7385 | 0.025484 | 12.5895
8567 | City of Higginsville | 2131 | Higginsville | MO | LAFAYETTE | 6 | IC | OP | 5.5 | 4.5 | 5.4 |  | 10 | 2004 | DFO |  | N | Y | N | Electric Utility |  |  |  |  | N | [57 empty] | LIQUID | MO | Higginsville Municipal Power Plant | 2131 | 4A | 2010 |  | CAIRNOX, CAIROS, CAIRSO2 | 9.73 | 12 | 111.42 |  | 0.025 | 0.7385 | 0.712 |  | 1962 | 7 |  | Lafayette | Electric Utility |  |  | 39.0721 | -93.721 | City of Higginsville, MO (Owner/Operator) |  |  | Operating | Combustion turbine | Pipeline Natural Gas | Diesel Oil |  | Water Injection |  | 283 | 12.5896 | GAS | 14 | -1146.2963 | 0.7385 | 0.025484 | 12.5896
8573 | City of Highland | 56114 | IMEA Highland | IL | Madison | 1 | IC | OP | 1.8 | 1.8 | 1.8 |  | 6 | 1996 | DFO |  | N | N | N | Electric Utility |  |  |  |  | N | [57 empty] | LIQUID | [39 empty] | 0.7385 | 0.025484 | 12.5895
8573 | City of Highland | 56114 | IMEA Highland | IL | Madison | 2 | IC | OP | 1.8 | 1.8 | 1.8 |  | 6 | 1996 | DFO |  | N | N | N | Electric Utility |  |  |  |  | N | [57 empty] | LIQUID | [39 empty] | 0.7385 | 0.025484 | 12.5895
8596 | High Shoals Hydro | 10121 | High Shoals Hydro | GA | MORGAN | GEN1 | HY | OP | 1.4 | 1.4 | 1.4 |  | 11 | 1988 | WAT |  | N | Y | N | IPP Non-CHP | [62 empty] | N/A | [39 empty] | 0 | 0 | 10.4
8599 | City of Hill City | 1285 | Hill City | KS | GRAHAM | 1 | IC | OP | 1.3 | 1.1 | 1.2 |  | 3 | 1962 | NG | DFO | N | N | N | Electric Utility |  |  |  |  | N | [57 empty] | GAS | [39 empty] | 1.1659 | 0.0016829 | 10.4
8599 | City of Hill City | 1285 | Hill City | KS | GRAHAM | 2 | IC | OP | 1.3 | 1.1 | 1.2 |  | 3 | 1962 | NG | DFO | N | N | N | Electric Utility |  |  |  |  | N | [57 empty] | GAS | [39 empty] | 1.1659 | 0.0016829 | 10.4
8599 | City of Hill City | 1285 | Hill City | KS | GRAHAM | 3 | IC | OP | 0.6 | 0.6 | 0.6 |  | 5 | 1952 | NG | DFO | N | N | N | Electric Utility |  |  |  |  | N | [57 empty] | GAS | [39 empty] | 1.1659 | 0.0016829 | 10.4
8599 | City of Hill City | 1285 | Hill City | KS | GRAHAM | 4 | IC | OP | 1.1 | 1 | 1 |  | 8 | 1967 | NG | DFO | N | N | N | Electric Utility |  |  |  |  | N | [57 empty] | GAS | [39 empty] | 1.1659 | 0.0016829 | 10.4
8599 | City of Hill City | 1285 | Hill City | KS | GRAHAM | 5 | IC | OP | 1.3 | 1.2 | 1.2 |  | 10 | 1974 | NG | DFO | N | N | N | Electric Utility |  |  |  |  | N | [57 empty] | GAS | [39 empty] | 1.1659 | 0.0016829 | 10.4
8599 | City of Hill City | 1285 | Hill City | KS | GRAHAM | 6 | IC | OP | 1.3 | 1.2 | 1.2 |  | 12 | 1974 | NG | DFO | N | N | N | Electric Utility |  |  |  |  | N | [57 empty] | GAS | [39 empty] | 1.1659 | 0.0016829 | 10.4
8628 | City of Hillsboro | 56098 | Hillsboro | ND | TRAILL | 1 | IC | OP | 2 | 2 | 2 |  | 7 | 2002 | DFO |  | N | Y | N | Electric Utility |  |  |  |  | N | [57 empty] | LIQUID | [39 empty] | 0.7385 | 0.025484 | 12.5895
8628 | City of Hillsboro | 56098 | Hillsboro | ND | TRAILL | 2 | IC | OP | 2 | 2 | 2 |  | 7 | 2002 | DFO |  | N | Y | N | Electric Utility |  |  |  |  | N | [57 empty] | LIQUID | [39 empty] | 0.7385 | 0.025484 | 12.5895
8631 | Hillsdale Board of Public Wks | 1829 | Hillsdale | MI | Hillsdale | 10 | IC | OP | 1.8 | 1.8 | 1.8 |  | 6 | 2008 | DFO |  | N | Y | N | Electric Utility |  |  |  |  | N | [57 empty] | LIQUID | [39 empty] | 0.7385 | 0.025484 | 12.5895
8631 | Hillsdale Board of Public Wks | 1829 | Hillsdale | MI | Hillsdale | 2 | IC | OP | 2.7 | 1.9 | 1.9 |  | 3 | 1947 | DFO |  | N | Y | N | Electric Utility |  |  |  |  | N | [57 empty] | LIQUID | [39 empty] | 0.7385 | 0.025484 | 12.5895
8631 | Hillsdale Board of Public Wks | 1829 | Hillsdale | MI | Hillsdale | 3 | IC | OP | 3.5 | 2.4 | 2.4 |  | 8 | 1954 | NG | DFO | Y | Y | N | Electric Utility |  |  |  |  | N | [57 empty] | GAS | [39 empty] | 1.1659 | 0.0016829 | 10.4
8631 | Hillsdale Board of Public Wks | 1829 | Hillsdale | MI | Hillsdale | 4 | IC | OP | 4.1 | 3.7 | 3.7 |  | 6 | 1960 | NG | DFO | Y | Y | N | Electric Utility |  |  |  |  | N | [57 empty] | GAS | [39 empty] | 1.1659 | 0.0016829 | 10.4
8631 | Hillsdale Board of Public Wks | 1829 | Hillsdale | MI | Hillsdale | 5 | IC | OP | 5.6 | 5.6 | 5.6 |  | 9 | 1973 | NG | DFO | Y | Y | N | Electric Utility |  |  |  |  | N | [57 empty] | GAS | [39 empty] | 1.1659 | 0.0016829 | 10.4
8631 | Hillsdale Board of Public Wks | 1829 | Hillsdale | MI | Hillsdale | 6 | IC | OP | 6 | 6 | 6 |  | 4 | 1976 | NG | DFO | Y | Y | N | Electric Utility |  |  |  |  | N | [57 empty] | GAS | [39 empty] | 1.1659 | 0.0016829 | 10.4
8631 | Hillsdale Board of Public Wks | 1829 | Hillsdale | MI | Hillsdale | 7 | IC | OP | 1.6 | 1.5 | 1.5 |  | 6 | 2008 | DFO |  | N | Y | N | Electric Utility |  |  |  |  | N | [57 empty] | LIQUID | [39 empty] | 0.7385 | 0.025484 | 12.5895
8631 | Hillsdale Board of Public Wks | 1829 | Hillsdale | MI | Hillsdale | 8 | IC | OP | 1.6 | 1.5 | 1.5 |  | 6 | 2008 | DFO |  | N | Y | N | Electric Utility |  |  |  |  | N | [57 empty] | LIQUID | [39 empty] | 0.7385 | 0.025484 | 12.5895
8631 | Hillsdale Board of Public Wks | 1829 | Hillsdale | MI | Hillsdale | 9 | IC | OP | 1.8 | 1.8 | 1.8 |  | 6 | 2008 | DFO |  | N | Y | N | Electric Utility |  |  |  |  | N | [57 empty] | LIQUID | [39 empty] | 0.7385 | 0.025484 | 12.5895
8633 | Hillsborough County | 50858 | Hillsborough County Resource Recovery | FL | Hillsborough | GEN1 | ST | OP | 29 | 26 | 26 |  | 4 | 1987 | MSW |  | N | Y | N | IPP Non-CHP |  |  |  |  | N | [25 empty] | OP | SD |  |  |  | LI |  |  |  | N |  | 99 | 0.67¦¦ .42¦¦ .42¦¦ .42 | 73061¦¦ 97000¦¦ 97000¦¦ 97000 | 100 | OP | BP | [8 empty] | 99.9 | 0.027¦¦ .017¦¦ .017¦¦ .017 | 75835¦¦ 97000¦¦ 97000¦¦ 97000 |  |  |  |  | OTHER SOLID | [39 empty] | 0 | 0 | 10.4
8633 | Hillsborough County | 50858 | Hillsborough County Resource Recovery | FL | Hillsborough | GEN2 | ST | OP | 18 | 16 | 16 |  | 6 | 2009 | MSW |  | N | Y | N | IPP Non-CHP | [30 empty] | OP | SD |  |  |  | LI |  |  |  | N |  | 99 | 0.67¦¦ .42¦¦ .42¦¦ .42 | 73061¦¦ 97000¦¦ 97000¦¦ 97000 | 100 | OP | BP | [8 empty] | 99.9 | 0.027¦¦ .017¦¦ .017¦¦ .017 | 75835¦¦ 97000¦¦ 97000¦¦ 97000 |  |  |  |  | OTHER SOLID | [39 empty] | 0 | 0 | 10.4
8641 | Hillman Power Co | 10346 | Hillman Power LLC | MI | Montmorency | GEN1 | ST | OP | 20 | 17.7 | 18.1 |  | 12 | 1987 | WDS | TDF | Y | Y | N | IPP Non-CHP |  |  |  |  | N | [40 empty] | OP | EK¦¦MC | [8 empty] | 99 | 5 | 116000 |  |  |  |  | OTHER SOLID | [39 empty] | 0.22197 | 0.031297 | 13.7729
8683 | CSL Behring LLC | 54790 | CSL Behring LLC | IL | Kankakee | GEN1 | GT | OP | 4.2 | 3.8 | 5.3 |  | 5 | 1993 | NG |  | N | N | Y | Industrial CHP |  |  |  |  | N | [57 empty] | GAS | [39 empty] | 0.30073 | 0.0033274 | 9.6695
8688 | Hofstra University | 51035 | Hofstra University | NY | Nassau | GEN1 | IC | OP | 1.1 | 1.1 | 1.1 |  | 9 | 1990 | NG | DFO | Y | Y | Y | Commercial CHP |  |  |  |  | N | [57 empty] | GAS | [39 empty] | 1.1659 | 0.0016829 | 10.4
8688 | Hofstra University | 51035 | Hofstra University | NY | Nassau | GEN2 | IC | OP | 1.1 | 1.1 | 1.1 |  | 9 | 1990 | NG | DFO | Y | Y | Y | Commercial CHP |  |  |  |  | N | [57 empty] | GAS | [39 empty] | 1.1659 | 0.0016829 | 10.4
8693 | Aventis Pharmaceuticals Inc | 10122 | Aventis Pharmaceuticals | NJ | Somerset | 2 | GT | OP | 5 | 4 | 4.5 |  | 11 | 2002 | NG | DFO | Y | Y | Y | Industrial CHP |  |  |  |  | N | [57 empty] | GAS | [39 empty] | 0.22083 | 0.0028125 | 10.2807
8701 | Hoffman LaRoche Inc | 10123 | Hoffmann LaRoche | NJ | Essex | TG01 | GT | OP | 5.3 | 4.1 | 5.3 |  | 5 | 2004 | NG | DFO | Y | N | Y | Industrial CHP |  |  |  |  | N | [57 empty] | GAS | [39 empty] | 0.18699 | 0.0023668 | 10.4004
8701 | Hoffman LaRoche Inc | 10123 | Hoffmann LaRoche | NJ | Essex | TG03 | GT | OP | 5.3 | 4.1 | 5.3 |  | 5 | 2004 | NG | DFO | Y | N | Y | Industrial CHP |  |  |  |  | N | [57 empty] | GAS | [39 empty] | 0.18699 | 0.0023668 | 10.4004
8703 | City of Hoisington | 1286 | Hoisington | KS | Barton | 1 | IC | OP | 0.2 | 0.2 | 0.2 |  | 8 | 1940 | DFO |  | N | Y | N | Electric Utility | [62 empty] | LIQUID | [39 empty] | 0.7385 | 0.025484 | 12.5895
8703 | City of Hoisington | 1286 | Hoisington | KS | Barton | 2A | IC | OP | 1 | 1.1 | 1.1 |  | 9 | 1996 | DFO |  | N | Y | N | Electric Utility | [62 empty] | LIQUID | [39 empty] | 0.7385 | 0.025484 | 12.5895
8703 | City of Hoisington | 1286 | Hoisington | KS | Barton | 6 | IC | OP | 2 | 2 | 2 |  | 8 | 1961 | NG | DFO | Y | Y | N | Electric Utility | [62 empty] | GAS | [39 empty] | 1.1659 | 0.0016829 | 10.4
8703 | City of Hoisington | 1286 | Hoisington | KS | Barton | 7 | IC | OP | 4 | 4 | 4 |  | 8 | 1966 | NG | DFO | Y | Y | N | Electric Utility | [62 empty] | GAS | [39 empty] | 1.1659 | 0.0016829 | 10.4
8703 | City of Hoisington | 1286 | Hoisington | KS | Barton | 8 | IC | OP | 7 | 7 | 7 |  | 6 | 1981 | NG | DFO | Y | Y | N | Electric Utility | [62 empty] | GAS | [39 empty] | 1.1659 | 0.0016829 | 10.4
8705 | Hoffer Plastics | 54523 | Hoffer Plastics | IL | Kane | GEN1 | IC | OP | 0.8 | 0.8 | 0.8 |  | 4 | 1992 | NG |  | N | Y | N | Industrial Non-CHP |  |  |  |  | N | [57 empty] | GAS | [39 empty] | 1.1659 | 0.0016829 | 10.4
8705 | Hoffer Plastics | 54523 | Hoffer Plastics | IL | Kane | GEN2 | IC | OP | 0.8 | 0.8 | 0.8 |  | 4 | 1992 | NG |  | N | Y | N | Industrial Non-CHP |  |  |  |  | N | [57 empty] | GAS | [39 empty] | 1.1659 | 0.0016829 | 10.4
8705 | Hoffer Plastics | 54523 | Hoffer Plastics | IL | Kane | GEN3 | IC | OP | 0.8 | 0.8 | 0.8 |  | 4 | 1992 | NG |  | N | Y | N | Industrial Non-CHP |  |  |  |  | N | [57 empty] | GAS | [39 empty] | 1.1659 | 0.0016829 | 10.4
8705 | Hoffer Plastics | 54523 | Hoffer Plastics | IL | Kane | GEN4 | IC | OP | 0.8 | 0.8 | 0.8 |  | 4 | 1992 | NG |  | N | Y | N | Industrial Non-CHP |  |  |  |  | N | [57 empty] | GAS | [39 empty] | 1.1659 | 0.0016829 | 10.4
8705 | Hoffer Plastics | 54523 | Hoffer Plastics | IL | Kane | GEN5 | IC | OP | 0.8 | 0.8 | 0.8 |  | 4 | 1992 | NG |  | N | Y | N | Industrial Non-CHP |  |  |  |  | N | [57 empty] | GAS | [39 empty] | 1.1659 | 0.0016829 | 10.4
8705 | Hoffer Plastics | 54523 | Hoffer Plastics | IL | Kane | GEN6 | IC | OP | 0.8 | 0.8 | 0.8 |  | 4 | 1992 | NG |  | N | Y | N | Industrial Non-CHP |  |  |  |  | N | [57 empty] | GAS | [39 empty] | 1.1659 | 0.0016829 | 10.4
8705 | Hoffer Plastics | 54523 | Hoffer Plastics | IL | Kane | GEN7 | IC | OP | 0.8 | 0.8 | 0.8 |  | 4 | 1992 | NG |  | N | Y | N | Industrial Non-CHP |  |  |  |  | N | [57 empty] | GAS | [39 empty] | 1.1659 | 0.0016829 | 10.4
8705 | Hoffer Plastics | 54523 | Hoffer Plastics | IL | Kane | GEN8 | IC | OP | 0.8 | 0.8 | 0.8 |  | 4 | 1992 | NG |  | N | Y | N | Industrial Non-CHP |  |  |  |  | N | [57 empty] | GAS | [39 empty] | 1.1659 | 0.0016829 | 10.4
8705 | Hoffer Plastics | 54523 | Hoffer Plastics | IL | Kane | GEN9 | IC | OP | 0.8 | 0.8 | 0.8 |  | 4 | 1995 | NG |  | N | Y | N | Industrial Non-CHP |  |  |  |  | N | [57 empty] | GAS | [39 empty] | 1.1659 | 0.0016829 | 10.4
8723 | City of Holland | 1830 | James De Young | MI | Ottawa | 3 | ST | OP | 11.5 | 10.5 | 10.5 |  | 4 | 1951 | BIT |  | N | Y | N | Electric Utility |  |  |  |  | N | Y |  | Y | [37 empty] | OP | EK |  |  | 7.3 |  | 0.6 | 1 |  |  | 97.4 | 1.42 | 75000 |  |  |  |  | COAL | [39 empty] | 0.73351 | 1.417 | 13.2829
8723 | City of Holland | 1830 | James De Young | MI | Ottawa | 4 | ST | OP | 22 | 20.5 | 20.5 |  | 5 | 1962 | BIT | NG | Y | Y | N | Electric Utility |  |  |  |  | N | Y |  | Y | [37 empty] | OP | EK |  |  | 7.3 |  | 0.9 | 3.2 |  |  | 99 | 2.94 | 110112 |  |  |  |  | COAL | MI | James De Young | 1830 | 5 | 2010 |  | ARP, CAIRNOX, CAIROS, CAIRSO2 | 5654.06 | 12 | 87195.22 |  | 617.653 | 0.4203 | 264.284 | 131286.598 | 1251836.312 | 5 | East Central Area Reliability Coordination Agreement | Ottawa | Electric Utility | 4911 | Electric Services | 42.7956 | -86.1133 | City of Holland (Owner/Operator) | Phase 2 | Phase 2 | Operating | Dry bottom wall-fired boiler | Coal | Pipeline Natural Gas |  | Low NOx Burner Technology (Dry Bottom only) | Electrostatic Precipitator | 430 | 14.1061 | COAL | 26 | 365.8537 | 0.4203 | 0.9868 | 14.1061
8723 | City of Holland | 1830 | James De Young | MI | Ottawa | 5 | ST | OP | 29.3 | 27 | 27 |  | 6 | 1969 | BIT | NG | Y | Y | N | Electric Utility |  |  |  |  | N | Y |  | Y | [37 empty] | OP | EK |  |  | 10 |  | 0.6 | 1 |  |  | 97.4 | 3.83 | 127000 |  |  |  |  | COAL | MI | James De Young | 1830 | 5 | 2010 |  | ARP, CAIRNOX, CAIROS, CAIRSO2 | 5654.06 | 12 | 87195.22 |  | 617.653 | 0.4203 | 264.284 | 131286.598 | 1251836.312 | 5 | East Central Area Reliability Coordination Agreement | Ottawa | Electric Utility | 4911 | Electric Services | 42.7956 | -86.1133 | City of Holland (Owner/Operator) | Phase 2 | Phase 2 | Operating | Dry bottom wall-fired boiler | Coal | Pipeline Natural Gas |  | Low NOx Burner Technology (Dry Bottom only) | Electrostatic Precipitator | 430 | 14.1061 | COAL | 26 | 1980.7692 | 0.4203 | 0.9868 | 14.1061
8723 | City of Holland | 7268 | 491 E 48th Street | MI | Allegan | 7 | GT | OP | 39.1 | 32 | 39 |  | 5 | 1992 | NG | DFO | N | Y | N | Electric Utility |  |  |  |  | N | [57 empty] | GAS | [39 empty] | 0.13585 | 0.0021586 | 12.0801
8723 | City of Holland | 7268 | 491 E 48th Street | MI | Allegan | 8 | GT | OP | 39.1 | 32 | 39 |  | 5 | 1992 | NG | DFO | N | Y | N | Electric Utility |  |  |  |  | N | [57 empty] | GAS | [39 empty] | 0.13585 | 0.0021586 | 12.0801
8723 | City of Holland | 7268 | 491 E 48th Street | MI | Allegan | 9 | GT | OP | 83.5 | 72 | 83.5 |  | 4 | 2000 | NG |  | N | Y | N | Electric Utility |  |  |  |  | N | [57 empty] | GAS | [39 empty] | 0.075033 | 0.0012791 | 11.7477
8723 | City of Holland | 6356 | Sixth Street | MI | Ottawa | 1 | GT | OP | 24 | 16 | 20 |  | 5 | 1974 | DFO |  | N | Y | N | Electric Utility |  |  |  |  | N | [57 empty] | LIQUID | [39 empty] | 0.81521 | 0.14076 | 13.099
8725 | Hollow Dam Power Company | 10124 | Hollow Dam Power Partnership | NY | St Lawrence | HY1 | HY | OP | 0.5 | 0.3 | 0.3 |  | 12 | 1987 | WAT |  | N | Y | N | IPP Non-CHP |  |  |  |  | N | [57 empty] | N/A | [39 empty] | 0 | 0 | 10.4
8725 | Hollow Dam Power Company | 10124 | Hollow Dam Power Partnership | NY | St Lawrence | HY2 | HY | OP | 0.5 | 0.3 | 0.3 |  | 12 | 1987 | WAT |  | N | Y | N | IPP Non-CHP |  |  |  |  | N | [57 empty] | N/A | [39 empty] | 0 | 0 | 10.4
8736 | Hollingworth & Vose Co | 10853 | Center Falls | NY | Washington | 1 | HY | OP | 0.4 | 0.3 | 0.4 |  | 1 | 1984 | WAT |  | N | Y | N | Industrial Non-CHP | [62 empty] | N/A | [39 empty] | 0 | 0 | 10.4
8736 | Hollingworth & Vose Co | 10853 | Center Falls | NY | Washington | 3 | HY | OP | 0.3 | 0.2 | 0.3 |  | 1 | 1984 | WAT |  | N | Y | N | Industrial Non-CHP | [62 empty] | N/A | [39 empty] | 0 | 0 | 10.4
8736 | Hollingworth & Vose Co | 10853 | Center Falls | NY | Washington | 2 | HY | OP | 0.4 | 0.3 | 0.4 |  | 1 | 1984 | WAT |  | N | Y | N | Industrial Non-CHP | [62 empty] | N/A | [39 empty] | 0 | 0 | 10.4
8758 | Honeywell Farm Inc | 10125 | Honeywell Farms | NY | QUEENS | 1 | IC | OP | 0.8 | 0.8 | 0.8 |  | 10 | 1992 | NG |  | N | N | Y | Industrial CHP |  |  |  |  | N | [57 empty] | GAS | [39 empty] | 1.1659 | 0.0016829 | 10.4
8758 | Honeywell Farm Inc | 10125 | Honeywell Farms | NY | QUEENS | 2 | IC | OP | 0.8 | 0.8 | 0.8 |  | 12 | 1992 | NG |  | N | N | Y | Industrial CHP |  |  |  |  | N | [57 empty] | GAS | [39 empty] | 1.1659 | 0.0016829 | 10.4
8758 | Honeywell Farm Inc | 10125 | Honeywell Farms | NY | QUEENS | 5 | IC | OP | 0.8 | 0.8 | 0.8 |  | 5 | 1990 | NG |  | N | N | Y | Industrial CHP |  |  |  |  | N | [57 empty] | GAS | [39 empty] | 1.1659 | 0.0016829 | 10.4
8770 | City of Holton | 1287 | Holton | KS | Jackson | 10 | IC | OP | 2 | 1.8 | 2 |  | 8 | 1970 | DFO | NG | N | Y | N | Electric Utility | [62 empty] | LIQUID | [39 empty] | 0.7385 | 0.025484 | 12.5895
8770 | City of Holton | 1287 | Holton | KS | Jackson | 11 | IC | OP | 2.4 | 2.2 | 2.4 |  | 1 | 1994 | DFO | NG | N | Y | N | Electric Utility | [62 empty] | LIQUID | [39 empty] | 0.7385 | 0.025484 | 12.5895
8770 | City of Holton | 1287 | Holton | KS | Jackson | 12 | IC | OP | 3.1 | 3 | 3.1 |  | 5 | 2001 | NG | DFO | N | Y | N | Electric Utility | [62 empty] | GAS | [39 empty] | 1.1659 | 0.0016829 | 10.4
8770 | City of Holton | 1287 | Holton | KS | Jackson | 13 | IC | OP | 3.1 | 3 | 3.1 |  | 5 | 2001 | NG | DFO | N | Y | N | Electric Utility | [62 empty] | GAS | [39 empty] | 1.1659 | 0.0016829 | 10.4
8770 | City of Holton | 1287 | Holton | KS | Jackson | 6 | IC | OP | 1.8 | 1.4 | 1.7 |  | 2 | 1958 | DFO | NG | N | Y | N | Electric Utility | [62 empty] | LIQUID | [39 empty] | 0.7385 | 0.025484 | 12.5895
8770 | City of Holton | 1287 | Holton | KS | Jackson | 7 | IC | OP | 2.8 | 2.4 | 2.6 |  | 5 | 1963 | DFO | NG | N | Y | N | Electric Utility | [62 empty] | LIQUID | [39 empty] | 0.7385 | 0.025484 | 12.5895
8770 | City of Holton | 1287 | Holton | KS | Jackson | 8 | IC | OP | 4.3 | 3.8 | 4 |  | 6 | 1969 | DFO | NG | N | Y | N | Electric Utility | [62 empty] | LIQUID | [39 empty] | 0.7385 | 0.025484 | 12.5895
8770 | City of Holton | 1287 | Holton | KS | Jackson | 9 | IC | OP | 2 | 1.8 | 2 |  | 8 | 1970 | DFO | NG | N | Y | N | Electric Utility | [62 empty] | LIQUID | [39 empty] | 0.7385 | 0.025484 | 12.5895
8776 | City of Holyoke Gas and Electric Dept. | 1605 | Hadley Falls | MA | Hampden | 1 | HY | OP | 17.6 | 15.3 | 15.3 |  | 1 | 1952 | WAT |  | N | Y | N | Electric Utility |  |  |  |  | N | [57 empty] | N/A | [39 empty] | 0 | 0 | 10.4
8776 | City of Holyoke Gas and Electric Dept. | 1603 | Boatlock | MA | Hampden | 1 | HY | OP | 0.7 | 0.7 | 0.7 |  | 1 | 1921 | WAT |  | N | Y | N | Electric Utility |  |  |  |  | N | [57 empty] | N/A | [39 empty] | 0 | 0 | 10.4
8776 | City of Holyoke Gas and Electric Dept. | 1603 | Boatlock | MA | Hampden | 2 | HY | OP | 1.2 | 1.2 | 1.2 |  | 1 | 1924 | WAT |  | N | Y | N | Electric Utility |  |  |  |  | N | [57 empty] | N/A | [39 empty] | 0 | 0 | 10.4
8776 | City of Holyoke Gas and Electric Dept. | 1603 | Boatlock | MA | Hampden | 3 | HY | OP | 1.2 | 1.2 | 1.2 |  | 1 | 1924 | WAT |  | N | Y | N | Electric Utility | [62 empty] | N/A | [39 empty] | 0 | 0 | 10.4
8776 | City of Holyoke Gas and Electric Dept. | 1604 | Chemical | MA | Hampden | 1 | HY | OP | 0.8 | 0.8 | 0.8 |  | 1 | 1935 | WAT |  | N | Y | N | Electric Utility |  |  |  |  | N | [57 empty] | N/A | [39 empty] | 0 | 0 | 10.4
8776 | City of Holyoke Gas and Electric Dept. | 1604 | Chemical | MA | Hampden | 2 | HY | OP | 0.8 | 0.8 | 0.8 |  | 1 | 1935 | WAT |  | N | Y | N | Electric Utility |  |  |  |  | N | [57 empty] | N/A | [39 empty] | 0 | 0 | 10.4
8776 | City of Holyoke Gas and Electric Dept. | 1605 | Hadley Falls | MA | Hampden | 2 | HY | OP | 15.8 | 15 | 15 |  | 11 | 1983 | WAT |  | N | Y | N | Electric Utility |  |  |  |  | N | [57 empty] | N/A | [39 empty] | 0 | 0 | 10.4
8776 | City of Holyoke Gas and Electric Dept. | 1607 | Riverside | MA | Hampden | 4 | HY | OP | 0.8 | 0.8 | 0.8 |  | 1 | 1906 | WAT |  | N | Y | N | Electric Utility |  |  |  | 2013 | N | [57 empty] | N/A | [39 empty] | 0 | 0 | 10.4
8776 | City of Holyoke Gas and Electric Dept. | 1607 | Riverside | MA | Hampden | 5 | HY | OP | 0.6 | 0.6 | 0.6 |  | 1 | 1906 | WAT |  | N | Y | N | Electric Utility |  |  |  | 2013 | N | [57 empty] | N/A | [39 empty] | 0 | 0 | 10.4
8776 | City of Holyoke Gas and Electric Dept. | 1607 | Riverside | MA | Hampden | 7 | HY | OP | 1.5 | 1.5 | 1.5 |  | 1 | 1922 | WAT |  | N | Y | N | Electric Utility |  |  |  |  | N | [57 empty] | N/A | [39 empty] | 0 | 0 | 10.4
8776 | City of Holyoke Gas and Electric Dept. | 1607 | Riverside | MA | Hampden | 8 | HY | OP | 4 | 4 | 4 |  | 1 | 1931 | WAT |  | N | Y | N | Electric Utility |  |  |  |  | N | [57 empty] | N/A | [39 empty] | 0 | 0 | 10.4
8776 | City of Holyoke Gas and Electric Dept. | 1630 | Cobble Mountain | MA | Hampden | 1 | HY | OP | 13 | 12.9 | 13 |  | 1 | 1930 | WAT |  | N | Y | N | IPP Non-CHP | [62 empty] | N/A | [39 empty] | 0 | 0 | 10.4
8776 | City of Holyoke Gas and Electric Dept. | 1630 | Cobble Mountain | MA | Hampden | 2 | HY | OP | 7 | 6.8 | 6.9 |  | 1 | 1930 | WAT |  | N | Y | N | IPP Non-CHP | [62 empty] | N/A | [39 empty] | 0 | 0 | 10.4
8776 | City of Holyoke Gas and Electric Dept. | 1630 | Cobble Mountain | MA | Hampden | 3 | HY | OP | 13 | 12.9 | 13 |  | 1 | 1930 | WAT |  | N | Y | N | IPP Non-CHP | [62 empty] | N/A | [39 empty] | 0 | 0 | 10.4
8776 | City of Holyoke Gas and Electric Dept. | 9864 | Cabot Holyoke | MA | Hampden | 1 | HY | OP | 0.8 | 0.6 | 0.6 |  | 1 | 1893 | WAT |  | N | Y | N | Electric Utility |  |  |  |  | N | [57 empty] | N/A | [39 empty] | 0 | 0 | 10.4
8776 | City of Holyoke Gas and Electric Dept. | 9864 | Cabot Holyoke | MA | Hampden | 2 | HY | OP | 0.8 | 0.6 | 0.6 |  | 1 | 1938 | WAT |  | N | Y | N | Electric Utility |  |  |  |  | N | [57 empty] | N/A | [39 empty] | 0 | 0 | 10.4
8776 | City of Holyoke Gas and Electric Dept. | 9864 | Cabot Holyoke | MA | Hampden | 3 | HY | OP | 0.4 | 0.3 | 0.3 |  | 1 | 1939 | WAT |  | N | Y | N | Electric Utility |  |  |  |  | N | [57 empty] | N/A | [39 empty] | 0 | 0 | 10.4
8776 | City of Holyoke Gas and Electric Dept. | 9864 | Cabot Holyoke | MA | Hampden | 4 | HY | OP | 0.6 | 0.5 | 0.5 |  | 1 | 1907 | WAT |  | N | Y | N | Electric Utility |  |  |  |  | N | [57 empty] | N/A | [39 empty] | 0 | 0 | 10.4
8776 | City of Holyoke Gas and Electric Dept. | 54981 | Harris Energy Realty | MA | Hampden | ALBA | HY | OP | 0.3 | 0.3 | 0.3 |  | 1 | 1999 | WAT |  | N | Y | N | Electric Utility |  |  |  | 2014 | [58 empty] | N/A | [39 empty] | 0 | 0 | 10.4
8776 | City of Holyoke Gas and Electric Dept. | 54981 | Harris Energy Realty | MA | Hampden | ALBD | HY | OP | 0.5 | 0.4 | 0.4 |  | 1 | 1982 | WAT |  | N | Y | N | Electric Utility |  |  |  | 2014 | [58 empty] | N/A | [39 empty] | 0 | 0 | 10.4
8776 | City of Holyoke Gas and Electric Dept. | 54981 | Harris Energy Realty | MA | Hampden | C-AB | HY | OP | 0.3 | 0.3 | 0.3 |  | 1 | 1982 | WAT |  | N | Y | N | Electric Utility |  |  |  | 2012 | [58 empty] | N/A | [39 empty] | 0 | 0 | 10.4
8776 | City of Holyoke Gas and Electric Dept. | 54981 | Harris Energy Realty | MA | Hampden | C-C | HY | OP | 0.3 | 0.2 | 0.2 |  | 1 | 1982 | WAT |  | N | Y | N | Electric Utility |  |  |  | 2012 | [58 empty] | N/A | [39 empty] | 0 | 0 | 10.4
8776 | City of Holyoke Gas and Electric Dept. | 54981 | Harris Energy Realty | MA | Hampden | GILA | HY | OP | 0.5 | 0.5 | 0.5 |  | 1 | 1982 | WAT |  | N | Y | N | Electric Utility |  |  |  | 2012 | [58 empty] | N/A | [39 empty] | 0 | 0 | 10.4
8776 | City of Holyoke Gas and Electric Dept. | 54981 | Harris Energy Realty | MA | Hampden | GILD | HY | OP | 0.4 | 0.3 | 0.3 |  | 1 | 1982 | WAT |  | N | Y | N | Electric Utility |  |  |  | 2014 | [58 empty] | N/A | [39 empty] | 0 | 0 | 10.4
8776 | City of Holyoke Gas and Electric Dept. | 54981 | Harris Energy Realty | MA | Hampden | NONO | HY | OP | 0.5 | 0.5 | 0.5 |  | 1 | 1982 | WAT |  | N | Y | N | Electric Utility |  |  |  | 2013 | [58 empty] | N/A | [39 empty] | 0 | 0 | 10.4
8776 | City of Holyoke Gas and Electric Dept. | 54981 | Harris Energy Realty | MA | Hampden | TOM | HY | OP | 0.5 | 0.4 | 0.4 |  | 1 | 1982 | WAT |  | N | Y | N | Electric Utility |  |  |  | 2013 | [58 empty] | N/A | [39 empty] | 0 | 0 | 10.4
8785 | Homestretch Geothermal LLC | 55988 | Wabuska | NV | Lyon | 1 | ST | OP | 0.6 | 0.4 | 0.4 |  | 3 | 1984 | GEO |  | N | Y | N | IPP Non-CHP |  |  |  |  | N | [57 empty] | N/A | [39 empty] | 0 | 0 | 10.4
8785 | Homestretch Geothermal LLC | 55988 | Wabuska | NV | Lyon | 2 | ST | OP | 0.8 | 0.4 | 0.5 |  | 5 | 1988 | GEO |  | N | Y | N | IPP Non-CHP |  |  |  |  | N | [57 empty] | N/A | [39 empty] | 0 | 0 | 10.4
8785 | Homestretch Geothermal LLC | 55988 | Wabuska | NV | Lyon | 3 | ST | OP | 0.8 | 0.1 | 0.6 |  | 7 | 2002 | GEO |  | N | Y | N | IPP Non-CHP |  |  |  |  | N | [57 empty] | N/A | [39 empty] | 0 | 0 | 10.4
8785 | Homestretch Geothermal LLC | 55988 | Wabuska | NV | Lyon | 4 | ST | OP | 0.8 | 0.4 | 0.5 |  | 8 | 2011 | GEO |  | N | Y | N | IPP Non-CHP | [62 empty] | N/A | [39 empty] | 0 | 0 | 10.4
8785 | Homestretch Geothermal LLC | 55988 | Wabuska | NV | Lyon | 5 | ST | OP | 0.8 | 0.4 | 0.5 |  | 9 | 2011 | GEO |  | N | Y | N | IPP Non-CHP | [62 empty] | N/A | [39 empty] | 0 | 0 | 10.4
8785 | Homestretch Geothermal LLC | 55988 | Wabuska | NV | Lyon | 6 | ST | OP | 0.8 | 0.4 | 0.5 |  | 8 | 2011 | GEO |  | N | Y | N | IPP Non-CHP |  |  |  |  | N | [57 empty] | N/A | [39 empty] | 0 | 0 | 10.4
8785 | Homestretch Geothermal LLC | 55988 | Wabuska | NV | Lyon | 7 | ST | OP | 0.8 | 0.4 | 0.5 |  | 8 | 2011 | GEO |  | N | Y | N | IPP Non-CHP | [62 empty] | N/A | [39 empty] | 0 | 0 | 10.4
8787 | Humboldt Bay Mun Water Dist | 10128 | Gosselin Hydro Plant | CA | Trinity | GEN1 | HY | OP | 1 | 0.2 | 0.7 |  | 6 | 1983 | WAT |  | N | Y | N | IPP Non-CHP | [62 empty] | N/A | [39 empty] | 0 | 0 | 10.4
8787 | Humboldt Bay Mun Water Dist | 10128 | Gosselin Hydro Plant | CA | Trinity | GEN2 | HY | OP | 1 | 0.2 | 0.7 |  | 6 | 1983 | WAT |  | N | Y | N | IPP Non-CHP | [62 empty] | N/A | [39 empty] | 0 | 0 | 10.4
8795 | City of Homestead | 665 | G W Ivey | FL | Dade | 11 | IC | OP | 3.2 | 3 | 3 |  | 1 | 1965 | NG | DFO | Y | Y | N | Electric Utility |  |  |  | 2013 | N | [57 empty] | GAS | [39 empty] | 1.1659 | 0.0016829 | 10.4
8795 | City of Homestead | 665 | G W Ivey | FL | Dade | 13 | IC | OP | 2 | 1.8 | 1.8 |  | 11 | 1972 | NG | DFO | Y | Y | N | Electric Utility |  |  |  |  | N | [57 empty] | GAS | [39 empty] | 1.1659 | 0.0016829 | 10.4
8795 | City of Homestead | 665 | G W Ivey | FL | Dade | 14 | IC | OP | 2 | 1.8 | 1.8 |  | 11 | 1972 | NG | DFO | Y | Y | N | Electric Utility |  |  |  |  | N | [57 empty] | GAS | [39 empty] | 1.1659 | 0.0016829 | 10.4
8795 | City of Homestead | 665 | G W Ivey | FL | Dade | 15 | IC | OP | 2 | 1.8 | 1.8 |  | 11 | 1972 | NG | DFO | Y | Y | N | Electric Utility |  |  |  |  | N | [57 empty] | GAS | [39 empty] | 1.1659 | 0.0016829 | 10.4
8795 | City of Homestead | 665 | G W Ivey | FL | Dade | 16 | IC | OP | 2 | 1.8 | 1.8 |  | 11 | 1972 | NG | DFO | Y | Y | N | Electric Utility |  |  |  |  | N | [57 empty] | GAS | [39 empty] | 1.1659 | 0.0016829 | 10.4
8795 | City of Homestead | 665 | G W Ivey | FL | Dade | 17 | IC | OP | 2 | 1.8 | 1.8 |  | 11 | 1972 | NG | DFO | Y | Y | N | Electric Utility |  |  |  |  | N | [57 empty] | GAS | [39 empty] | 1.1659 | 0.0016829 | 10.4
8795 | City of Homestead | 665 | G W Ivey | FL | Dade | 19 | IC | OP | 8.8 | 8 | 8 |  | 2 | 1975 | NG | DFO | Y | Y | N | Electric Utility |  |  |  |  | N | [57 empty] | GAS | [39 empty] | 1.1659 | 0.0016829 | 10.4
8795 | City of Homestead | 665 | G W Ivey | FL | Dade | 2 | IC | OP | 2 | 1.8 | 1.8 |  | 3 | 1970 | NG | DFO | Y | Y | N | Electric Utility |  |  |  |  | N | [57 empty] | GAS | [39 empty] | 1.1659 | 0.0016829 | 10.4
8795 | City of Homestead | 665 | G W Ivey | FL | Dade | 20 | IC | OP | 6.4 | 6 | 6 |  | 5 | 1981 | NG | DFO | Y | Y | N | Electric Utility |  |  |  |  | N | [57 empty] | GAS | [39 empty] | 1.1659 | 0.0016829 | 10.4
8795 | City of Homestead | 665 | G W Ivey | FL | Dade | 21 | IC | OP | 6.4 | 6 | 6 |  | 5 | 1981 | NG | DFO | Y | Y | N | Electric Utility |  |  |  |  | N | [57 empty] | GAS | [39 empty] | 1.1659 | 0.0016829 | 10.4
8795 | City of Homestead | 665 | G W Ivey | FL | Dade | 3 | IC | OP | 2 | 1.8 | 1.8 |  | 3 | 1970 | NG | DFO | Y | Y | N | Electric Utility |  |  |  |  | N | [57 empty] | GAS | [39 empty] | 1.1659 | 0.0016829 | 10.4
8795 | City of Homestead | 665 | G W Ivey | FL | Dade | 8 | IC | OP | 2.5 | 2 | 2 |  | 1 | 1954 | NG | DFO | Y | Y | N | Electric Utility |  |  |  | 2013 | N | [57 empty] | GAS | [39 empty] | 1.1659 | 0.0016829 | 10.4
8795 | City of Homestead | 665 | G W Ivey | FL | Dade | 9 | IC | OP | 2.5 | 2 | 2 |  | 1 | 1958 | NG | DFO | Y | Y | N | Electric Utility |  |  |  | 2013 | N | [57 empty] | GAS | [39 empty] | 1.1659 | 0.0016829 | 10.4
8797 | Hull Municipal Light Plant | 56800 | Hull Wind II | MA | Plymouth | HW2 | WT | OP | 1.8 | 1.8 | 1.8 |  | 5 | 2006 | WND |  | N | Y | N | Electric Utility | [62 empty] | N/A | [39 empty] | 0 | 0 | 10.4
8847 | City of Hopkinton | 8108 | Hopkinton | IA | Delaware | 1 | IC | OP | 1.6 | 1.6 | 1.6 |  | 9 | 1973 | DFO |  | N | Y | N | Electric Utility |  |  |  |  | N | [57 empty] | LIQUID | [39 empty] | 0.7385 | 0.025484 | 12.5895
8847 | City of Hopkinton | 8108 | Hopkinton | IA | Delaware | CAT | IC | OP | 2.5 | 2.2 | 2.2 |  | 9 | 2011 | DFO |  | N | Y | N | Electric Utility |  |  |  |  | N | [57 empty] | LIQUID | [39 empty] | 0.7385 | 0.025484 | 12.5895
8856 | Hot Spring Power Co LLC | 55714 | Hot Spring Power Project | AR | Hot Spring | GT1 | CT | OP | 242 | 208.1 | 227.5 |  | 7 | 2005 | NG |  | N | Y | N | IPP Non-CHP |  |  |  |  | N | [57 empty] | GAS | AR | Hot Spring Power Co., LLC | 55714 | SN-01 | 2010 |  | ARP, CAIROS | 2638.39 | 12 | 843333.35 |  | 1.659 | 0.0179 | 38.669 | 328590.143 | 5529209.885 | 6 | Southeastern Electric Reliability Council | Hot Spring | Electric Utility | 4911 | Electric Services | 34.4304 | -92.8333 | Hot Spring Power Company, LP (Operator) SUEZ Energy Generation NA (Owner) | Phase 2 |  | Operating | Combined cycle | Pipeline Natural Gas |  |  | Dry Low NOx Burners Selective Catalytic Reduction |  | 2800 | 6.4792 | GAS | 443 | 26.3736 | 0.0179 | 0.0006 | 9.2638
8856 | Hot Spring Power Co LLC | 55714 | Hot Spring Power Project | AR | Hot Spring | GT2 | CT | OP | 242 | 208.1 | 227.5 |  | 1 | 2006 | NG |  | N | Y | N | IPP Non-CHP |  |  |  |  | N | [57 empty] | GAS | AR | Hot Spring Power Co., LLC | 55714 | SN-02 | 2010 |  | ARP, CAIROS | 3722.43 | 12 | 1204878.31 |  | 2.372 | 0.0156 | 51.694 | 469787.47 | 7905118.93 | 6 | Southeastern Electric Reliability Council | Hot Spring | Electric Utility | 4911 | Electric Services | 34.4304 | -92.8333 | Hot Spring Power Company, LP (Operator) SUEZ Energy Generation NA (Owner) | Phase 2 |  | Operating | Combined cycle | Pipeline Natural Gas |  |  | Dry Low NOx Burners Selective Catalytic Reduction |  | 2800 | 6.5267 | GAS | 415 | 87.9121 | 0.0156 | 0.0006 | 9.2284
8856 | Hot Spring Power Co LLC | 55714 | Hot Spring Power Project | AR | Hot Spring | ST1 | CA | OP | 262 | 225.3 | 246.3 |  | 7 | 2005 | NG |  | N | Y | N | IPP Non-CHP |  |  |  |  | N | [6 empty] | SN01¦¦SN02 | 2005¦¦ 2006 | 931000 | [48 empty] | GAS | [39 empty] | 0 | 0 | 10.4
8862 | Horseshoe Bend Hydroelec Co | 54524 | Horseshoe Bend Hydroelectric Company | ID | Boise | GEN1 | HY | OP | 4.7 | 4.7 | 4.7 |  | 4 | 1995 | WAT |  | N | Y | N | IPP Non-CHP |  |  |  |  | N | [57 empty] | N/A | [39 empty] | 0 | 0 | 10.4
8862 | Horseshoe Bend Hydroelec Co | 54524 | Horseshoe Bend Hydroelectric Company | ID | Boise | GEN2 | HY | OP | 4.7 | 4.7 | 4.7 |  | 4 | 1995 | WAT |  | N | Y | N | IPP Non-CHP |  |  |  |  | N | [57 empty] | N/A | [39 empty] | 0 | 0 | 10.4
8884 | Terrebonne Parish Consol Gov't | 1439 | Houma | LA | Terrebonne | 14 | ST | OP | 12.6 | 10 | 10 |  | 8 | 1967 | NG |  | N | Y | N | Electric Utility |  |  |  |  | N | [57 empty] | GAS | LA | Houma | 1439 | 15 | 2010 |  | ARP, CAIRNOX, CAIROS, CAIRSO2 | 318.39 | 12 | 3180.07 |  | 0.017 | 0.2681 | 7.6 | 3304.253 | 55605.713 | 6 | Southwest Power Pool | Terrebonne | Electric Utility | 4911 | Electric Services | 29.5808 | -90.7222 | Terrebonne Parish (Owner/Operator) | Phase 2 |  | Operating | Dry bottom wall-fired boiler | Pipeline Natural Gas |  |  |  |  | 450 | 16.4983 | GAS | 19 | 50 | 0.2681 | 0.000611 | 16.4983
8884 | Terrebonne Parish Consol Gov't | 1439 | Houma | LA | Terrebonne | 15 | ST | OP | 25.5 | 23.5 | 23.5 |  | 8 | 1972 | NG |  | N | Y | N | Electric Utility |  |  |  |  | N | [57 empty] | GAS | LA | Houma | 1439 | 15 | 2010 |  | ARP, CAIRNOX, CAIROS, CAIRSO2 | 318.39 | 12 | 3180.07 |  | 0.017 | 0.2681 | 7.6 | 3304.253 | 55605.713 | 6 | Southwest Power Pool | Terrebonne | Electric Utility | 4911 | Electric Services | 29.5808 | -90.7222 | Terrebonne Parish (Owner/Operator) | Phase 2 |  | Operating | Dry bottom wall-fired boiler | Pipeline Natural Gas |  |  |  |  | 450 | 16.4983 | GAS | 19 | 1881.5789 | 0.2681 | 0.000611 | 16.4983
8884 | Terrebonne Parish Consol Gov't | 1439 | Houma | LA | Terrebonne | 16 | ST | OP | 40.8 | 38.6 | 38.6 |  | 1 | 1977 | NG |  | N | Y | N | Electric Utility |  |  |  |  | N | [57 empty] | GAS | LA | Houma | 1439 | 16 | 2010 |  | ARP, CAIRNOX, CAIROS, CAIRSO2 | 812.77 | 12 | 9219 |  | 0.038 | 0.1613 | 10.191 | 7537.099 | 126819.192 | 6 | Southwest Power Pool | Terrebonne | Electric Utility | 4911 | Electric Services | 29.5808 | -90.7222 | Terrebonne Parish (Owner/Operator) | Phase 2 |  | Operating | Tangentially-fired | Pipeline Natural Gas |  |  |  |  | 550 | 12.1479 | GAS | 38 | 1992.1053 | 0.1613 | 0.000599 | 12.1479
8927 | Hunterdon Cogeneration LP | 54707 | Hunterdon Cogen Facility | NJ | Hunterdon | 1 | GT | OP | 4.1 | 4.1 | 4.1 |  | 11 | 1993 | NG | DFO | Y | Y | Y | Commercial CHP | [62 empty] | GAS | [39 empty] | 0.35142 | 0.0045764 | 9.6315
8973 | Town of Hudson | 9038 | Cherry Street | MA | MIDDLESEX | 10 | IC | OP | 2.2 | 2.1 | 2.1 |  | 12 | 1962 | DFO | NG | Y | Y | N | Electric Utility | [62 empty] | LIQUID | [39 empty] | 0.7385 | 0.025484 | 12.5895
8973 | Town of Hudson | 9038 | Cherry Street | MA | MIDDLESEX | 11 | IC | OP | 2.2 | 2.1 | 2.1 |  | 12 | 1962 | DFO | NG | Y | Y | N | Electric Utility | [62 empty] | LIQUID | [39 empty] | 0.7385 | 0.025484 | 12.5895
8973 | Town of Hudson | 9038 | Cherry Street | MA | MIDDLESEX | 12 | IC | OP | 5.6 | 4.9 | 4.9 |  | 10 | 1972 | DFO | NG | Y | Y | N | Electric Utility | [62 empty] | LIQUID | [39 empty] | 0.7385 | 0.025484 | 12.5895
8973 | Town of Hudson | 9038 | Cherry Street | MA | MIDDLESEX | 7 | IC | OP | 3.3 | 2.8 | 2.8 |  | 5 | 1951 | DFO |  | N | Y | N | Electric Utility | [62 empty] | LIQUID | [39 empty] | 0.7385 | 0.025484 | 12.5895
8973 | Town of Hudson | 9038 | Cherry Street | MA | MIDDLESEX | 8 | IC | OP | 4 | 3.4 | 3.4 |  | 3 | 1956 | DFO | NG | Y | Y | N | Electric Utility | [62 empty] | LIQUID | [39 empty] | 0.7385 | 0.025484 | 12.5895
9011 | City of Hugoton | 7011 | Hugoton 2 | KS | Stevens | 10 | IC | OP | 4.3 | 4 | 4 |  | 9 | 1983 | DFO | NG | Y | Y | N | Electric Utility | [62 empty] | LIQUID | [39 empty] | 0.7385 | 0.025484 | 12.5895
9011 | City of Hugoton | 7011 | Hugoton 2 | KS | Stevens | 11 | IC | OP | 2.5 | 2.2 | 2.2 |  | 6 | 1997 | DFO | NG | Y | Y | N | Electric Utility | [62 empty] | LIQUID | [39 empty] | 0.7385 | 0.025484 | 12.5895
9011 | City of Hugoton | 7011 | Hugoton 2 | KS | Stevens | 12 | IC | OP | 3 | 2.8 | 2.8 |  | 4 | 1997 | DFO | NG | Y | Y | N | Electric Utility | [62 empty] | LIQUID | [39 empty] | 0.7385 | 0.025484 | 12.5895
9011 | City of Hugoton | 7011 | Hugoton 2 | KS | Stevens | 13 | IC | OP | 0.8 | 0.5 | 0.5 |  | 3 | 1998 | NG |  | N | Y | N | Electric Utility | [62 empty] | GAS | [39 empty] | 1.1659 | 0.0016829 | 10.4
9011 | City of Hugoton | 7011 | Hugoton 2 | KS | Stevens | 7 | IC | OP | 2.3 | 2 | 2 |  | 1 | 1964 | DFO | NG | Y | Y | N | Electric Utility | [62 empty] | LIQUID | [39 empty] | 0.7385 | 0.025484 | 12.5895
9011 | City of Hugoton | 7011 | Hugoton 2 | KS | Stevens | 8 | IC | OP | 2 | 1.8 | 1.8 |  | 1 | 1971 | DFO | NG | Y | Y | N | Electric Utility | [62 empty] | LIQUID | [39 empty] | 0.7385 | 0.025484 | 12.5895
9011 | City of Hugoton | 7011 | Hugoton 2 | KS | Stevens | 9A | IC | OP | 4.3 | 4 | 4 |  | 8 | 1994 | DFO | NG | Y | Y | N | Electric Utility | [62 empty] | LIQUID | [39 empty] | 0.7385 | 0.025484 | 12.5895
9093 | Hydro Energies Inc | 10137 | Deweys Mill | VT | Grafton | GEN1 | HY | OP | 2.5 | 2.4 | 2.3 |  | 6 | 1989 | WAT |  | N | Y | N | IPP Non-CHP |  |  |  |  | N | [57 empty] | N/A | [39 empty] | 0 | 0 | 10.4
9093 | Hydro Energies Inc | 10137 | Deweys Mill | VT | Grafton | GEN2 | HY | OP | 0.5 | 0.5 | 0.5 |  | 6 | 1989 | WAT |  | N | Y | N | IPP Non-CHP |  |  |  |  | N | [57 empty] | N/A | [39 empty] | 0 | 0 | 10.4
9097 | Huntington Resource Recovery | 50656 | Huntington Resource Recovery Facility | NY | SUFFOLK | GEN1 | ST | OP | 28 | 24.5 | 24.5 |  | 12 | 1991 | MSW |  | N | Y | N | IPP Non-CHP |  |  |  |  | N | [25 empty] | OP | SD |  |  |  | LI |  |  |  | N |  | 97 | 1¦¦ 2 | 97240¦¦ 97500¦¦ 93510 | 100 | OP | BP | [8 empty] | 99.5 | 2¦¦ 1¦¦ 2 | 98440¦¦ 97450¦¦ 92160 |  |  |  |  | OTHER SOLID | [39 empty] | 0 | 0 | 10.4
9128 | Hurricane Power Committee | 57899 | Hurricane City Power | UT | Washington | 4 | GT | OP | 2 | 1.9 | 1.9 |  | 7 | 2004 | NG |  | N | Y | N | IPP Non-CHP | [62 empty] | GAS | [39 empty] | 0.1833 | 0.0012887 | 10.0527
9128 | Hurricane Power Committee | 57899 | Hurricane City Power | UT | Washington | 5 | GT | OP | 2 | 1.9 | 1.9 |  | 7 | 2004 | NG |  | N | Y | N | IPP Non-CHP | [62 empty] | GAS | [39 empty] | 0.1833 | 0.0012887 | 10.0527
9128 | Hurricane Power Committee | 57899 | Hurricane City Power | UT | Washington | 6 | GT | OP | 2 | 1.9 | 1.9 |  | 6 | 2006 | NG |  | N | Y | N | IPP Non-CHP | [62 empty] | GAS | [39 empty] | 0.14833 | 0.0010116 | 10.2786
9128 | Hurricane Power Committee | 57899 | Hurricane City Power | UT | Washington | 7 | GT | OP | 2 | 1.9 | 1.9 |  | 5 | 2007 | NG |  | N | Y | N | IPP Non-CHP | [62 empty] | GAS | [39 empty] | 0.12765 | 0.000852 | 10.3915
9128 | Hurricane Power Committee | 57899 | Hurricane City Power | UT | Washington | 8 | GT | OP | 2 | 1.9 | 1.9 |  | 5 | 2007 | NG |  | N | Y | N | IPP Non-CHP | [62 empty] | GAS | [39 empty] | 0.12765 | 0.000852 | 10.3915
9128 | Hurricane Power Committee | 57899 | Hurricane City Power | UT | Washington | 9 | GT | OP | 2 | 1.9 | 1.9 |  | 5 | 2007 | NG |  | N | Y | N | IPP Non-CHP | [62 empty] | GAS | [39 empty] | 0.12765 | 0.000852 | 10.3915
9130 | Hutchinson Utilities Comm | 1980 | Hutchinson Plant #1 | MN | McLeod | 2 | IC | OP | 2 | 2 | 2 |  | 1 | 1958 | NG | DFO | Y | Y | N | Electric Utility |  |  |  |  | N | [57 empty] | GAS | [39 empty] | 1.1659 | 0.0016829 | 10.4
9130 | Hutchinson Utilities Comm | 1980 | Hutchinson Plant #1 | MN | McLeod | 3 | IC | OP | 4.5 | 3.9 | 3.9 |  | 1 | 1968 | NG | DFO | Y | Y | N | Electric Utility |  |  |  |  | N | [57 empty] | GAS | [39 empty] | 1.1659 | 0.0016829 | 10.4
9130 | Hutchinson Utilities Comm | 1980 | Hutchinson Plant #1 | MN | McLeod | 4 | IC | OP | 4 | 3.9 | 3.9 |  | 1 | 1968 | NG | DFO | Y | Y | N | Electric Utility |  |  |  |  | N | [57 empty] | GAS | [39 empty] | 1.1659 | 0.0016829 | 10.4
9130 | Hutchinson Utilities Comm | 1980 | Hutchinson Plant #1 | MN | McLeod | 8 | CS | OP | 16 | 11 | 13.3 |  | 1 | 1971 | NG | DFO | Y | Y | N | Electric Utility |  |  |  |  | N | [57 empty] | GAS | [39 empty] | 0.1804 | 0.0006164 | 11.4355
9130 | Hutchinson Utilities Comm | 6358 | Hutchinson Plant #2 | MN | McLeod | 2 | CT | OP | 54 | 41 | 41 |  | 11 | 1994 | NG |  | N | Y | N | Electric Utility |  |  |  |  | N | [57 empty] | GAS | MN | Hutchinson - Plant 2 | 6358 | 1 | 2010 |  | ARP | 195.39 | 12 | 7322.75 |  | 0.027 | 0.1102 | 4.61 | 5396.886 | 90819.774 | 5 |  | McLeod | Electric Utility | 4911 | Electric Services | 44.8889 | -94.35 | Hutchinson Utilities Commission (Owner/Operator) | Phase 2 |  | Operating | Combined cycle | Pipeline Natural Gas |  |  | Water Injection |  | 530 | 11.6964 | GAS | 53 | 353.6585 | 0.1102 | 0.000595 | 11.6964
9130 | Hutchinson Utilities Comm | 6358 | Hutchinson Plant #2 | MN | McLeod | 3 | CA | OP | 11.5 | 10 | 10 |  | 11 | 1994 | NG |  | N | Y | N | Electric Utility |  |  |  |  | N | [57 empty] | GAS | [39 empty] | 0 | 0 | 10.4
9130 | Hutchinson Utilities Comm | 6358 | Hutchinson Plant #2 | MN | McLeod | 9 | GT | OP | 25 | 22 | 24.3 |  | 5 | 2001 | NG |  | N | Y | N | Electric Utility |  |  |  |  | N | [57 empty] | GAS | [39 empty] | 0.10295 | 0.0013187 | 11.0922
9143 | Hydro Technology Systems Inc | 3868 | Meyers Falls | WA | Stevens | UN1 | HY | OP | 0.9 | 0.9 | 0.9 |  | 6 | 1915 | WAT |  | N | Y | N | IPP Non-CHP | [62 empty] | N/A | [39 empty] | 0 | 0 | 10.4
9143 | Hydro Technology Systems Inc | 3868 | Meyers Falls | WA | Stevens | UN2 | HY | OP | 0.3 | 0.3 | 0.3 |  | 6 | 1915 | WAT |  | N | Y | N | IPP Non-CHP | [62 empty] | N/A | [39 empty] | 0 | 0 | 10.4
9155 | Inland Empire Energy Ctr LLC | 55853 | Inland Empire Energy Center | CA | Riverside County | 1 | CS | OP | 409.5 | 345 | 376 |  | 7 | 2009 | NG |  | N | Y | N | IPP Non-CHP |  |  |  |  | N | [53 empty] | OP | LN | OV | SR | GAS | CA | Inland Empire Energy Center | 55853 | 1 | 2010 |  | ARP | 6581.89 | 12 | 2297988.12 |  | 4.415 | 0.0061 | 39.47 | 874534.567 | 14715649.02 | 9 | Western Electricity Coordinating Council | Riverside | Small Power Producer |  |  | 33.7393 | -117.1701 | Inland Empire Energy Center, LLC (Owner/Operator) | Phase 2 |  | Operating | Combined cycle | Pipeline Natural Gas |  |  | Dry Low NOx Burners Selective Catalytic Reduction |  | 2688 | 6.3874 | GAS | 392 | 1978.7234 | 0.0061 | 0.0006 | 11.4355
9155 | Inland Empire Energy Ctr LLC | 55853 | Inland Empire Energy Center | CA | Riverside County | 2 | CS | OP | 409.5 | 345 | 366 |  | 5 | 2010 | NG |  | N | Y | N | IPP Non-CHP |  |  |  |  | N | [57 empty] | GAS | CA | Inland Empire Energy Center | 55853 | 2 | 2010 |  | ARP | 4478.37 | 9 | 1404853.2 |  | 2.876 | 0.1804 | 938.754 | 569754.32 | 9587254.364 | 9 | Western Electricity Coordinating Council | Riverside | Small Power Producer |  |  | 33.7393 | -117.1701 | Inland Empire Energy Center, LLC (Owner/Operator) | Phase 2 |  | Operating | Combined cycle | Pipeline Natural Gas |  |  | Dry Low NOx Burners Selective Catalytic Reduction |  | 2688 | 6.6641 | GAS | 385 | 1974.0437 | 0.1804 | 0.0006 | 11.4355
9187 | City of Idaho Falls - (ID) | 790 | Gem State | ID | Bonneville | 1 | HY | OP | 23.4 | 23.4 | 23.4 |  | 11 | 1988 | WAT |  | N | Y | N | Electric Utility | [62 empty] | N/A | [39 empty] | 0 | 0 | 10.4
9187 | City of Idaho Falls - (ID) | 841 | City Power Plant | ID | Bonneville | 3 | HY | OP | 8 | 8 | 8 |  | 7 | 1982 | WAT |  | N | Y | N | Electric Utility | [62 empty] | N/A | [39 empty] | 0 | 0 | 10.4
9187 | City of Idaho Falls - (ID) | 844 | Upper Power Plant | ID | Bonneville | 4 | HY | OP | 8 | 8 | 8 |  | 9 | 1982 | WAT |  | N | Y | N | Electric Utility | [62 empty] | N/A | [39 empty] | 0 | 0 | 10.4
9187 | City of Idaho Falls - (ID) | 7012 | Lower No 1 | ID | BONNEVILLE | 2 | HY | OP | 8 | 8 | 8 |  | 4 | 1982 | WAT |  | N | Y | N | Electric Utility | [62 empty] | N/A | [39 empty] | 0 | 0 | 10.4
9187 | City of Idaho Falls - (ID) | 843 | Lower No 2 | ID | Bonneville | 1 | HY | OP | 3 | 3 | 3 |  | 8 | 1940 | WAT |  | N | Y | N | Electric Utility | [62 empty] | N/A | [39 empty] | 0 | 0 | 10.4
9188 | I-N-N Electric Coop, Inc | 7183 | New Halen | AK | Lake & Peninsula Bor | 1 | IC | OP | 0.3 | 0.3 | 0.3 |  | 1 | 1983 | DFO |  | N | Y | N | Electric Utility | [62 empty] | LIQUID | [39 empty] | 0.7385 | 0.025484 | 12.5895
9188 | I-N-N Electric Coop, Inc | 7183 | New Halen | AK | Lake & Peninsula Bor | 2 | IC | OP | 0.3 | 0.3 | 0.3 |  | 1 | 1983 | DFO |  | N | Y | N | Electric Utility | [62 empty] | LIQUID | [39 empty] | 0.7385 | 0.025484 | 12.5895
9188 | I-N-N Electric Coop, Inc | 7183 | New Halen | AK | Lake & Peninsula Bor | 3 | IC | OP | 0.3 | 0.3 | 0.3 |  | 1 | 1983 | DFO |  | N | Y | N | Electric Utility | [62 empty] | LIQUID | [39 empty] | 0.7385 | 0.025484 | 12.5895
9188 | I-N-N Electric Coop, Inc | 7183 | New Halen | AK | Lake & Peninsula Bor | 4 | IC | OP | 0.6 | 0.6 | 0.6 |  | 1 | 1989 | DFO |  | N | Y | N | Electric Utility | [62 empty] | LIQUID | [39 empty] | 0.7385 | 0.025484 | 12.5895
9188 | I-N-N Electric Coop, Inc | 7183 | New Halen | AK | Lake & Peninsula Bor | H-1 | HY | OP | 0.4 | 0.4 | 0.4 |  | 9 | 1998 | WAT |  | N | Y | N | Electric Utility | [62 empty] | N/A | [39 empty] | 0 | 0 | 10.4
9188 | I-N-N Electric Coop, Inc | 7183 | New Halen | AK | Lake & Peninsula Bor | H-2 | HY | OP | 0.4 | 0.4 | 0.4 |  | 9 | 1998 | WAT |  | N | Y | N | Electric Utility | [62 empty] | N/A | [39 empty] | 0 | 0 | 10.4
9191 | Idaho Power Co | 809 | American Falls | ID | Power | 1 | HY | OP | 30.8 | 36.8 | 20.3 |  | 7 | 1978 | WAT |  | N | Y | N | Electric Utility |  |  |  |  | N | [57 empty] | N/A | [39 empty] | 0 | 0 | 10.4
9191 | Idaho Power Co | 809 | American Falls | ID | Power | 2 | HY | OP | 30.8 | 36.8 | 20.3 |  | 6 | 1978 | WAT |  | N | Y | N | Electric Utility | [62 empty] | N/A | [39 empty] | 0 | 0 | 10.4
9191 | Idaho Power Co | 809 | American Falls | ID | Power | 3 | HY | OP | 30.8 | 36.8 | 20.3 |  | 3 | 1978 | WAT |  | N | Y | N | Electric Utility | [62 empty] | N/A | [39 empty] | 0 | 0 | 10.4
9191 | Idaho Power Co | 810 | Bliss | ID | Gooding | 1 | HY | OP | 25 | 26.9 | 26.5 |  | 11 | 1949 | WAT |  | N | Y | N | Electric Utility | [62 empty] | N/A | [39 empty] | 0 | 0 | 10.4
9191 | Idaho Power Co | 810 | Bliss | ID | Gooding | 2 | HY | OP | 25 | 25.7 | 24.8 |  | 1 | 1950 | WAT |  | N | Y | N | Electric Utility | [62 empty] | N/A | [39 empty] | 0 | 0 | 10.4
9191 | Idaho Power Co | 810 | Bliss | ID | Gooding | 3 | HY | OP | 25 | 28.8 | 26.6 |  | 3 | 1950 | WAT |  | N | Y | N | Electric Utility | [62 empty] | N/A | [39 empty] | 0 | 0 | 10.4
9191 | Idaho Power Co | 811 | Brownlee | ID | Washington | 1 | HY | OP | 90.1 | 123.3 | 120.1 |  | 1 | 1959 | WAT |  | N | Y | N | Electric Utility | [62 empty] | N/A | [39 empty] | 0 | 0 | 10.4
9191 | Idaho Power Co | 811 | Brownlee | ID | Washington | 2 | HY | OP | 90.1 | 131.2 | 123 |  | 12 | 1958 | WAT |  | N | Y | N | Electric Utility | [62 empty] | N/A | [39 empty] | 0 | 0 | 10.4
9191 | Idaho Power Co | 811 | Brownlee | ID | Washington | 3 | HY | OP | 90.1 | 120.2 | 118.4 |  | 10 | 1958 | WAT |  | N | Y | N | Electric Utility | [62 empty] | N/A | [39 empty] | 0 | 0 | 10.4
9191 | Idaho Power Co | 811 | Brownlee | ID | Washington | 4 | HY | OP | 90.1 | 123.1 | 123.7 |  | 8 | 1958 | WAT |  | N | Y | N | Electric Utility | [62 empty] | N/A | [39 empty] | 0 | 0 | 10.4
9191 | Idaho Power Co | 811 | Brownlee | ID | Washington | 5 | HY | OP | 225 | 246.2 | 241.7 |  | 3 | 1980 | WAT |  | N | Y | N | Electric Utility | [62 empty] | N/A | [39 empty] | 0 | 0 | 10.4
9191 | Idaho Power Co | 812 | C J Strike | ID | Owyhee | 1 | HY | OP | 27.6 | 32.3 | 32.3 |  | 3 | 1952 | WAT |  | N | Y | N | Electric Utility | [62 empty] | N/A | [39 empty] | 0 | 0 | 10.4
9191 | Idaho Power Co | 812 | C J Strike | ID | Owyhee | 2 | HY | OP | 27.6 | 31.2 | 29.6 |  | 3 | 1952 | WAT |  | N | Y | N | Electric Utility | [62 empty] | N/A | [39 empty] | 0 | 0 | 10.4
9191 | Idaho Power Co | 812 | C J Strike | ID | Owyhee | 3 | HY | OP | 27.6 | 30.7 | 30.1 |  | 3 | 1952 | WAT |  | N | Y | N | Electric Utility | [62 empty] | N/A | [39 empty] | 0 | 0 | 10.4
9191 | Idaho Power Co | 813 | Cascade | ID | Valley | 1 | HY | OP | 6.2 | 7.2 | 4.6 |  | 5 | 1984 | WAT |  | N | Y | N | Electric Utility | [62 empty] | N/A | [39 empty] | 0 | 0 | 10.4
9191 | Idaho Power Co | 813 | Cascade | ID | Valley | 2 | HY | OP | 6.2 | 7.2 | 4.6 |  | 12 | 1983 | WAT |  | N | Y | N | Electric Utility | [62 empty] | N/A | [39 empty] | 0 | 0 | 10.4
9191 | Idaho Power Co | 815 | Lower Malad | ID | Gooding | 1 | HY | OP | 13.5 | 15.3 | 14.3 |  | 10 | 1948 | WAT |  | N | Y | N | Electric Utility | [62 empty] | N/A | [39 empty] | 0 | 0 | 10.4
9191 | Idaho Power Co | 816 | Lower Salmon | ID | Gooding | 1 | HY | OP | 15 | 18.1 | 17.9 |  | 7 | 1949 | WAT |  | N | Y | N | Electric Utility | [62 empty] | N/A | [39 empty] | 0 | 0 | 10.4
9191 | Idaho Power Co | 816 | Lower Salmon | ID | Gooding | 2 | HY | OP | 15 | 18 | 16.5 |  | 9 | 1949 | WAT |  | N | Y | N | Electric Utility | [62 empty] | N/A | [39 empty] | 0 | 0 | 10.4
9191 | Idaho Power Co | 816 | Lower Salmon | ID | Gooding | 3 | HY | OP | 15 | 17.7 | 17.7 |  | 2 | 1949 | WAT |  | N | Y | N | Electric Utility | [62 empty] | N/A | [39 empty] | 0 | 0 | 10.4
9191 | Idaho Power Co | 816 | Lower Salmon | ID | Gooding | 4 | HY | OP | 15 | 18.1 | 18.5 |  | 3 | 1949 | WAT |  | N | Y | N | Electric Utility | [62 empty] | N/A | [39 empty] | 0 | 0 | 10.4
9191 | Idaho Power Co | 818 | Shoshone Falls | ID | Jerome | 1 | HY | OP | 0.6 | 0.7 | 0.7 |  | 6 | 1909 | WAT |  | N | Y | N | Electric Utility | [62 empty] | N/A | [39 empty] | 0 | 0 | 10.4
9191 | Idaho Power Co | 819 | Swan Falls | ID | Ada | 1 | HY | OP | 12.5 | 14.9 | 12.1 |  | 3 | 1994 | WAT |  | N | Y | N | Electric Utility | [62 empty] | N/A | [39 empty] | 0 | 0 | 10.4
9191 | Idaho Power Co | 819 | Swan Falls | ID | Ada | 2 | HY | OP | 12.5 | 14.5 | 12.1 |  | 5 | 1994 | WAT |  | N | Y | N | Electric Utility | [62 empty] | N/A | [39 empty] | 0 | 0 | 10.4
9191 | Idaho Power Co | 821 | Twin Falls | ID | Twin Falls | 1 | HY | OP | 8.4 | 10.1 | 10.1 |  | 3 | 1935 | WAT |  | N | Y | N | Electric Utility | [62 empty] | N/A | [39 empty] | 0 | 0 | 10.4
9191 | Idaho Power Co | 821 | Twin Falls | ID | Twin Falls | 2 | HY | OP | 44.3 | 43.1 | 34.5 |  | 7 | 1995 | WAT |  | N | Y | N | Electric Utility | [62 empty] | N/A | [39 empty] | 0 | 0 | 10.4
9191 | Idaho Power Co | 822 | Upper Salmon A | ID | Twin Falls | 1 | HY | OP | 9 | 9.5 | 9.6 |  | 9 | 1937 | WAT |  | N | Y | N | Electric Utility | [62 empty] | N/A | [39 empty] | 0 | 0 | 10.4
9191 | Idaho Power Co | 3013 | Hells Canyon | OR | Wallowa | 1 | HY | OP | 130.5 | 145.8 | 147.8 |  | 12 | 1967 | WAT |  | N | Y | N | Electric Utility | [62 empty] | N/A | [39 empty] | 0 | 0 | 10.4
9191 | Idaho Power Co | 3013 | Hells Canyon | OR | Wallowa | 2 | HY | OP | 130.5 | 150 | 150 |  | 12 | 1967 | WAT |  | N | Y | N | Electric Utility | [62 empty] | N/A | [39 empty] | 0 | 0 | 10.4
9191 | Idaho Power Co | 3013 | Hells Canyon | OR | Wallowa | 3 | HY | OP | 130.5 | 149.2 | 146.9 |  | 10 | 1967 | WAT |  | N | Y | N | Electric Utility | [62 empty] | N/A | [39 empty] | 0 | 0 | 10.4
9191 | Idaho Power Co | 3014 | Oxbow | OR | Baker | 1 | HY | OP | 47.5 | 55.3 | 55.7 |  | 7 | 1961 | WAT |  | N | Y | N | Electric Utility | [62 empty] | N/A | [39 empty] | 0 | 0 | 10.4
9191 | Idaho Power Co | 3014 | Oxbow | OR | Baker | 2 | HY | OP | 47.5 | 54.8 | 53.2 |  | 7 | 1961 | WAT |  | N | Y | N | Electric Utility | [62 empty] | N/A | [39 empty] | 0 | 0 | 10.4
9191 | Idaho Power Co | 3014 | Oxbow | OR | Baker | 3 | HY | OP | 47.5 | 54.9 | 55.9 |  | 9 | 1961 | WAT |  | N | Y | N | Electric Utility | [62 empty] | N/A | [39 empty] | 0 | 0 | 10.4
9191 | Idaho Power Co | 3014 | Oxbow | OR | Baker | 4 | HY | OP | 47.5 | 54.8 | 55.1 |  | 11 | 1961 | WAT |  | N | Y | N | Electric Utility | [62 empty] | N/A | [39 empty] | 0 | 0 | 10.4
9191 | Idaho Power Co | 7079 | Upper Salmon B | ID | Twin Falls | 1 | HY | OP | 8.2 | 8.8 | 9.4 |  | 9 | 1947 | WAT |  | N | Y | N | Electric Utility | [62 empty] | N/A | [39 empty] | 0 | 0 | 10.4
9191 | Idaho Power Co | 7190 | Milner Hydro | ID | Cassia | 1 | HY | OP | 46.6 | 47.8 | 19.5 |  | 12 | 1992 | WAT |  | N | Y | N | Electric Utility | [62 empty] | N/A | [39 empty] | 0 | 0 | 10.4
9191 | Idaho Power Co | 7190 | Milner Hydro | ID | Cassia | 2 | HY | OP | 12.1 | 12.5 | 12.5 |  | 9 | 1992 | WAT |  | N | Y | N | Electric Utility | [62 empty] | N/A | [39 empty] | 0 | 0 | 10.4
9191 | Idaho Power Co | 814 | Clear Lake | ID | Gooding | 1 | HY | OP | 2.5 | 2.1 | 2.2 |  | 12 | 1937 | WAT |  | N | Y | N | Electric Utility | [62 empty] | N/A | [39 empty] | 0 | 0 | 10.4
9191 | Idaho Power Co | 817 | Salmon Diesel | ID | Lemhi | 1 | IC | OP | 2.5 | 2.7 | 2.7 |  | 12 | 1967 | DFO |  | N | Y | N | Electric Utility | [62 empty] | LIQUID | [39 empty] | 0.7385 | 0.025484 | 12.5895
9191 | Idaho Power Co | 817 | Salmon Diesel | ID | Lemhi | 2 | IC | OP | 2.5 | 2.7 | 2.7 |  | 12 | 1967 | DFO |  | N | Y | N | Electric Utility | [62 empty] | LIQUID | [39 empty] | 0.7385 | 0.025484 | 12.5895
9191 | Idaho Power Co | 818 | Shoshone Falls | ID | Jerome | 2 | HY | OP | 0.4 | 0.4 | 0.4 |  | 8 | 1907 | WAT |  | N | Y | N | Electric Utility | [62 empty] | N/A | [39 empty] | 0 | 0 | 10.4
9191 | Idaho Power Co | 818 | Shoshone Falls | ID | Jerome | 3 | HY | OP | 11.5 | 12.8 | 12.4 |  | 8 | 1921 | WAT |  | N | Y | N | Electric Utility | [62 empty] | N/A | [39 empty] | 0 | 0 | 10.4
9191 | Idaho Power Co | 820 | Thousand Springs | ID | Gooding | 3 | HY | OP | 6.8 | 6.4 | 6.4 |  | 5 | 1920 | WAT |  | N | Y | N | Electric Utility | [62 empty] | N/A | [39 empty] | 0 | 0 | 10.4
9191 | Idaho Power Co | 822 | Upper Salmon A | ID | Twin Falls | 2 | HY | OP | 9 | 8.7 | 9.4 |  | 9 | 1937 | WAT |  | N | Y | N | Electric Utility | [62 empty] | N/A | [39 empty] | 0 | 0 | 10.4
9191 | Idaho Power Co | 823 | Upper Malad | ID | Gooding | 1 | HY | OP | 8.3 | 8.1 | 8.1 |  | 6 | 1948 | WAT |  | N | Y | N | Electric Utility | [62 empty] | N/A | [39 empty] | 0 | 0 | 10.4
9191 | Idaho Power Co | 7079 | Upper Salmon B | ID | Twin Falls | 2 | HY | OP | 8.3 | 8.4 | 9.2 |  | 9 | 1947 | WAT |  | N | Y | N | Electric Utility | [62 empty] | N/A | [39 empty] | 0 | 0 | 10.4
9191 | Idaho Power Co | 7953 | Evander Andrews Power Complex | ID | Elmore | 1 | GT | OP | 172.8 | 171 | 205 |  | 2 | 2008 | NG |  | N | Y | N | Electric Utility |  |  |  |  | N | [57 empty] | GAS | ID | Evander Andrews Power Complex | 7953 | CT1 | 2010 |  | ARP | 694.25 | 12 | 110795.35 |  | 0.335 | 0.0405 | 17.788 | 66262.736 | 1115018.71 | 10 | Western Electricity Coordinating Council | Elmore | Electric Utility | 4911 | Electric Services | 43.1794 | -115.7328 | Idaho Power Company (Owner/Operator) | Phase 2 |  | Operating | Combustion turbine | Pipeline Natural Gas |  |  | Dry Low NOx Burners |  | 2250 | 9.8142 | GAS | 203 | 495.0739 | 0.0405 | 0.000601 | 9.8142
9191 | Idaho Power Co | 7953 | Evander Andrews Power Complex | ID | Elmore | 2 | GT | OP | 50 | 38 | 49 |  | 9 | 2001 | NG |  | N | Y | N | Electric Utility | [62 empty] | GAS | ID | Evander Andrews Power Complex | 7953 | CT2 | 2010 |  | ARP | 101.07 | 12 | 3847.41 |  | 0.012 | 0.0885 | 1.56 | 2403.35 | 40443.096 | 10 | Western Electricity Coordinating Council | Elmore | Electric Utility | 4911 | Electric Services | 43.1794 | -115.7328 | Idaho Power Company (Owner/Operator) | Phase 2 |  | Operating | Combustion turbine | Pipeline Natural Gas |  |  | Dry Low NOx Burners |  | 750 | 10.2474 | GAS | 47 | 478.7234 | 0.0885 | 0.000593 | 10.2474
9191 | Idaho Power Co | 7953 | Evander Andrews Power Complex | ID | Elmore | 3 | GT | OP | 50 | 38 | 49 |  | 9 | 2001 | NG |  | N | Y | N | Electric Utility | [62 empty] | GAS | ID | Evander Andrews Power Complex | 7953 | CT3 | 2010 |  | ARP | 93.86 | 12 | 3506.3 |  | 0.011 | 0.0876 | 1.531 | 2252.684 | 37910.337 | 10 | Western Electricity Coordinating Council | Elmore | Electric Utility | 4911 | Electric Services | 43.1794 | -115.7328 | Idaho Power Company (Owner/Operator) | Phase 2 |  | Operating | Combustion turbine | Pipeline Natural Gas |  |  | Dry Low NOx Burners |  | 750 | 10.5836 | GAS | 44 | 443.1818 | 0.0876 | 0.00058 | 10.5836
9191 | Idaho Power Co | 55733 | Bennett Mountain | ID | Elmore | 1 | GT | OP | 172.8 | 164 | 171.9 |  | 4 | 2005 | NG |  | N | Y | N | Electric Utility | [62 empty] | GAS | ID | Bennett Mountain Power Project | 55733 | CT01 | 2010 |  | ARP | 287.25 | 12 | 43457.87 |  | 0.134 | 0.0713 | 15.365 | 26480.22 | 445582.377 | 10 | Western Electricity Coordinating Council | Elmore | Electric Utility |  |  | 43.1747 | -115.6252 | Idaho Power Company (Owner/Operator) | Phase 2 |  | Operating | Combustion turbine | Pipeline Natural Gas |  |  | Dry Low NOx Burners |  | 1910 | 9.9993 | GAS | 195 | 432.8098 | 0.0713 | 0.000601 | 9.9993
9205 | Illinois Electricial Gen Partn | 55759 | Roxana Resource Recovery | IL | Madison | RX1 | IC | OP | 1.1 | 0.9 | 0.9 |  | 11 | 1999 | LFG |  | N | Y | N | IPP Non-CHP |  |  |  |  | N | [57 empty] | GAS | [39 empty] | 1.1659 | 0.0016829 | 10.4
9205 | Illinois Electricial Gen Partn | 55759 | Roxana Resource Recovery | IL | Madison | RX2 | IC | OP | 1.1 | 0.9 | 0.9 |  | 11 | 1999 | LFG |  | N | Y | N | IPP Non-CHP |  |  |  |  | N | [57 empty] | GAS | [39 empty] | 1.1659 | 0.0016829 | 10.4
9205 | Illinois Electricial Gen Partn | 55759 | Roxana Resource Recovery | IL | Madison | RX3 | IC | OP | 1.1 | 0.9 | 0.9 |  | 11 | 1999 | LFG |  | N | Y | N | IPP Non-CHP |  |  |  |  | N | [57 empty] | GAS | [39 empty] | 1.1659 | 0.0016829 | 10.4
9205 | Illinois Electricial Gen Partn | 55759 | Roxana Resource Recovery | IL | Madison | RX4 | IC | OP | 1.1 | 0.9 | 0.9 |  | 11 | 1999 | LFG |  | N | Y | N | IPP Non-CHP | [62 empty] | GAS | [39 empty] | 1.1659 | 0.0016829 | 10.4
9205 | Illinois Electricial Gen Partn | 55760 | Streator Energy Partners LLC | IL | La Salle | ST1 | IC | OP | 1.1 | 0.9 | 0.9 |  | 12 | 1999 | LFG |  | N | Y | N | IPP Non-CHP |  |  |  |  | N | [57 empty] | GAS | [39 empty] | 1.1659 | 0.0016829 | 10.4
9205 | Illinois Electricial Gen Partn | 55762 | Brickyard Energy Partners LLC | IL | Vermilion | BR1 | IC | OP | 1.1 | 0.9 | 0.9 |  | 9 | 1999 | LFG |  | N | Y | N | IPP Non-CHP |  |  |  |  | N | [57 empty] | GAS | [39 empty] | 1.1659 | 0.0016829 | 10.4
9205 | Illinois Electricial Gen Partn | 55762 | Brickyard Energy Partners LLC | IL | Vermilion | BR2 | IC | OP | 1.1 | 0.9 | 0.9 |  | 9 | 1999 | LFG |  | N | Y | N | IPP Non-CHP |  |  |  |  | N | [57 empty] | GAS | [39 empty] | 1.1659 | 0.0016829 | 10.4
9205 | Illinois Electricial Gen Partn | 55762 | Brickyard Energy Partners LLC | IL | Vermilion | BR3 | IC | OP | 1.1 | 0.9 | 0.9 |  | 9 | 1999 | LFG |  | N | Y | N | IPP Non-CHP |  |  |  |  | N | [57 empty] | GAS | [39 empty] | 1.1659 | 0.0016829 | 10.4
9205 | Illinois Electricial Gen Partn | 55763 | Dixon/Lee Energy Partners LLC | IL | Lee | DX1 | IC | OP | 1.1 | 0.9 | 0.9 |  | 6 | 1999 | LFG |  | N | Y | N | IPP Non-CHP |  |  |  |  | N | [57 empty] | GAS | [39 empty] | 1.1659 | 0.0016829 | 10.4
9205 | Illinois Electricial Gen Partn | 55763 | Dixon/Lee Energy Partners LLC | IL | Lee | DX2 | IC | OP | 1.1 | 0.9 | 0.9 |  | 6 | 1999 | LFG |  | N | Y | N | IPP Non-CHP |  |  |  |  | N | [57 empty] | GAS | [39 empty] | 1.1659 | 0.0016829 | 10.4
9205 | Illinois Electricial Gen Partn | 55763 | Dixon/Lee Energy Partners LLC | IL | Lee | DX3 | IC | OP | 1.1 | 0.9 | 0.9 |  | 6 | 1999 | LFG |  | N | Y | N | IPP Non-CHP |  |  |  |  | N | [57 empty] | GAS | [39 empty] | 1.1659 | 0.0016829 | 10.4
9205 | Illinois Electricial Gen Partn | 55763 | Dixon/Lee Energy Partners LLC | IL | Lee | DX4 | IC | OP | 1.1 | 0.9 | 0.9 |  | 6 | 1999 | LFG |  | N | Y | N | IPP Non-CHP |  |  |  |  | N | [57 empty] | GAS | [39 empty] | 1.1659 | 0.0016829 | 10.4
9205 | Illinois Electricial Gen Partn | 55764 | Upper Rock Energy Partners LLC | IL | Rock Island | UR1 | IC | OP | 1.1 | 0.9 | 0.9 |  | 4 | 2000 | LFG |  | N | Y | N | IPP Non-CHP |  |  |  |  | N | [57 empty] | GAS | [39 empty] | 1.1659 | 0.0016829 | 10.4
9205 | Illinois Electricial Gen Partn | 55764 | Upper Rock Energy Partners LLC | IL | Rock Island | UR2 | IC | OP | 1.1 | 0.9 | 0.9 |  | 4 | 2000 | LFG |  | N | Y | N | IPP Non-CHP |  |  |  |  | N | [57 empty] | GAS | [39 empty] | 1.1659 | 0.0016829 | 10.4
9205 | Illinois Electricial Gen Partn | 55764 | Upper Rock Energy Partners LLC | IL | Rock Island | UR3 | IC | OP | 1.1 | 0.9 | 0.9 |  | 4 | 2000 | LFG |  | N | Y | N | IPP Non-CHP |  |  |  |  | N | [57 empty] | GAS | [39 empty] | 1.1659 | 0.0016829 | 10.4
9205 | Illinois Electricial Gen Partn | 55764 | Upper Rock Energy Partners LLC | IL | Rock Island | UR4 | IC | OP | 1.1 | 0.9 | 0.9 |  | 4 | 2003 | LFG |  | N | Y | N | IPP Non-CHP |  |  |  |  | N | [57 empty] | GAS | [39 empty] | 1.1659 | 0.0016829 | 10.4
9205 | Illinois Electricial Gen Partn | 55767 | Riveside Resource Recovery LLC | IL | Will | RO1 | IC | OP | 1.1 | 0.9 | 0.9 |  | 2 | 1997 | LFG |  | N | Y | N | IPP Non-CHP |  |  |  |  | N | [57 empty] | GAS | [39 empty] | 1.1659 | 0.0016829 | 10.4
9205 | Illinois Electricial Gen Partn | 55773 | Countyside Genco LLC | IL | Lake | CS1 | IC | OP | 1.4 | 1.3 | 1.3 |  | 1 | 2000 | LFG |  | N | Y | N | IPP Non-CHP |  |  |  | 2012 | N | [57 empty] | GAS | [39 empty] | 1.1659 | 0.0016829 | 10.4
9205 | Illinois Electricial Gen Partn | 55773 | Countyside Genco LLC | IL | Lake | CS2 | IC | OP | 1.4 | 1.3 | 1.3 |  | 1 | 2000 | LFG |  | N | Y | N | IPP Non-CHP |  |  |  | 2012 | N | [57 empty] | GAS | [39 empty] | 1.1659 | 0.0016829 | 10.4
9205 | Illinois Electricial Gen Partn | 55773 | Countyside Genco LLC | IL | Lake | CS3 | IC | OP | 1.4 | 1.3 | 1.3 |  | 1 | 2000 | LFG |  | N | Y | N | IPP Non-CHP |  |  |  | 2012 | N | [57 empty] | GAS | [39 empty] | 1.1659 | 0.0016829 | 10.4
9205 | Illinois Electricial Gen Partn | 55773 | Countyside Genco LLC | IL | Lake | CS4 | IC | OP | 1.4 | 1.3 | 1.3 |  | 1 | 2000 | LFG |  | N | Y | N | IPP Non-CHP |  |  |  | 2012 | N | [57 empty] | GAS | [39 empty] | 1.1659 | 0.0016829 | 10.4
9205 | Illinois Electricial Gen Partn | 55773 | Countyside Genco LLC | IL | Lake | CS5 | IC | OP | 1.4 | 1.3 | 1.3 |  | 1 | 2000 | LFG |  | N | Y | N | IPP Non-CHP |  |  |  | 2012 | N | [57 empty] | GAS | [39 empty] | 1.1659 | 0.0016829 | 10.4
9205 | Illinois Electricial Gen Partn | 55773 | Countyside Genco LLC | IL | Lake | CS6 | IC | OP | 1.4 | 1.3 | 1.3 |  | 1 | 2000 | LFG |  | N | Y | N | IPP Non-CHP |  |  |  | 2012 | N | [57 empty] | GAS | [39 empty] | 1.1659 | 0.0016829 | 10.4
9209 | Illinois Rural Electric Coop | 56376 | Pike County Wind Power | IL | PIKE | WTG1 | WT | OP | 1.7 | 1.7 | 1.7 |  | 5 | 2005 | WND |  | N | N | N | Electric Utility |  |  |  |  | N | [57 empty] | N/A | [39 empty] | 0 | 0 | 10.4
9210 | International Paper Co-Riegelwood | 54656 | International Paper Riegelwood Mill | NC | Columbus | NO 1 | ST | OP | 7.5 | 7.8 | 8.3 |  | 12 | 1951 | BLQ | WDS | Y | N | Y | Industrial CHP |  |  |  |  | N | [25 empty] | OP | SP¦¦VE¦¦VE |  |  |  | SL |  |  |  | N¦¦Y¦¦N | ¦¦ 1.3¦¦ 1.3 | 90¦¦ 87¦¦ 87 | 6¦¦ 680¦¦ 208 | 42865¦¦ 140000¦¦ 185436 | 100 | OP | WS¦¦MC¦¦MC¦¦EK¦¦EK |  |  | ¦¦ 9.1¦¦ 9.1 | 0.1 | ¦¦ 1.3¦¦ 1.3 |  | 2.1 |  | 76¦¦ 96¦¦ 96¦¦ 99.2¦¦ 99.2 | 2¦¦ 106¦¦ 150¦¦ 109¦¦ 147 | 43200¦¦ 170000¦¦ 229618¦¦ 212000¦¦ 575000 |  |  |  |  | LIQUID | [39 empty] | 0.0842 | 0.049001 | 10.4
9210 | International Paper Co-Riegelwood | 54656 | International Paper Riegelwood Mill | NC | Columbus | NO 2 | ST | OP | 10 | 8.3 | 8.7 |  | 12 | 1955 | BLQ | WDS | Y | N | Y | Industrial CHP |  |  |  |  | N | [25 empty] | OP | SP¦¦VE¦¦VE |  |  |  | SL |  |  |  | N¦¦Y¦¦N | ¦¦ 1.3¦¦ 1.3 | 90¦¦ 87¦¦ 87 | 6¦¦ 680¦¦ 208 | 42865¦¦ 140000¦¦ 185436 | 100 | OP | WS¦¦MC¦¦MC¦¦EK¦¦EK |  |  | ¦¦ 9.1¦¦ 9.1 | 0.1 | ¦¦ 1.3¦¦ 1.3 |  | 2.1 |  | 76¦¦ 96¦¦ 96¦¦ 99.2¦¦ 99.2 | 2¦¦ 106¦¦ 150¦¦ 109¦¦ 147 | 43200¦¦ 170000¦¦ 229618¦¦ 212000¦¦ 575000 |  |  |  |  | LIQUID | [39 empty] | 0.0842 | 0.049001 | 10.4
9210 | International Paper Co-Riegelwood | 54656 | International Paper Riegelwood Mill | NC | Columbus | NO3 | ST | OP | 44 | 44.5 | 40.7 |  | 12 | 1976 | BLQ | WDS | Y | N | Y | Industrial CHP |  |  |  |  | N | [25 empty] | OP | SP¦¦VE¦¦VE |  |  |  | SL |  |  |  | N¦¦Y¦¦N | ¦¦ 1.3¦¦ 1.3 | 90¦¦ 87¦¦ 87 | 6¦¦ 680¦¦ 208 | 42865¦¦ 140000¦¦ 185436 | 100 | OP | WS¦¦MC¦¦MC¦¦EK¦¦EK |  |  | ¦¦ 9.1¦¦ 9.1 | 0.1 | ¦¦ 1.3¦¦ 1.3 |  | 2.1 |  | 76¦¦ 96¦¦ 96¦¦ 99.2¦¦ 99.2 | 2¦¦ 106¦¦ 150¦¦ 109¦¦ 147 | 43200¦¦ 170000¦¦ 229618¦¦ 212000¦¦ 575000 |  |  |  |  | LIQUID | [39 empty] | 0.0842 | 0.049001 | 10.4
9216 | Imperial Irrigation District | 314 | Drop 5 | CA | Imperial | 1 | HY | OP | 2 | 1.5 | 1.8 |  | 3 | 1982 | WAT |  | N | Y | N | Electric Utility |  |  |  |  | N | [57 empty] | N/A | [39 empty] | 0 | 0 | 10.4
9216 | Imperial Irrigation District | 386 | Drop 3 | CA | Imperial | 1 | HY | OP | 4.8 | 4 | 4.9 |  | 2 | 1941 | WAT |  | N | Y | N | Electric Utility | [62 empty] | N/A | [39 empty] | 0 | 0 | 10.4
9216 | Imperial Irrigation District | 388 | Pilot Knob | CA | Imperial | 1 | HY | OP | 16.5 | 4 | 15.2 |  | 1 | 1957 | WAT |  | N | Y | N | Electric Utility | [62 empty] | N/A | [39 empty] | 0 | 0 | 10.4
9216 | Imperial Irrigation District | 389 | El Centro | CA | Imperial | 2 | CA | OP | 34.5 | 30 | 32 |  | 8 | 1952 | NG |  | N | Y | N | Electric Utility |  |  |  |  | N | [57 empty] | GAS | [39 empty] | 0 | 0 | 10.4
9216 | Imperial Irrigation District | 389 | El Centro | CA | Imperial | 2A | CT | OP | 89.9 | 80 | 83 |  | 6 | 1993 | NG | DFO | Y | Y | N | Electric Utility |  |  |  |  | N | [57 empty] | GAS | CA | El Centro | 389 | 4 | 2010 |  | ARP | 8381.6 | 12 | 218854.48 |  | 0.758 | 0.2089 | 263.081 | 150124.885 | 2526144.479 | 9 | Western Electricity Coordinating Council | Imperial | Electric Utility | 4911 | Electric Services | 32.8022 | -115.54 | Imperial Irrigation District (Owner/Operator) | Phase 2 |  | Operating | Dry bottom wall-fired boiler | Pipeline Natural Gas | Residual Oil |  | Selective Catalytic Reduction |  | 819 | 10.678 | GAS | 71 | -84.507 | 0.2089 | 0.0006 | 10.678
9216 | Imperial Irrigation District | 389 | El Centro | CA | Imperial | 4 | ST | OP | 81.6 | 73.9 | 80 |  | 8 | 1968 | NG | RFO | Y | Y | N | Electric Utility |  |  |  |  | N | [6 empty] | 4 | 1968 | 145000 | [48 empty] | GAS | CA | El Centro | 389 | 4 | 2010 |  | ARP | 8381.6 | 12 | 218854.48 |  | 0.758 | 0.2089 | 263.081 | 150124.885 | 2526144.479 | 9 | Western Electricity Coordinating Council | Imperial | Electric Utility | 4911 | Electric Services | 32.8022 | -115.54 | Imperial Irrigation District (Owner/Operator) | Phase 2 |  | Operating | Dry bottom wall-fired boiler | Pipeline Natural Gas | Residual Oil |  | Selective Catalytic Reduction |  | 819 | 10.678 | GAS | 71 | 1936.6197 | 0.2089 | 0.0006 | 10.678
9216 | Imperial Irrigation District | 6060 | Coachella | CA | Riverside | 1 | GT | OP | 23.1 | 20.1 | 20.1 |  | 6 | 1973 | NG | DFO | Y | Y | N | Electric Utility |  |  |  |  | N | [57 empty] | GAS | [39 empty] | 0.18311 | 0.0020724 | 12.3434
9216 | Imperial Irrigation District | 6060 | Coachella | CA | Riverside | 2 | GT | OP | 23.1 | 20 | 20 |  | 6 | 1973 | NG | DFO | Y | Y | N | Electric Utility |  |  |  |  | N | [57 empty] | GAS | [39 empty] | 0.18311 | 0.0020724 | 12.3434
9216 | Imperial Irrigation District | 6060 | Coachella | CA | Riverside | 3 | GT | OP | 23.1 | 20.7 | 20.7 |  | 4 | 1974 | NG | DFO | Y | Y | N | Electric Utility |  |  |  |  | N | [57 empty] | GAS | [39 empty] | 0.18051 | 0.0020388 | 12.2873
9216 | Imperial Irrigation District | 6060 | Coachella | CA | Riverside | 4 | GT | OP | 23.1 | 20.8 | 20.8 |  | 5 | 1976 | NG | DFO | Y | Y | N | Electric Utility |  |  |  |  | N | [57 empty] | GAS | [39 empty] | 0.17521 | 0.0019704 | 12.175
9216 | Imperial Irrigation District | 7824 | Rockwood | CA | Imperial | 1 | GT | OP | 24.9 | 24.1 | 24.1 |  | 6 | 1979 | NG | DFO | Y | Y | N | Electric Utility |  |  |  |  | N | [57 empty] | GAS | [39 empty] | 0.16311 | 0.001853 | 12.1376
9216 | Imperial Irrigation District | 7824 | Rockwood | CA | Imperial | 2 | GT | OP | 24.9 | 23 | 23 |  | 4 | 1980 | DFO |  | N | Y | N | Electric Utility |  |  |  |  | N | [57 empty] | LIQUID | [39 empty] | 1.3507 | 0.029256 | 14.5712
9216 | Imperial Irrigation District | 56569 | Niland Gas Turbine Plant | CA | IMPERIAL | 1 | GT | OP | 60.5 | 47.5 | 48.5 |  | 6 | 2008 | NG |  | N | Y | N | Electric Utility |  |  |  |  | N | [57 empty] | GAS | CA | Niland Gas Turbine Plant | 56569 | 1 | 2010 |  | ARP | 416.18 | 12 | 17361.53 |  | 0.05 | 0.015 | 0.761 | 9833.836 | 165466.091 | 9 |  | Imperial | Electric Utility |  |  | 33.2432 | -115.498 | Imperial Irrigation District (Owner/Operator) | Phase 2 |  | Operating | Combustion turbine | Pipeline Natural Gas |  |  | Dry Low NOx Burners Selective Catalytic Reduction |  | 460 | 9.1937 | GAS | 48 | 1994.7917 | 0.015 | 0.000604 | 9.1937
9216 | Imperial Irrigation District | 56569 | Niland Gas Turbine Plant | CA | IMPERIAL | 2 | GT | OP | 60.5 | 47.5 | 48.5 |  | 6 | 2008 | NG |  | N | Y | N | Electric Utility |  |  |  |  | N | [57 empty] | GAS | CA | Niland Gas Turbine Plant | 56569 | 2 | 2010 |  | ARP | 355.44 | 12 | 14358.54 |  | 0.041 | 0.0141 | 0.567 | 8122.792 | 136664.407 | 9 |  | Imperial | Electric Utility |  |  | 33.2432 | -115.498 | Imperial Irrigation District (Owner/Operator) | Phase 2 |  | Operating | Combustion turbine | Pipeline Natural Gas |  |  | Dry Low NOx Burners Selective Catalytic Reduction |  | 460 | 9.134 | GAS | 49 | 1994.8454 | 0.0141 | 0.0006 | 9.134
9216 | Imperial Irrigation District | 314 | Drop 5 | CA | Imperial | 2 | HY | OP | 2 | 1.5 | 1.8 |  | 3 | 1982 | WAT |  | N | Y | N | Electric Utility |  |  |  |  | N | [57 empty] | N/A | [39 empty] | 0 | 0 | 10.4
9216 | Imperial Irrigation District | 385 | Drop 2 | CA | Imperial | 1 | HY | OP | 5 | 4 | 5.1 |  | 12 | 1953 | WAT |  | N | Y | N | Electric Utility | [62 empty] | N/A | [39 empty] | 0 | 0 | 10.4
9216 | Imperial Irrigation District | 385 | Drop 2 | CA | Imperial | 2 | HY | OP | 5 | 4 | 5.1 |  | 12 | 1953 | WAT |  | N | Y | N | Electric Utility | [62 empty] | N/A | [39 empty] | 0 | 0 | 10.4
9216 | Imperial Irrigation District | 386 | Drop 3 | CA | Imperial | 2 | HY | OP | 5 | 4 | 5.1 |  | 11 | 1966 | WAT |  | N | Y | N | Electric Utility | [62 empty] | N/A | [39 empty] | 0 | 0 | 10.4
9216 | Imperial Irrigation District | 387 | Drop 4 | CA | Imperial | 1 | HY | OP | 10 | 8 | 10.2 |  | 8 | 1950 | WAT |  | N | Y | N | Electric Utility | [62 empty] | N/A | [39 empty] | 0 | 0 | 10.4
9216 | Imperial Irrigation District | 387 | Drop 4 | CA | Imperial | 2 | HY | OP | 9.6 | 8 | 9.8 |  | 2 | 1941 | WAT |  | N | Y | N | Electric Utility | [62 empty] | N/A | [39 empty] | 0 | 0 | 10.4
9216 | Imperial Irrigation District | 388 | Pilot Knob | CA | Imperial | 2 | HY | OP | 16.5 | 3 | 15.2 |  | 1 | 1957 | WAT |  | N | Y | N | Electric Utility | [62 empty] | N/A | [39 empty] | 0 | 0 | 10.4
9216 | Imperial Irrigation District | 585 | Drop 1 | CA | Imperial | 1 | HY | OP | 1.9 | 1.7 | 1.7 |  | 11 | 1984 | WAT |  | N | Y | N | Electric Utility | [62 empty] | N/A | [39 empty] | 0 | 0 | 10.4
9216 | Imperial Irrigation District | 585 | Drop 1 | CA | Imperial | 2 | HY | OP | 1.9 | 1.7 | 1.7 |  | 11 | 1984 | WAT |  | N | Y | N | Electric Utility | [62 empty] | N/A | [39 empty] | 0 | 0 | 10.4
9216 | Imperial Irrigation District | 585 | Drop 1 | CA | Imperial | 3 | HY | OP | 1.9 | 1.6 | 1.7 |  | 10 | 1984 | WAT |  | N | Y | N | Electric Utility | [62 empty] | N/A | [39 empty] | 0 | 0 | 10.4
9216 | Imperial Irrigation District | 586 | East Highline | CA | Imperial | 1 | HY | OP | 2.4 | 1.1 | 2.2 |  | 9 | 1984 | WAT |  | N | Y | N | Electric Utility | [62 empty] | N/A | [39 empty] | 0 | 0 | 10.4
9230 | City of Independence - (IA) | 1149 | Independence | IA | Buchanan | 1 | IC | OP | 1 | 0.8 | 0.8 |  | 8 | 1949 | DFO |  | N | Y | N | Electric Utility |  |  |  |  | N | [57 empty] | LIQUID | [39 empty] | 0.7385 | 0.025484 | 12.5895
9230 | City of Independence - (IA) | 1149 | Independence | IA | Buchanan | 1A | IC | OP | 1.8 | 1.8 | 1.8 |  | 8 | 2000 | DFO |  | N | Y | N | Electric Utility |  |  |  |  | N | [57 empty] | LIQUID | [39 empty] | 0.7385 | 0.025484 | 12.5895
9230 | City of Independence - (IA) | 1149 | Independence | IA | Buchanan | 3A | IC | OP | 1.8 | 1.8 | 1.8 |  | 2 | 1996 | DFO |  | N | Y | N | Electric Utility |  |  |  |  | N | [57 empty] | LIQUID | [39 empty] | 0.7385 | 0.025484 | 12.5895
9230 | City of Independence - (IA) | 1149 | Independence | IA | Buchanan | 3B | IC | OP | 1.8 | 1.8 | 1.8 |  | 2 | 1996 | DFO |  | N | Y | N | Electric Utility |  |  |  |  | N | [57 empty] | LIQUID | [39 empty] | 0.7385 | 0.025484 | 12.5895
9230 | City of Independence - (IA) | 1149 | Independence | IA | Buchanan | 4A | IC | OP | 1.8 | 1.8 | 1.8 |  | 8 | 2000 | DFO |  | N | Y | N | Electric Utility |  |  |  |  | N | [57 empty] | LIQUID | [39 empty] | 0.7385 | 0.025484 | 12.5895
9230 | City of Independence - (IA) | 1149 | Independence | IA | Buchanan | 4B | IC | OP | 1.8 | 1.8 | 1.8 |  | 8 | 2000 | DFO |  | N | Y | N | Electric Utility |  |  |  |  | N | [57 empty] | LIQUID | [39 empty] | 0.7385 | 0.025484 | 12.5895
9230 | City of Independence - (IA) | 1149 | Independence | IA | Buchanan | 5 | IC | OP | 2.5 | 2.3 | 2.3 |  | 8 | 1957 | DFO |  | N | Y | N | Electric Utility |  |  |  |  | N | [57 empty] | LIQUID | [39 empty] | 0.7385 | 0.025484 | 12.5895
9230 | City of Independence - (IA) | 1149 | Independence | IA | Buchanan | 6 | IC | OP | 3.2 | 2.8 | 2.8 |  | 8 | 1964 | DFO |  | N | Y | N | Electric Utility |  |  |  |  | N | [57 empty] | LIQUID | [39 empty] | 0.7385 | 0.025484 | 12.5895
9230 | City of Independence - (IA) | 1149 | Independence | IA | Buchanan | 7 | IC | OP | 6.2 | 5.8 | 5.8 |  | 8 | 1973 | DFO |  | N | Y | N | Electric Utility |  |  |  |  | N | [57 empty] | LIQUID | [39 empty] | 0.7385 | 0.025484 | 12.5895
9231 | City of Independence - (MO) | 2132 | Blue Valley | MO | Jackson | 2 | ST | OP | 25 | 21 | 21 |  | 5 | 1958 | BIT | NG | Y | Y | N | Electric Utility |  |  |  |  | N | Y | [5 empty] | 2 | 1958 | 50000 | [31 empty] | OP | EK |  |  | 11.4 | 0.1 | 2.7 |  | 0.5 |  | 99.7 | 15 | 115000 |  |  |  |  | COAL | [39 empty] | 0.60951 | 0.98586 | 12.2929
9231 | City of Independence - (MO) | 2132 | Blue Valley | MO | Jackson | 3 | ST | OP | 65 | 51 | 51 |  | 8 | 1965 | BIT | NG | Y | Y | N | Electric Utility |  |  |  |  | N | Y | [5 empty] | 3 | 1965 | 110000 | [31 empty] | OP | EK |  |  | 12.2 | 0.1 | 2.7 |  | 0.5 |  | 99.7 | 50 | 254000 |  |  |  |  | COAL | MO | Blue Valley | 2132 | 3 | 2010 |  | ARP, CAIRNOX, CAIROS, CAIRSO2 | 1544.39 | 12 | 29481.99 |  | 561.289 | 0.1656 | 35.578 | 29360.724 | 338677.334 | 7 | Southwest Power Pool | Jackson | Electric Utility | 4911 | Electric Services | 39.0919 | -94.3261 | Independence Power and Light (Owner/Operator) | Phase 2 | Phase II Group 1 | Operating | Tangentially-fired | Coal | Pipeline Natural Gas |  | Low NOx Burner Technology w/ Closed-coupled OFA | Electrostatic Precipitator | 540 | 10.2249 | COAL | 55 | 1960.7843 | 0.1656 | 3.3146 | 10.2249
9231 | City of Independence - (MO) | 2132 | Blue Valley | MO | Jackson | ST1 | ST | OP | 25 | 21 | 21 |  | 4 | 1958 | BIT | NG | Y | Y | N | Electric Utility |  |  |  |  | N | Y | [5 empty] | 1 | 1958 | 50000 | 0.1 | 0.6 | 0.57 | PB | DP | NP | 1978 | 1978 | 1995 | MS | NC | [20 empty] | OP | EK |  |  | 11.7 | 0.1 | 2.7 |  | 0.5 |  | 99.7 | 15 | 115000 |  |  |  |  | COAL | [39 empty] | 0.60951 | 1.0625 | 12.2929
9231 | City of Independence - (MO) | 2134 | Jackson Square | MO | Jackson | 1 | GT | OP | 18 | 15 | 15 |  | 6 | 1969 | DFO |  | N | Y | N | Electric Utility |  |  |  |  | N | [57 empty] | LIQUID | [39 empty] | 1.1652 | 0.11101 | 13.0973
9231 | City of Independence - (MO) | 2134 | Jackson Square | MO | Jackson | 2 | GT | OP | 18 | 15 | 15 |  | 6 | 1969 | DFO |  | N | Y | N | Electric Utility |  |  |  |  | N | [57 empty] | LIQUID | [39 empty] | 1.1652 | 0.11101 | 13.0973
9231 | City of Independence - (MO) | 2135 | Station H | MO | Jackson | 1 | GT | OP | 19 | 19 | 19 |  | 6 | 1972 | NG | DFO | Y | Y | N | Electric Utility |  |  |  |  | N | [57 empty] | GAS | [39 empty] | 0.24213 | 0.0033145 | 12.0537
9231 | City of Independence - (MO) | 2135 | Station H | MO | Jackson | 2 | GT | OP | 24 | 20 | 20 |  | 6 | 1974 | NG | DFO | Y | Y | N | Electric Utility |  |  |  |  | N | [57 empty] | GAS | [39 empty] | 0.2155 | 0.0030433 | 12.5137
9231 | City of Independence - (MO) | 2136 | Station I | MO | Jackson | 1 | GT | OP | 19 | 19 | 19 |  | 6 | 1972 | DFO |  | N | Y | N | Electric Utility |  |  |  |  | N | [57 empty] | LIQUID | [39 empty] | 1.088 | 0.10164 | 13.3235
9231 | City of Independence - (MO) | 2136 | Station I | MO | Jackson | 2 | GT | OP | 19 | 19 | 19 |  | 6 | 1972 | DFO |  | N | Y | N | Electric Utility |  |  |  |  | N | [57 empty] | LIQUID | [39 empty] | 1.088 | 0.10164 | 13.3235
9231 | City of Independence - (MO) | 2171 | Missouri City | MO | Clay | 1 | ST | OP | 23 | 19 | 19 |  | 6 | 1954 | BIT | DFO | N | Y | N | Electric Utility |  |  |  |  | N | Y | [39 empty] | OP | BR |  |  | 0.2 |  | 2 | 3 |  |  | 96.5 | 4.2 | 199367 |  |  |  |  | COAL | [39 empty] | 0.63934 | 1.0548 | 12.4998
9231 | City of Independence - (MO) | 2171 | Missouri City | MO | Clay | 2 | ST | OP | 23 | 19 | 19 |  | 6 | 1954 | BIT | DFO | N | Y | N | Electric Utility |  |  |  |  | N | Y | [8 empty] | 0.1 | 0.6 | 0.57 | PB | DP | NP | 1978 | 1978 | 1995 | MS | NC | [20 empty] | OP | BR |  |  | 0.2 |  | 2 | 3 |  |  | 96.5 | 4.2 | 199367 |  |  |  |  | COAL | [39 empty] | 0.63934 | 1.1368 | 12.4998
9234 | Indiana Municipal Power Agency | 7335 | Richmond | IN | Wayne | RCT1 | GT | OP | 41.4 | 34 | 42 |  | 5 | 1992 | NG | DFO | Y | Y | N | Electric Utility |  |  |  |  | N | [57 empty] | GAS | IN | Richmond (IN) | 7335 | RCT1 | 2010 |  | ARP, CAIRNOX, CAIROS, CAIRSO2 | 50.25 | 12 | 1314.25 |  | 0.101 | 0.1389 | 1.186 | 1132.6 | 17360.8 | 5 |  | Wayne | Electric Utility | 4911 | Electric Services | 39.8383 | -84.9665 | Indiana Municipal Power Agency (Owner/Operator) | Phase 2 |  | Operating | Combustion turbine | Pipeline Natural Gas | Diesel Oil |  | Water Injection |  | 560 | 11.8369 | GAS | 39 | 1961.5385 | 0.1389 | 0.011635 | 11.8369
9234 | Indiana Municipal Power Agency | 7335 | Richmond | IN | Wayne | RCT2 | GT | OP | 41.4 | 34 | 42 |  | 5 | 1992 | NG | DFO | Y | Y | N | Electric Utility |  |  |  |  | N | [57 empty] | GAS | IN | Richmond (IN) | 7335 | RCT2 | 2010 |  | ARP, CAIRNOX, CAIROS, CAIRSO2 | 43.25 | 12 | 1186.5 |  | 0.158 | 0.1498 | 1.154 | 1028.475 | 15463.65 | 5 |  | Wayne | Electric Utility | 4911 | Electric Services | 39.8383 | -84.9665 | Indiana Municipal Power Agency (Owner/Operator) | Phase 2 |  | Operating | Combustion turbine | Pipeline Natural Gas | Diesel Oil |  | Water Injection |  | 560 | 11.9837 | GAS | 42 | 2000 | 0.1498 | 0.020435 | 11.9837
9234 | Indiana Municipal Power Agency | 7336 | Anderson | IN | Madison | ACT1 | GT | OP | 41.4 | 34 | 42 |  | 6 | 1992 | NG | DFO | Y | Y | N | Electric Utility |  |  |  |  | N | [57 empty] | GAS | IN | Anderson | 7336 | ACT1 | 2010 |  | ARP, CAIRNOX, CAIROS, CAIRSO2 | 20.5 | 12 | 597.25 |  | 0.004 | 0.1043 | 0.398 | 454.25 | 7614.95 | 5 | East Central Area Reliability Coordination Agreement | Madison | Electric Utility | 4911 | Electric Services | 40.0529 | -85.7389 | Indiana Municipal Power Agency (Owner/Operator) | Phase 2 |  | Operating | Combustion turbine | Pipeline Natural Gas | Diesel Oil |  | Water Injection |  | 560 | 12.1684 | GAS | 44 | 1976.1905 | 0.1043 | 0.0010506 | 12.1684
9234 | Indiana Municipal Power Agency | 7336 | Anderson | IN | Madison | ACT2 | GT | OP | 41.4 | 34 | 42 |  | 6 | 1992 | NG | DFO | Y | Y | N | Electric Utility |  |  |  |  | N | [57 empty] | GAS | IN | Anderson | 7336 | ACT2 | 2010 |  | ARP, CAIRNOX, CAIROS, CAIRSO2 | 18 | 12 | 587.75 |  | 0.004 | 0.1207 | 0.454 | 450.6 | 7547.475 | 5 | East Central Area Reliability Coordination Agreement | Madison | Electric Utility | 4911 | Electric Services | 40.0529 | -85.7389 | Indiana Municipal Power Agency (Owner/Operator) | Phase 2 |  | Operating | Combustion turbine | Pipeline Natural Gas | Diesel Oil |  | Water Injection |  | 560 | 12.6193 | GAS | 46 | 1952.381 | 0.1207 | 0.00106 | 12.6193
9234 | Indiana Municipal Power Agency | 7336 | Anderson | IN | Madison | ACT3 | GT | OP | 85.9 | 72 | 90 |  | 6 | 2004 | NG | DFO | Y | Y | N | Electric Utility |  |  |  |  | N | [57 empty] | GAS | IN | Anderson | 7336 | ACT3 | 2010 |  | ARP, CAIRNOX, CAIROS, CAIRSO2 | 25.5 | 12 | 1642.75 |  | 0.009 | 0.0338 | 0.337 | 1229.55 | 20634.35 | 5 | East Central Area Reliability Coordination Agreement | Madison | Electric Utility | 4911 | Electric Services | 40.0529 | -85.7389 | Indiana Municipal Power Agency (Owner/Operator) | Phase 2 |  | Operating | Combustion turbine | Pipeline Natural Gas | Diesel Oil |  | Dry Low NOx Burners Water Injection |  | 1103.8 | 11.9584 | GAS | 95 | 1972.2222 | 0.0338 | 0.000872 | 11.9584
9243 | Indeck-Yerkes Ltd Partnership | 50451 | Indeck Yerkes Energy Center | NY | Erie | GEN1 | CT | OP | 40.6 | 29.2 | 42.9 |  | 12 | 1989 | NG | DFO | Y | Y | Y | IPP CHP |  |  |  |  | N | [57 empty] | GAS | NY | Indeck-Yerkes Energy Center | 50451 | 1 | 2010 |  | ARP, CAIRNOX, CAIROS, CAIRSO2, RGGI | 504.25 | 12 | 21156.25 |  | 0.062 | 0.158 | 14.737 | 11600.2 | 195151.1 | 2 | Northeast Power Coordinating Council | Erie | Cogeneration | 4911 | Electric Services | 42.9671 | -78.9182 | Indeck-Yerkes Limited Partnership (Owner/Operator) | Phase 2 |  | Operating | Combined cycle | Pipeline Natural Gas | Diesel Oil |  | Steam Injection |  | 560 | 8.9671 | GAS | 59 | 312.3543 | 0.158 | 0.000635 | 8.9671
9243 | Indeck-Yerkes Ltd Partnership | 50451 | Indeck Yerkes Energy Center | NY | Erie | GEN2 | CA | OP | 19.3 | 16 | 15.5 |  | 12 | 1989 | NG |  | N | Y | Y | IPP CHP |  |  |  |  | N | [57 empty] | GAS | [39 empty] | 0 | 0 | 10.4
9244 | Indeck-Oswego Ltd Partnership | 50450 | Indeck Oswego Energy Center | NY | Oswego | GEN1 | CT | OP | 41.2 | 31 | 40.9 |  | 6 | 1990 | NG | DFO | Y | Y | Y | IPP CHP |  |  |  |  | N | [57 empty] | GAS | NY | Indeck-Oswego Energy Center | 50450 | 1 | 2010 |  | ARP, CAIRNOX, CAIROS, CAIRSO2, RGGI | 214.25 | 12 | 9423.5 |  | 0.027 | 0.1562 | 6.359 | 5096.95 | 85767.15 | 2 | Northeast Power Coordinating Council | Oswego | Cogeneration | 4911 | Electric Services | 43.4682 | -76.4965 | Indeck-Oswego Limited Partnership (Owner/Operator) | Phase 2 |  | Operating | Combined cycle | Pipeline Natural Gas | Diesel Oil |  | Steam Injection |  | 570 | 8.7444 | GAS | 58 | 290.9535 | 0.1562 | 0.00063 | 8.7444
9244 | Indeck-Oswego Ltd Partnership | 50450 | Indeck Oswego Energy Center | NY | Oswego | GEN2 | CA | OP | 16.2 | 16.2 | 16.2 |  | 6 | 1990 | NG |  | N | Y | Y | IPP CHP |  |  |  |  | N | [57 empty] | GAS | [39 empty] | 0 | 0 | 10.4
9245 | Indeck-Energy Serv Silver Spg | 50449 | Indeck Silver Springs Energy Center | NY | Wyoming | GEN1 | CT | OP | 39.4 | 32.2 | 45.3 | G722 | 5 | 1991 | NG | DFO | Y | Y | Y | IPP CHP |  |  |  |  | N | [57 empty] | GAS | NY | Indeck-Silver Springs Energy Center | 50449 | 1 | 2010 |  | ARP, CAIRNOX, CAIROS, CAIRSO2, RGGI | 316.75 | 12 | 11943.25 |  | 0.079 | 0.116 | 5.924 | 6722.325 | 112268.75 | 2 | Northeast Power Coordinating Council | Wyoming | Cogeneration | 4911 | Electric Services | 42.6544 | -78.0772 | Indeck Energy Services of Silver Springs (Owner/Operator) | Phase 2 |  | Operating | Combined cycle | Pipeline Natural Gas | Diesel Oil |  | Steam Injection |  | 628 | 8.7204 | GAS | 59 | 348.7859 | 0.116 | 0.0014073 | 8.7204
9245 | Indeck-Energy Serv Silver Spg | 50449 | Indeck Silver Springs Energy Center | NY | Wyoming | GEN2 | CA | OP | 17.2 | 17.2 | 17.2 | G722 | 5 | 1991 | NG |  | N | Y | Y | IPP CHP |  |  |  |  | N | [57 empty] | GAS | [39 empty] | 0 | 0 | 10.4
9261 | Indeck-Olean Ltd Partnership | 54076 | Indeck Olean Energy Center | NY | Cattaraugus | GEN1 | CT | OP | 46 | 31.1 | 38.3 | G721 | 1 | 1994 | NG | DFO | Y | Y | Y | IPP CHP |  |  |  |  | N | [57 empty] | GAS | NY | Indeck-Olean Energy Center | 54076 | 1 | 2010 |  | ARP, CAIRNOX, CAIROS, CAIRSO2, RGGI | 4546.75 | 12 | 286187.5 |  | 0.711 | 0.0439 | 44.329 | 140985.725 | 2363931.875 | 2 | Northeast Power Coordinating Council | Cattaraugus | Cogeneration | 4911 | Electric Services | 42.0875 | -78.4578 | Indeck-Olean Limited Partnership (Owner/Operator) | Phase 2 |  | Operating | Combined cycle | Pipeline Natural Gas | Diesel Oil |  | Selective Catalytic Reduction Steam Injection |  | 789 | 8.1446 | GAS | 87 | -135.7702 | 0.0439 | 0.000602 | 8.1446
9261 | Indeck-Olean Ltd Partnership | 54076 | Indeck Olean Energy Center | NY | Cattaraugus | GEN2 | CA | OP | 44.6 | 44.6 | 44.6 | G721 | 1 | 1994 | NG |  | N | Y | Y | IPP CHP |  |  |  |  | N | [57 empty] | GAS | [39 empty] | 0 | 0 | 10.4
9262 | Indeck Operations Inc | 55238 | NRG Rockford I | IL | Winnebago | 2 | GT | OP | 158 | 148.5 | 148.5 |  | 6 | 2000 | NG |  | N | Y | N | IPP Non-CHP |  |  |  |  | N | [57 empty] | GAS | IL | NRG Rockford Energy Center | 55238 | 2 | 2010 |  | ARP, CAIRNOX, CAIROS, CAIRSO2 | 15.28 | 12 | 2051.24 |  | 0.007 | 0.0463 | 0.517 | 1326.203 | 22315.096 | 5 |  | Winnebago | Electric Utility | 4911 | Electric Services | 42.2403 | -89.1025 | NRG Rockford, LLC (Owner) Indeck Energy Services, Inc. (Operator) | Phase 2 |  | Operating | Combustion turbine | Pipeline Natural Gas |  |  | Dry Low NOx Burners |  | 1691.5 | 10.4 | GAS | 162.6442 | 1952.3763 | 0.0463 | 0.000627 | 12.0773
9262 | Indeck Operations Inc | 55238 | NRG Rockford I | IL | Winnebago | 1 | GT | OP | 158 | 149.4 | 149.4 |  | 6 | 2000 | NG |  | N | Y | N | IPP Non-CHP |  |  |  |  | N | [57 empty] | GAS | IL | NRG Rockford Energy Center | 55238 | 1 | 2010 |  | ARP, CAIRNOX, CAIROS, CAIRSO2 | 61.36 | 12 | 8485.27 |  | 0.028 | 0.0501 | 2.275 | 5498.055 | 92514.321 | 5 |  | Winnebago | Electric Utility | 4911 | Electric Services | 42.2403 | -89.1025 | NRG Rockford, LLC (Owner) Indeck Energy Services, Inc. (Operator) | Phase 2 |  | Operating | Combustion turbine | Pipeline Natural Gas |  |  | Dry Low NOx Burners |  | 1729.3 | 10.4 | GAS | 166.2788 | 1943.5112 | 0.0501 | 0.000605 | 12.0773
9262 | Indeck Operations Inc | 55936 | NRG Rockford II Energy Center | IL | Winnebago | GT3 | GT | OP | 168 | 153 | 153 |  | 6 | 2002 | NG |  | N | Y | N | IPP Non-CHP |  |  |  |  | N | [57 empty] | GAS | IL | NRG Rockford II Energy Center | 55936 | U1 | 2010 |  | ARP, CAIRNOX, CAIROS, CAIRSO2 | 124.62 | 12 | 17780.16 |  | 0.055 | 0.0389 | 3.172 | 10908.05 | 183550.881 | 5 |  | Winnebago | Electric Utility | 4911 | Electric Services | 42.2383 | -89.1014 | NRG Rockford, LLC (Owner) Indeck Energy Services, Inc. (Operator) | Phase 2 |  | Operating | Combustion turbine | Pipeline Natural Gas |  |  | Dry Low NOx Burners |  | 1721.9 | 9.8365 | GAS | 158 | -16.3399 | 0.0389 | 0.000599 | 9.8365
9263 | Indeck-Corinth Ltd Partnership | 50458 | Indeck Corinth Energy Center | NY | Saratoga | GEN1 | CT | OP | 92 | 75.7 | 90.5 | G723 | 2 | 1995 | NG | DFO | Y | Y | Y | IPP CHP |  |  |  |  | N | [57 empty] | GAS | NY | Indeck-Corinth Energy Center | 50458 | 1 | 2010 |  | ARP, CAIRNOX, CAIROS, CAIRSO2, RGGI | 4738.25 | 12 | 608610.5 |  | 1.405 | 0.0277 | 64.727 | 292301.725 | 4918496.225 | 2 | Northeast Power Coordinating Council | Saratoga | Cogeneration | 4911 | Electric Services | 43.25 | -73.8125 | Indeck-Corinth Limited Partnership (Owner/Operator) | Phase 2 |  | Operating | Combined cycle | Pipeline Natural Gas | Diesel Oil |  | Dry Low NOx Burners Selective Catalytic Reduction |  | 1279 | 8.0371 | GAS | 135 | 254.1436 | 0.0277 | 0.000571 | 8.0371
9263 | Indeck-Corinth Ltd Partnership | 50458 | Indeck Corinth Energy Center | NY | Saratoga | GEN2 | CA | OP | 55 | 53.8 | 42 | G723 | 3 | 1995 | NG |  | N | Y | Y | IPP CHP |  |  |  |  | N | [57 empty] | GAS | [39 empty] | 0 | 0 | 10.4
9267 | Hoosier Energy R E C, Inc | 1043 | Frank E Ratts | IN | Pike | 1 | ST | OP | 116.6 | 118 | 122 |  | 4 | 1970 | BIT | DFO | N | Y | N | Electric Utility |  |  |  |  | N | Y |  | Y |  |  |  | 1 | 1970 | 203000 | [31 empty] | OP | EK |  |  | 13 |  | 2.1 |  |  |  | 99 | 73 | 490000 |  |  |  |  | COAL | IN | Frank E Ratts | 1043 | 1SG1 | 2010 |  | ARP, CAIRNOX, CAIROS, CAIRSO2 | 7727.28 | 12 | 825154.97 |  | 11133.417 | 0.2408 | 908.761 | 774911.834 | 7552750.983 | 5 | East Central Area Reliability Coordination Agreement | Pike | Electric Utility | 4911 | Electric Services | 38.5201 | -87.2662 | Hoosier Energy REC, Inc. (Owner/Operator) | Table 1 | Phase 1 Group 1 | Operating | Dry bottom wall-fired boiler | Coal |  |  | Low NOx Burner Technology (Dry Bottom only) | Electrostatic Precipitator | 1500 | 9.1303 | COAL | 131 | -36.8852 | 0.2408 | 2.9482 | 9.1303
9267 | Hoosier Energy R E C, Inc | 1043 | Frank E Ratts | IN | Pike | 2 | ST | OP | 116.6 | 122 | 122 |  | 4 | 1970 | BIT | DFO | N | Y | N | Electric Utility |  |  |  |  | N | Y |  | Y |  |  |  | 2 | 1970 | 203000 | [31 empty] | OP | EK |  |  | 13 |  | 2.1 |  |  |  | 99 | 82 | 490000 |  |  |  |  | COAL | IN | Frank E Ratts | 1043 | 1SG1 | 2010 |  | ARP, CAIRNOX, CAIROS, CAIRSO2 | 7727.28 | 12 | 825154.97 |  | 11133.417 | 0.2408 | 908.761 | 774911.834 | 7552750.983 | 5 | East Central Area Reliability Coordination Agreement | Pike | Electric Utility | 4911 | Electric Services | 38.5201 | -87.2662 | Hoosier Energy REC, Inc. (Owner/Operator) | Table 1 | Phase 1 Group 1 | Operating | Dry bottom wall-fired boiler | Coal |  |  | Low NOx Burner Technology (Dry Bottom only) | Electrostatic Precipitator | 1500 | 9.1303 | COAL | 131 | -36.8852 | 0.2408 | 2.9482 | 9.1303
9267 | Hoosier Energy R E C, Inc | 6213 | Merom | IN | Sullivan | 1 | ST | OP | 540 | 498 | 504 |  | 9 | 1983 | BIT | DFO | N | Y | N | Electric Utility |  |  |  |  | N | Y |  | Y |  |  |  | A | 1983 | 887517 | [16 empty] | OP | SP | PA |  |  | LS | SF | DB |  | Y | 3 | 90 | 3723 | 1700000 | 95 | OP | EK |  |  | 9.6 |  | 2.3 | 4.2 |  |  | 99.9 | 0 | 1848974 |  |  |  |  | COAL | IN | Merom | 6213 | 2SG1 | 2010 |  | ARP, CAIRNOX, CAIROS, CAIRSO2 | 7053.37 | 12 | 3386494.26 |  | 5668.661 | 0.1163 | 1838.725 | 3303137.147 | 32194313.82 | 5 | East Central Area Reliability Coordination Agreement | Sullivan | Electric Utility | 4911 | Electric Services | 39.0694 | -87.5108 | Hoosier Energy REC, Inc. (Owner/Operator) | Phase 2 | Early Election | Operating | Dry bottom turbo-fired boiler | Coal |  | Wet Limestone | Selective Catalytic Reduction Low NOx Burner Technology w/ Overfire Air | Electrostatic Precipitator | 7000 | 9.4143 | COAL | 544 | -39.6825 | 0.1163 | 0.35215 | 9.4143
9267 | Hoosier Energy R E C, Inc | 6213 | Merom | IN | Sullivan | 2 | ST | OP | 540 | 497 | 503 |  | 2 | 1982 | BIT | DFO | N | Y | N | Electric Utility |  |  |  |  | N | Y |  | Y |  |  |  | A | 1983 | 887517 | [16 empty] | OP | SP | PA |  |  | LS | SF | DB |  | Y | 3 | 90 | 3723 | 1700000 | 95 | OP | EK |  |  | 9.6 |  | 2.3 | 4.2 |  |  | 99.9 | 0 | 1848974 |  |  |  |  | COAL | IN | Merom | 6213 | 2SG1 | 2010 |  | ARP, CAIRNOX, CAIROS, CAIRSO2 | 7053.37 | 12 | 3386494.26 |  | 5668.661 | 0.1163 | 1838.725 | 3303137.147 | 32194313.82 | 5 | East Central Area Reliability Coordination Agreement | Sullivan | Electric Utility | 4911 | Electric Services | 39.0694 | -87.5108 | Hoosier Energy REC, Inc. (Owner/Operator) | Phase 2 | Early Election | Operating | Dry bottom turbo-fired boiler | Coal |  | Wet Limestone | Selective Catalytic Reduction Low NOx Burner Technology w/ Overfire Air | Electrostatic Precipitator | 7000 | 9.4143 | COAL | 544 | -40.7555 | 0.1163 | 0.35215 | 9.4143
9267 | Hoosier Energy R E C, Inc | 55148 | Worthington Generation LLC | IN | Greene | 1 | GT | OP | 60.5 | 41.1 | 50 |  | 6 | 2000 | NG |  | N | Y | N | Electric Utility |  |  |  |  | N | [57 empty] | GAS | IN | Worthington Generation | 55148 | 1 | 2010 |  | ARP, CAIRNOX, CAIROS, CAIRSO2 | 236.31 | 12 | 7617.8 |  | 0.024 | 0.077 | 3.053 | 4672.145 | 78626.788 | 5 |  | Greene | Electric Utility | 4911 | Electric Services | 39.0717 | -87.0128 | Hoosier Energy REC, Inc. (Owner/Operator) | Phase 2 |  | Operating | Combustion turbine | Pipeline Natural Gas |  |  | Water Injection |  | 460 | 9.7164 | GAS | 46 | 1956.5217 | 0.077 | 0.00061 | 9.7164
9267 | Hoosier Energy R E C, Inc | 55148 | Worthington Generation LLC | IN | Greene | 2 | GT | OP | 60.5 | 41.5 | 50 |  | 6 | 2000 | NG |  | N | Y | N | Electric Utility |  |  |  |  | N | [57 empty] | GAS | IN | Worthington Generation | 55148 | 2 | 2010 |  | ARP, CAIRNOX, CAIROS, CAIRSO2 | 166.32 | 12 | 5433.1 |  | 0.017 | 0.0751 | 2.117 | 3322.769 | 55916.78 | 5 |  | Greene | Electric Utility | 4911 | Electric Services | 39.0717 | -87.0128 | Hoosier Energy REC, Inc. (Owner/Operator) | Phase 2 |  | Operating | Combustion turbine | Pipeline Natural Gas |  |  | Water Injection |  | 460 | 9.6776 | GAS | 46 | 1956.5217 | 0.0751 | 0.000608 | 9.6776
9267 | Hoosier Energy R E C, Inc | 55148 | Worthington Generation LLC | IN | Greene | 3 | GT | OP | 60.5 | 40.9 | 50 |  | 6 | 2000 | NG |  | N | Y | N | Electric Utility |  |  |  |  | N | [57 empty] | GAS | IN | Worthington Generation | 55148 | 3 | 2010 |  | ARP, CAIRNOX, CAIROS, CAIRSO2 | 151.1 | 12 | 4972.39 |  | 0.016 | 0.0744 | 1.977 | 3108.175 | 52297.286 | 5 |  | Greene | Electric Utility | 4911 | Electric Services | 39.0717 | -87.0128 | Hoosier Energy REC, Inc. (Owner/Operator) | Phase 2 |  | Operating | Combustion turbine | Pipeline Natural Gas |  |  | Water Injection |  | 460 | 9.9567 | GAS | 46 | 1956.5217 | 0.0744 | 0.000612 | 9.9567
9267 | Hoosier Energy R E C, Inc | 55148 | Worthington Generation LLC | IN | Greene | 4 | GT | OP | 60.5 | 40.6 | 50 |  | 6 | 2000 | NG |  | N | Y | N | Electric Utility |  |  |  |  | N | [57 empty] | GAS | IN | Worthington Generation | 55148 | 4 | 2010 |  | ARP, CAIRNOX, CAIROS, CAIRSO2 | 213.43 | 12 | 7019.92 |  | 0.022 | 0.075 | 2.76 | 4310.203 | 72534.014 | 5 |  | Greene | Electric Utility | 4911 | Electric Services | 39.0717 | -87.0128 | Hoosier Energy REC, Inc. (Owner/Operator) | Phase 2 |  | Operating | Combustion turbine | Pipeline Natural Gas |  |  | Water Injection |  | 460 | 9.7821 | GAS | 45 | 1944.4444 | 0.075 | 0.000607 | 9.7821
9267 | Hoosier Energy R E C, Inc | 7948 | Lawrence County Station | IN | Lawrence | 1 | GT | OP | 67 | 41.7 | 50 |  | 5 | 2005 | NG |  | N | Y | N | Electric Utility |  |  |  |  | N | [57 empty] | GAS | IN | Hoosier Energy Lawrence Co Station | 7948 | 1 | 2010 |  | ARP, CAIRNOX, CAIROS, CAIRSO2 | 303.84 | 12 | 8105.5 |  | 0.028 | 0.0789 | 3.634 | 5469.128 | 92027.275 | 5 |  | Lawrence | Electric Utility |  |  | 38.8003 | -86.4511 | Hoosier Energy REC, Inc. (Owner/Operator) | Phase 2 |  | Operating | Combustion turbine | Pipeline Natural Gas |  |  | Water Injection |  | 460 | 10.1495 | GAS | 49 | 1989.7959 | 0.0789 | 0.000609 | 10.1495
9267 | Hoosier Energy R E C, Inc | 7948 | Lawrence County Station | IN | Lawrence | 2 | GT | OP | 67 | 42.1 | 50 |  | 5 | 2005 | NG |  | N | Y | N | Electric Utility |  |  |  |  | N | [57 empty] | GAS | IN | Hoosier Energy Lawrence Co Station | 7948 | 2 | 2010 |  | ARP, CAIRNOX, CAIROS, CAIRSO2 | 296.17 | 12 | 8273.26 |  | 0.028 | 0.0827 | 3.785 | 5456.916 | 91834.912 | 5 |  | Lawrence | Electric Utility |  |  | 38.8003 | -86.4511 | Hoosier Energy REC, Inc. (Owner/Operator) | Phase 2 |  | Operating | Combustion turbine | Pipeline Natural Gas |  |  | Water Injection |  | 460 | 10.1325 | GAS | 50 | 2000 | 0.0827 | 0.00061 | 10.1325
9267 | Hoosier Energy R E C, Inc | 7948 | Lawrence County Station | IN | Lawrence | 3 | GT | OP | 67 | 41.7 | 50 |  | 5 | 2005 | NG |  | N | Y | N | Electric Utility |  |  |  |  | N | [57 empty] | GAS | IN | Hoosier Energy Lawrence Co Station | 7948 | 3 | 2010 |  | ARP, CAIRNOX, CAIROS, CAIRSO2 | 328.08 | 12 | 8998.54 |  | 0.029 | 0.0841 | 4.011 | 5819.535 | 97927.1 | 5 |  | Lawrence | Electric Utility |  |  | 38.8003 | -86.4511 | Hoosier Energy REC, Inc. (Owner/Operator) | Phase 2 |  | Operating | Combustion turbine | Pipeline Natural Gas |  |  | Water Injection |  | 460 | 9.8066 | GAS | 49 | 1989.7959 | 0.0841 | 0.000592 | 9.8066
9267 | Hoosier Energy R E C, Inc | 7948 | Lawrence County Station | IN | Lawrence | 4 | GT | OP | 67 | 40 | 50 |  | 5 | 2005 | NG |  | N | Y | N | Electric Utility |  |  |  |  | N | [57 empty] | GAS | IN | Hoosier Energy Lawrence Co Station | 7948 | 4 | 2010 |  | ARP, CAIRNOX, CAIROS, CAIRSO2 | 262.3 | 12 | 6913.87 |  | 0.023 | 0.0803 | 3.023 | 4484.726 | 75457.175 | 5 |  | Lawrence | Electric Utility |  |  | 38.8003 | -86.4511 | Hoosier Energy REC, Inc. (Owner/Operator) | Phase 2 |  | Operating | Combustion turbine | Pipeline Natural Gas |  |  | Water Injection |  | 460 | 9.7683 | GAS | 50 | 2000 | 0.0803 | 0.00061 | 9.7683
9267 | Hoosier Energy R E C, Inc | 7948 | Lawrence County Station | IN | Lawrence | 5 | GT | OP | 67 | 42.9 | 50 |  | 5 | 2005 | NG |  | N | Y | N | Electric Utility |  |  |  |  | N | [57 empty] | GAS | IN | Hoosier Energy Lawrence Co Station | 7948 | 5 | 2010 |  | ARP, CAIRNOX, CAIROS, CAIRSO2 | 240.62 | 12 | 6289.3 |  | 0.02 | 0.0818 | 2.789 | 4058.857 | 68289.838 | 5 |  | Lawrence | Electric Utility |  |  | 38.8003 | -86.4511 | Hoosier Energy REC, Inc. (Owner/Operator) | Phase 2 |  | Operating | Combustion turbine | Pipeline Natural Gas |  |  | Water Injection |  | 460 | 9.5951 | GAS | 50 | 2000 | 0.0818 | 0.000586 | 9.5951
9267 | Hoosier Energy R E C, Inc | 7948 | Lawrence County Station | IN | Lawrence | 6 | GT | OP | 67 | 43.1 | 50 |  | 5 | 2005 | NG |  | N | Y | N | Electric Utility |  |  |  |  | N | [57 empty] | GAS | IN | Hoosier Energy Lawrence Co Station | 7948 | 6 | 2010 |  | ARP, CAIRNOX, CAIROS, CAIRSO2 | 261.86 | 12 | 7184.09 |  | 0.024 | 0.0884 | 3.567 | 4735.141 | 79681.196 | 5 |  | Lawrence | Electric Utility |  |  | 38.8003 | -86.4511 | Hoosier Energy REC, Inc. (Owner/Operator) | Phase 2 |  | Operating | Combustion turbine | Pipeline Natural Gas |  |  | Water Injection |  | 460 | 9.9108 | GAS | 48 | 1979.1667 | 0.0884 | 0.000602 | 9.9108
9267 | Hoosier Energy R E C, Inc | 56539 | Clark-Floyd Landfill Gas Generating | IN | Clark | ICG1 | IC | OP | 1.1 | 1.1 | 1.1 |  | 10 | 2007 | LFG |  | N | Y | N | Electric Utility | [62 empty] | GAS | [39 empty] | 1.1659 | 0.0016829 | 10.4
9267 | Hoosier Energy R E C, Inc | 56539 | Clark-Floyd Landfill Gas Generating | IN | Clark | ICG2 | IC | OP | 1.1 | 1.1 | 1.1 |  | 10 | 2007 | LFG |  | N | Y | N | Electric Utility | [62 empty] | GAS | [39 empty] | 1.1659 | 0.0016829 | 10.4
9267 | Hoosier Energy R E C, Inc | 56539 | Clark-Floyd Landfill Gas Generating | IN | Clark | ICG3 | IC | OP | 1.4 | 1.4 | 1.4 |  | 6 | 2009 | LFG |  | N | Y | N | Electric Utility |  |  |  |  | N | [57 empty] | GAS | [39 empty] | 1.1659 | 0.0016829 | 10.4
9269 | Indiana-Kentucky Electric Corp | 983 | Clifty Creek | IN | Jefferson | 1 | ST | OP | 217.3 | 200.5 | 204.7 |  | 2 | 1955 | SUB | BIT | Y | Y | N | Electric Utility |  |  |  |  | N | Y |  | Y |  |  |  | 1 | 1979 | 1337500 | 0.1 | 3.7 | 0.5 | PB | DP | NP | 1976 | 1982 | 1996 | MS | SS | [20 empty] | OP | EC |  |  |  |  | 0.5 | 6 |  |  | 98.4 | 40 | 925000 | OP | LN | OV |  | COAL | IN | Clifty Creek | 983 | 1 | 2010 | CS001 | ARP, CAIRNOX, CAIROS, CAIRSO2 | 6532.6 | 12 | 1279092.21 |  | 9749.853 | 0.1561 | 861.184 | 1168282.943 | 11139234.11 | 5 | East Central Area Reliability Coordination Agreement | Jefferson | Electric Utility | 4911 | Electric Services | 38.7383 | -85.4192 | Indiana Kentucky Electric Corp (Owner/Operator) | Table 1 | Group 2 | Operating | Wet bottom wall-fired boiler | Coal |  |  | Overfire Air Selective Catalytic Reduction | Electrostatic Precipitator | 1869 | 8.6756 | COAL | 235 | 1925.9893 | 0.1561 | 1.7505 | 8.6756
9269 | Indiana-Kentucky Electric Corp | 983 | Clifty Creek | IN | Jefferson | 2 | ST | OP | 217.3 | 200.5 | 204.7 |  | 5 | 1955 | SUB | BIT | Y | Y | N | Electric Utility |  |  |  |  | N | Y |  | Y |  |  |  | 1 | 1979 | 1337500 | 0.1 | 3.7 | 0.5 | PB | DP | NP | 1976 | 1982 | 1996 | MS | SS | [20 empty] | OP | EC |  |  |  |  | 0.5 | 6 |  |  | 98.4 | 40 | 925000 | OP | LN | OV |  | COAL | IN | Clifty Creek | 983 | 2 | 2010 | CS001 | ARP, CAIRNOX, CAIROS, CAIRSO2 | 6778.93 | 12 | 1296607.65 |  | 10062.09 | 0.162 | 918.214 | 1187872.696 | 11326019.9 | 5 | East Central Area Reliability Coordination Agreement | Jefferson | Electric Utility | 4911 | Electric Services | 38.7383 | -85.4192 | Indiana Kentucky Electric Corp (Owner/Operator) | Table 1 | Group 2 | Operating | Wet bottom wall-fired boiler | Coal |  |  | Overfire Air Selective Catalytic Reduction | Electrostatic Precipitator | 1869 | 8.6941 | COAL | 224 | 1952.8578 | 0.162 | 1.7768 | 8.6941
9269 | Indiana-Kentucky Electric Corp | 983 | Clifty Creek | IN | Jefferson | 3 | ST | OP | 217.3 | 200.5 | 204.7 |  | 7 | 1955 | SUB | BIT | Y | Y | N | Electric Utility |  |  |  |  | N | Y |  | Y |  |  |  | 1 | 1979 | 1337500 | 0.1 |  |  | PB | DP | NP | 1976 | 1976 | 1996 | MS | IF | [20 empty] | OP | EC |  |  |  |  | 0.5 | 6 |  |  | 98.4 | 40 | 925000 | OP | LN | OV | OT | COAL | IN | Clifty Creek | 983 | 3 | 2010 | CS001 | ARP, CAIRNOX, CAIROS, CAIRSO2 | 7505.73 | 12 | 1418109.5 |  | 10817.617 | 0.1436 | 877.453 | 1295683.073 | 12353962.7 | 5 | East Central Area Reliability Coordination Agreement | Jefferson | Electric Utility | 4911 | Electric Services | 38.7383 | -85.4192 | Indiana Kentucky Electric Corp (Owner/Operator) | Table 1 | Group 2 | Operating | Wet bottom wall-fired boiler | Coal |  |  | Overfire Air Selective Catalytic Reduction | Electrostatic Precipitator | 1869 | 8.6712 | COAL | 228 | 1943.0874 | 0.1436 | 1.7513 | 8.6712
9269 | Indiana-Kentucky Electric Corp | 983 | Clifty Creek | IN | Jefferson | 4 | ST | OP | 217.3 | 200.5 | 204.7 |  | 10 | 1955 | SUB | BIT | Y | Y | N | Electric Utility |  |  |  |  | N | Y |  | Y | [37 empty] | OP | EC |  |  |  |  | 0.5 | 6 |  |  | 98.4 | 40 | 925000 |  |  |  |  | COAL | IN | Clifty Creek | 983 | 4 | 2010 | CS002 | ARP, CAIRNOX, CAIROS, CAIRSO2 | 7818.38 | 12 | 1523817.51 |  | 12962.762 | 0.3094 | 2135.024 | 1436094.195 | 13692747.24 | 5 | East Central Area Reliability Coordination Agreement | Jefferson | Electric Utility | 4911 | Electric Services | 38.7383 | -85.4192 | Indiana Kentucky Electric Corp (Owner/Operator) | Table 1 | Group 2 | Operating | Wet bottom wall-fired boiler | Coal |  |  | Overfire Air Selective Catalytic Reduction | Electrostatic Precipitator | 1869 | 8.9302 | COAL | 227 | 1945.53 | 0.3094 | 1.8934 | 8.9302
9269 | Indiana-Kentucky Electric Corp | 983 | Clifty Creek | IN | Jefferson | 5 | ST | OP | 217.3 | 200.5 | 204.7 |  | 11 | 1955 | SUB | BIT | Y | Y | N | Electric Utility |  |  |  |  | N | Y |  | Y | [37 empty] | OP | EC |  |  |  |  | 0.5 | 6 |  |  | 98.4 | 40 | 925000 |  |  |  |  | COAL | IN | Clifty Creek | 983 | 5 | 2010 | CS002 | ARP, CAIRNOX, CAIROS, CAIRSO2 | 7931.35 | 12 | 1545329.5 |  | 12998.389 | 0.3081 | 2151.239 | 1452219.74 | 13846501.17 | 5 | East Central Area Reliability Coordination Agreement | Jefferson | Electric Utility | 4911 | Electric Services | 38.7383 | -85.4192 | Indiana Kentucky Electric Corp (Owner/Operator) | Table 1 | Group 2 | Operating | Wet bottom wall-fired boiler | Coal |  |  | Overfire Air Selective Catalytic Reduction | Electrostatic Precipitator | 1869 | 8.9004 | COAL | 239 | 1916.2189 | 0.3081 | 1.8775 | 8.9004
9269 | Indiana-Kentucky Electric Corp | 983 | Clifty Creek | IN | Jefferson | 6 | ST | OP | 217.3 | 200.5 | 204.7 |  | 3 | 1956 | SUB | BIT | Y | Y | N | Electric Utility |  |  |  |  | N | Y |  | Y | [37 empty] | OP | EW |  |  |  |  | 0.3 | 6 |  |  | 99.7 | 50 | 1303000 |  |  |  |  | COAL | IN | Clifty Creek | 983 | 6 | 2010 | CS002 | ARP, CAIRNOX, CAIROS, CAIRSO2 | 7743.03 | 12 | 1468665.11 |  | 12341.282 | 0.3255 | 2175.583 | 1373938.289 | 13100112.37 | 5 | East Central Area Reliability Coordination Agreement | Jefferson | Electric Utility | 4911 | Electric Services | 38.7383 | -85.4192 | Indiana Kentucky Electric Corp (Owner/Operator) | Table 1 | Group 2 | Operating | Wet bottom wall-fired boiler | Coal |  |  | Overfire Air | Electrostatic Precipitator | 1869 | 8.861 | COAL | 233 | 1930.8745 | 0.3255 | 1.8841 | 8.861
9273 | Indianapolis Power & Light Co | 990 | Harding Street | IN | Marion | 3 | ST | OP | 43.8 | 35 | 40 |  | 9 | 1941 | DFO |  | N | Y | N | Electric Utility |  |  |  |  | N | N |  | N |  |  |  | 9 | 1942 | 82300 | [48 empty] | LIQUID | IN | Harding Street Station (EW Stout) | 990 | 9 | 2010 |  | ARP, CAIRNOX, CAIROS, CAIRSO2 | 231.28 | 12 | 1709.22 |  | 0.747 | 0.1881 | 3.171 | 2878.795 | 35456.895 | 5 | East Central Area Reliability Coordination Agreement | Marion | Electric Utility | 4911 | Electric Services | 39.7119 | -86.1975 | Indianapolis Power & Light Company (Owner/Operator) | Phase 2 |  | Operating | Tangentially-fired | Diesel Oil |  |  |  |  | 527 | 16.4082 | LIQUID | 27 | 259.2593 | 0.1881 | 0.042136 | 16.4082
9273 | Indianapolis Power & Light Co | 990 | Harding Street | IN | Marion | 4 | ST | OP | 43.8 | 35 | 40 |  | 6 | 1947 | DFO |  | N | Y | N | Electric Utility |  |  |  |  | N |  |  | N | [54 empty] | LIQUID | IN | Harding Street Station (EW Stout) | 990 | 9 | 2010 |  | ARP, CAIRNOX, CAIROS, CAIRSO2 | 231.28 | 12 | 1709.22 |  | 0.747 | 0.1881 | 3.171 | 2878.795 | 35456.895 | 5 | East Central Area Reliability Coordination Agreement | Marion | Electric Utility | 4911 | Electric Services | 39.7119 | -86.1975 | Indianapolis Power & Light Company (Owner/Operator) | Phase 2 |  | Operating | Tangentially-fired | Diesel Oil |  |  |  |  | 527 | 16.4082 | LIQUID | 27 | 259.2593 | 0.1881 | 0.042136 | 16.4082
9273 | Indianapolis Power & Light Co | 990 | Harding Street | IN | Marion | 5 | ST | OP | 113.5 | 106 | 109 |  | 6 | 1958 | BIT | DFO | N | Y | N | Electric Utility |  |  |  |  | N | Y |  | Y | [37 empty] | OP | EC |  |  | 7 | 0 | 2 | 4 |  | 0.1 | 99 | 28 | 392000 |  |  |  |  | COAL | IN | Harding Street Station (EW Stout) | 990 | 60 | 2010 |  | ARP, CAIRNOX, CAIROS, CAIRSO2 | 6498.16 | 12 | 551668.47 |  | 8794.662 | 0.245 | 689.927 | 573611.516 | 5590753.838 | 5 | East Central Area Reliability Coordination Agreement | Marion | Electric Utility | 4911 | Electric Services | 39.7119 | -86.1975 | Indianapolis Power & Light Company (Owner/Operator) | Table 1 | Phase 1 Group 1 | Operating | Tangentially-fired | Coal |  |  | Low NOx Burner Technology w/ Separated OFA Selective Non-catalytic Reduction | Electrostatic Precipitator | 1017 | 9.9891 | COAL | 112 | 486.2385 | 0.245 | 3.1461 | 9.9891
9273 | Indianapolis Power & Light Co | 990 | Harding Street | IN | Marion | 6 | ST | OP | 113.6 | 106 | 109 |  | 5 | 1961 | BIT | DFO | N | Y | N | Electric Utility | [5 empty] | Y |  | Y |  |  |  | 60 | 1961 | 240000 | [31 empty] | OP | MC | EC |  | 7 | 0 | 2 | 4 |  | 0.1 | 99 | 105 | 490000 |  |  |  |  | COAL | IN | Harding Street Station (EW Stout) | 990 | 60 | 2010 |  | ARP, CAIRNOX, CAIROS, CAIRSO2 | 6498.16 | 12 | 551668.47 |  | 8794.662 | 0.245 | 689.927 | 573611.516 | 5590753.838 | 5 | East Central Area Reliability Coordination Agreement | Marion | Electric Utility | 4911 | Electric Services | 39.7119 | -86.1975 | Indianapolis Power & Light Company (Owner/Operator) | Table 1 | Phase 1 Group 1 | Operating | Tangentially-fired | Coal |  |  | Low NOx Burner Technology w/ Separated OFA Selective Non-catalytic Reduction | Electrostatic Precipitator | 1017 | 9.9891 | COAL | 112 | 486.2385 | 0.245 | 3.1461 | 9.9891
9273 | Indianapolis Power & Light Co | 990 | Harding Street | IN | Marion | 7 | ST | OP | 470.9 | 435 | 435 |  | 7 | 1973 | BIT | DFO | N | Y | N | Electric Utility | [5 empty] | Y |  | Y |  |  |  | 70FGD | 2007 | 866000 | [16 empty] | OP | SP |  |  |  | LS |  |  |  | Y | 3.5 | 98.1 | 865 | 1700000 | 100 | OP | EC |  |  | 7 | 0 | 2 | 4 |  | 0.1 | 99.5 | 250 | 1465000 |  |  |  |  | COAL | IN | Harding Street Station (EW Stout) | 990 | 70 | 2010 | MS70B, MS70S | ARP, CAIRNOX, CAIROS, CAIRSO2 | 6443.99 | 12 | 2284550.68 |  | 1712.546 | 0.11 | 1023.471 | 2163393.075 | 21085735.96 | 5 | East Central Area Reliability Coordination Agreement | Marion | Electric Utility | 4911 | Electric Services | 39.7119 | -86.1975 | Indianapolis Power & Light Company (Owner/Operator) | Table 1 | Phase 1 Group 1 | Operating | Tangentially-fired | Coal |  | Wet Limestone | Low NOx Burner Technology w/ Closed-coupled/Separated OFA Selective Catalytic Reduction | Electrostatic Precipitator | 4123 | 9.1841 | COAL | 447 | 486.2069 | 0.11 | 0.16244 | 9.1841
9273 | Indianapolis Power & Light Co | 990 | Harding Street | IN | Marion | GT1 | GT | OP | 21.4 | 20 | 25 |  | 5 | 1973 | DFO |  | N | Y | N | Electric Utility | [62 empty] | LIQUID | IN | Harding Street Station (EW Stout) | 990 | 9 | 2010 |  | ARP, CAIRNOX, CAIROS, CAIRSO2 | 231.28 | 12 | 1709.22 |  | 0.747 | 0.1881 | 3.171 | 2878.795 | 35456.895 | 5 | East Central Area Reliability Coordination Agreement | Marion | Electric Utility | 4911 | Electric Services | 39.7119 | -86.1975 | Indianapolis Power & Light Company (Owner/Operator) | Phase 2 |  | Operating | Tangentially-fired | Diesel Oil |  |  |  |  | 527 | 16.4082 | LIQUID | 27 | -40 | 0.1881 | 0.042136 | 16.4082
9273 | Indianapolis Power & Light Co | 990 | Harding Street | IN | Marion | GT2 | GT | OP | 21.4 | 20 | 25 |  | 5 | 1973 | DFO |  | N | Y | N | Electric Utility | [62 empty] | LIQUID | IN | Harding Street Station (EW Stout) | 990 | 9 | 2010 |  | ARP, CAIRNOX, CAIROS, CAIRSO2 | 231.28 | 12 | 1709.22 |  | 0.747 | 0.1881 | 3.171 | 2878.795 | 35456.895 | 5 | East Central Area Reliability Coordination Agreement | Marion | Electric Utility | 4911 | Electric Services | 39.7119 | -86.1975 | Indianapolis Power & Light Company (Owner/Operator) | Phase 2 |  | Operating | Tangentially-fired | Diesel Oil |  |  |  |  | 527 | 16.4082 | LIQUID | 27 | -40 | 0.1881 | 0.042136 | 16.4082
9273 | Indianapolis Power & Light Co | 990 | Harding Street | IN | Marion | GT3 | GT | OP | 21.4 | 20 | 25 |  | 5 | 1973 | DFO |  | N | Y | N | Electric Utility | [62 empty] | LIQUID | IN | Harding Street Station (EW Stout) | 990 | 9 | 2010 |  | ARP, CAIRNOX, CAIROS, CAIRSO2 | 231.28 | 12 | 1709.22 |  | 0.747 | 0.1881 | 3.171 | 2878.795 | 35456.895 | 5 | East Central Area Reliability Coordination Agreement | Marion | Electric Utility | 4911 | Electric Services | 39.7119 | -86.1975 | Indianapolis Power & Light Company (Owner/Operator) | Phase 2 |  | Operating | Tangentially-fired | Diesel Oil |  |  |  |  | 527 | 16.4082 | LIQUID | 27 | -40 | 0.1881 | 0.042136 | 16.4082
9273 | Indianapolis Power & Light Co | 990 | Harding Street | IN | Marion | GT4 | GT | OP | 80 | 82 | 100 |  | 4 | 1994 | NG | DFO | Y | Y | N | Electric Utility | [62 empty] | GAS | IN | Harding Street Station (EW Stout) | 990 | GT4 | 2010 |  | ARP, CAIRNOX, CAIROS, CAIRSO2 | 551.87 | 12 | 16237.94 |  | 0.092 | 0.1713 | 21.524 | 15227.595 | 255962.136 | 5 | East Central Area Reliability Coordination Agreement | Marion | Electric Utility | 4911 | Electric Services | 39.7119 | -86.1975 | Indianapolis Power & Light Company (Owner/Operator) | Phase 2 |  | Operating | Combustion turbine | Pipeline Natural Gas | Diesel Oil |  | Water Injection |  | 1124 | 11.9927 | GAS | 93 | 1962.3656 | 0.1713 | 0.000719 | 11.9927
9273 | Indianapolis Power & Light Co | 990 | Harding Street | IN | Marion | GT5 | GT | OP | 80 | 82 | 102 |  | 1 | 1995 | NG | DFO | Y | Y | N | Electric Utility | [62 empty] | GAS | IN | Harding Street Station (EW Stout) | 990 | GT5 | 2010 |  | ARP, CAIRNOX, CAIROS, CAIRSO2 | 543.97 | 12 | 15865.19 |  | 0.096 | 0.1549 | 18.781 | 14548.334 | 244403.807 | 5 | East Central Area Reliability Coordination Agreement | Marion | Electric Utility | 4911 | Electric Services | 39.7119 | -86.1975 | Indianapolis Power & Light Company (Owner/Operator) | Phase 2 |  | Operating | Combustion turbine | Pipeline Natural Gas | Diesel Oil |  | Water Injection |  | 1112 | 11.3191 | GAS | 97 | 1974.2268 | 0.1549 | 0.000786 | 11.3191
9273 | Indianapolis Power & Light Co | 990 | Harding Street | IN | Marion | GT6 | GT | OP | 185 | 158 | 183 |  | 5 | 2002 | NG |  | N | Y | N | Electric Utility | [62 empty] | GAS | IN | Harding Street Station (EW Stout) | 990 | GT6 | 2010 |  | ARP, CAIRNOX, CAIROS, CAIRSO2 | 434.42 | 12 | 41932.23 |  | 0.148 | 0.0335 | 7.181 | 29387.523 | 494499.015 | 5 | East Central Area Reliability Coordination Agreement | Marion | Electric Utility | 4911 | Electric Services | 39.7119 | -86.1975 | Indianapolis Power & Light Company (Owner/Operator) | Phase 2 |  | Operating | Combustion turbine | Pipeline Natural Gas |  |  | Dry Low NOx Burners |  | 2000 | 10.1859 | GAS | 178 | 1985.9551 | 0.0335 | 0.000599 | 10.1859
9273 | Indianapolis Power & Light Co | 991 | Eagle Valley | IN | Morgan | 2 | ST | OP | 46 | 39 | 39 |  | 5 | 1950 | DFO |  | N | Y | N | Electric Utility |  |  |  |  | N | [9 empty] | 0.1 |  |  | PB | DP | NP | 1976 | 1979 | 1995 | MS | IF | [33 empty] | OP | LN | OV |  | LIQUID | IN | IPL Eagle Valley Generating Station | 991 | 2 | 2010 |  | ARP, CAIRNOX, CAIROS, CAIRSO2 | 214.79 | 12 | 2853.34 |  | 0.748 | 0.1298 | 2.835 | 3248.314 | 40049.521 | 5 | East Central Area Reliability Coordination Agreement | Morgan | Electric Utility | 4911 | Electric Services | 39.4851 | -86.4176 | Indianapolis Power & Light Company (Owner/Operator) | Phase 2 |  | Operating | Tangentially-fired | Diesel Oil |  |  |  |  | 524 | 12.3446 | LIQUID | 43 | 1948.7179 | 0.1298 | 0.037354 | 12.3446
9273 | Indianapolis Power & Light Co | 991 | Eagle Valley | IN | Morgan | 3 | ST | OP | 50 | 40 | 40 |  | 12 | 1951 | BIT |  | N | Y | N | Electric Utility |  |  |  |  | N | Y |  | Y |  |  |  | 2 | 1951 | 320000 | 0.1 |  |  | PB | SU | NP | 1975 | 1975 | 1995 | MS | ND | [20 empty] | OP | EK |  |  | 7 |  | 2 | 4 |  |  | 99.3 | 36 | 282000 | OP | LN | OV |  | COAL | IN | IPL Eagle Valley Generating Station | 991 | 3 | 2010 | CS592 | ARP, CAIRNOX, CAIROS, CAIRSO2 | 3249.46 | 12 | 119291.32 |  | 1172.06 | 0.4252 | 263.207 | 122642.612 | 1195362.989 | 5 | East Central Area Reliability Coordination Agreement | Morgan | Electric Utility | 4911 | Electric Services | 39.4851 | -86.4176 | Indianapolis Power & Light Company (Owner/Operator) | Phase 2 | Phase 1 Group 1 | Operating | Tangentially-fired | Coal |  |  |  | Electrostatic Precipitator | 524 | 9.9766 | COAL | 46 | 1925 | 0.4252 | 1.961 | 9.9766
9273 | Indianapolis Power & Light Co | 991 | Eagle Valley | IN | Morgan | 4 | ST | OP | 69 | 56 | 57 |  | 1 | 1953 | BIT |  | N | Y | N | Electric Utility |  |  |  |  | N | Y |  | Y |  |  |  | 2 | 1951 | 320000 | 0.1 | 2.8 | 0.5 | PB | DP | NP | 1978 | 1983 | 1997 | MS | NC | [20 empty] | OP | MC | EK |  | 7 |  | 2 | 4 |  |  | 99 | 58 | 320000 |  |  |  |  | COAL | IN | IPL Eagle Valley Generating Station | 991 | 4 | 2010 | CS592 | ARP, CAIRNOX, CAIROS, CAIRSO2 | 6721.42 | 12 | 304966.75 |  | 3027.238 | 0.3504 | 535.191 | 313852.674 | 3059002.093 | 5 | East Central Area Reliability Coordination Agreement | Morgan | Electric Utility | 4911 | Electric Services | 39.4851 | -86.4176 | Indianapolis Power & Light Company (Owner/Operator) | Phase 2 | Phase 1 Group 1 | Operating | Tangentially-fired | Coal |  |  | Low NOx Burner Technology w/ Separated OFA | Electrostatic Precipitator | 741 | 9.692 | COAL | 61 | 1964.9123 | 0.3504 | 1.9792 | 9.692
9273 | Indianapolis Power & Light Co | 991 | Eagle Valley | IN | Morgan | 5 | ST | OP | 69 | 62 | 63 |  | 12 | 1953 | BIT |  | N | Y | N | Electric Utility |  |  |  |  | N | Y |  | Y |  |  |  | 3 | 1953 | 450000 | 0.1 | 2.8 | 0.5 | PB | DP | NP | 1978 | 1983 | 1997 | MS | NC | [20 empty] | OP | EK | MC |  | 7 |  | 2 | 4 |  |  | 99.9 | 58 | 320000 |  |  |  |  | COAL | IN | IPL Eagle Valley Generating Station | 991 | 5 | 2010 | CS596 | ARP, CAIRNOX, CAIROS, CAIRSO2 | 7210.86 | 12 | 303440.46 |  | 2877.338 | 0.2484 | 348.281 | 289923.775 | 2825778.679 | 5 | East Central Area Reliability Coordination Agreement | Morgan | Electric Utility | 4911 | Electric Services | 39.4851 | -86.4176 | Indianapolis Power & Light Company (Owner/Operator) | Phase 2 | Phase 1 Group 1 | Operating | Tangentially-fired | Coal |  |  | Low NOx Burner Technology w/ Separated OFA | Electrostatic Precipitator | 741 | 9.3587 | COAL | 66 | 1976.1905 | 0.2484 | 2.0365 | 9.3125
9273 | Indianapolis Power & Light Co | 991 | Eagle Valley | IN | Morgan | 6 | ST | OP | 113.6 | 99 | 100 |  | 10 | 1956 | BIT |  | N | Y | N | Electric Utility |  |  |  |  | N | Y |  | Y |  |  |  | 3 | 1953 | 450000 | [31 empty] | OP | EK |  |  | 7 |  | 2 | 4 |  |  | 99 | 30 | 450000 |  |  |  |  | COAL | IN | IPL Eagle Valley Generating Station | 991 | 6 | 2010 | CS596 | ARP, CAIRNOX, CAIROS, CAIRSO2 | 7009.67 | 12 | 538934.55 |  | 5187.697 | 0.2479 | 615.631 | 516421.821 | 5033366.397 | 5 | East Central Area Reliability Coordination Agreement | Morgan | Electric Utility | 4911 | Electric Services | 39.4851 | -86.4176 | Indianapolis Power & Light Company (Owner/Operator) | Table 1 | Phase 1 Group 1 | Operating | Tangentially-fired | Coal |  |  | Low NOx Burner Technology w/ Separated OFA | Electrostatic Precipitator | 1017 | 9.2607 | COAL | 105 | 1975 | 0.2479 | 2.0613 | 9.2607
9273 | Indianapolis Power & Light Co | 991 | Eagle Valley | IN | Morgan | ST1 | ST | OP | 46 | 39 | 39 |  | 3 | 1949 | DFO |  | N | Y | N | Electric Utility |  |  |  |  | N | [9 empty] | 0.1 |  |  | PB | DP | NP | 1980 | 1979 | 1995 | MS | IF | [33 empty] | OP | LN | OV |  | LIQUID | IN | IPL Eagle Valley Generating Station | 991 | 1 | 2010 |  | ARP, CAIRNOX, CAIROS, CAIRSO2 | 214.9 | 12 | 2893.51 |  | 0.754 | 0.099 | 2.144 | 3281.922 | 40434.706 | 5 | East Central Area Reliability Coordination Agreement | Morgan | Electric Utility | 4911 | Electric Services | 39.4851 | -86.4176 | Indianapolis Power & Light Company (Owner/Operator) | Phase 2 |  | Operating | Tangentially-fired | Diesel Oil |  |  |  |  | 524 | 12.137 | LIQUID | 40 | 487.1795 | 0.099 | 0.037295 | 12.137
9273 | Indianapolis Power & Light Co | 994 | AES Petersburg | IN | Pike | 4 | ST | OP | 670.9 | 529.6 | 534.6 |  | 4 | 1986 | BIT |  | N | Y | N | Electric Utility |  |  |  |  | N | Y |  | Y |  |  |  | 4 | 1986 | 1000000 | 0.1 |  |  | PB | SU | NP | 1977 | 1977 | 1995 | MS | ND | [5 empty] | OP | SP |  |  |  | LS | DB |  |  | Y | 3.4 | 95 | 6660 | 2100000 | 100 | OP | EK |  |  |  |  | 1.2 | 4.5 |  |  | 99.4 | 168 | 2250000 |  |  |  |  | COAL | IN | Petersburg | 994 | 4 | 2010 |  | ARP, CAIRNOX, CAIROS, CAIRSO2 | 8209.77 | 12 | 3912577.98 |  | 17997.262 | 0.2445 | 4779.778 | 4003159.947 | 39017173.05 | 5 | East Central Area Reliability Coordination Agreement | Pike | Electric Utility | 4911 | Electric Services | 38.5267 | -87.2525 | Indianapolis Power & Light Company (Owner/Operator) | Phase 2 | Phase 1 Group 1 | Operating | Tangentially-fired | Coal |  | Wet Limestone | Low NOx Burner Technology w/ Closed-coupled OFA | Electrostatic Precipitator | 5550 | 9.9838 | COAL | 571 | 1965.9559 | 0.2445 | 0.92253 | 9.9722
9273 | Indianapolis Power & Light Co | 994 | AES Petersburg | IN | Pike | ST1 | ST | OP | 281.6 | 222.5 | 225.1 |  | 6 | 1967 | BIT |  | N | Y | N | Electric Utility |  |  |  |  | N | Y |  | Y |  |  |  | 1B | 1967 | 690000 | 0.1 |  |  | PB | DP | NP | 1979 | 1979 | 1995 | MS | IF | [5 empty] | OP | SP |  |  |  | LS |  |  |  | Y | 4.5 | 95 | 1128 | 968315 | 100 | OP | EK |  |  |  |  | 1.2 | 4.5 |  |  | 99.2 | 168 | 900000 |  |  |  |  | COAL | IN | Petersburg | 994 | 1 | 2010 | MS1B, MS1S | ARP, CAIRNOX, CAIROS, CAIRSO2 | 7991.24 | 12 | 1680656.64 |  | 4093.694 | 0.2151 | 1619.92 | 1521763.435 | 14831995.38 | 5 | East Central Area Reliability Coordination Agreement | Pike | Electric Utility | 4911 | Electric Services | 38.5267 | -87.2525 | Indianapolis Power & Light Company (Owner/Operator) | Table 1 | Phase 1 Group 1 | Operating | Tangentially-fired | Coal |  | Wet Limestone | Low NOx Burner Technology w/ Closed-coupled/Separated OFA | Electrostatic Precipitator | 2200 | 8.8208 | COAL | 251 | 442.47 | 0.2151 | 0.55201 | 8.8208
9273 | Indianapolis Power & Light Co | 994 | AES Petersburg | IN | Pike | ST2 | ST | OP | 523.3 | 421.8 | 432.2 |  | 12 | 1969 | BIT |  | N | Y | N | Electric Utility |  |  |  |  | N | Y |  | Y |  |  |  | 1S | 1996 | 575000 | 0.1 |  |  | PB | DP | NP | 1979 | 1979 | 1995 | MS | IF | [5 empty] | OP | SP |  |  |  | LS | DL |  |  | Y | 4.5 | 95 | 1908 | 1802730 | 100 | OP | EK |  |  |  |  | 1.2 | 4.5 |  |  | 99.2 | 337 | 1950000 |  |  |  |  | COAL | IN | Petersburg | 994 | 2 | 2010 | MS2B, MS2S | ARP, CAIRNOX, CAIROS, CAIRSO2 | 7879.28 | 12 | 3019476.9 |  | 2357.546 | 0.2073 | 2795.172 | 2839435.98 | 27674837.12 | 5 | East Central Area Reliability Coordination Agreement | Pike | Electric Utility | 4911 | Electric Services | 38.5267 | -87.2525 | Indianapolis Power & Light Company (Owner/Operator) | Table 1 | Phase 1 Group 1 | Operating | Tangentially-fired | Coal |  | Wet Limestone | Low NOx Burner Technology w/ Closed-coupled/Separated OFA Selective Catalytic Reduction | Electrostatic Precipitator | 4144 | 9.1402 | COAL | 454 | 474.7802 | 0.2073 | 0.17037 | 9.1402
9273 | Indianapolis Power & Light Co | 994 | AES Petersburg | IN | Pike | ST3 | ST | OP | 670.9 | 527.6 | 540.3 |  | 11 | 1977 | BIT |  | N | Y | N | Electric Utility |  |  |  |  | N | Y |  | Y |  |  |  | 3 | 1977 | 1200000 | [16 empty] | OP | TR |  |  |  | LS | DB |  |  | Y | 3.5 | 85 | 6660 | 2042000 | 100 | OP | EK |  |  |  |  | 1.2 | 4.5 |  |  | 99.3 | 328 | 1900000 |  |  |  |  | COAL | IN | Petersburg | 994 | 3 | 2010 |  | ARP, CAIRNOX, CAIROS, CAIRSO2 | 8523.05 | 12 | 4228341.73 |  | 5397.064 | 0.1026 | 2010.731 | 4192143.078 | 40859141.56 | 5 | East Central Area Reliability Coordination Agreement | Pike | Electric Utility | 4911 | Electric Services | 38.5267 | -87.2525 | Indianapolis Power & Light Company (Owner/Operator) | Phase 2 | Phase 1 Group 1 | Operating | Tangentially-fired | Coal |  | Wet Limestone | Selective Catalytic Reduction Low NOx Burner Technology w/ Closed-coupled OFA | Electrostatic Precipitator | 5540 | 9.6253 | COAL | 577 | 466.0374 | 0.1026 | 0.26418 | 9.6253
9273 | Indianapolis Power & Light Co | 7759 | Georgetown | IN | Marion | GT1 | GT | OP | 85.3 | 79 | 100 |  | 6 | 2000 | NG |  | N | Y | N | Electric Utility |  |  |  |  | N | [57 empty] | GAS | IN | Georgetown Substation | 7759 | GT1 | 2010 |  | ARP, CAIRNOX, CAIROS, CAIRSO2 | 309.45 | 12 | 13846.49 |  | 0.056 | 0.0197 | 1.878 | 11186.24 | 188226.596 | 5 | East Central Area Reliability Coordination Agreement | Marion | Electric Utility | 4911 | Electric Services | 39.9022 | -86.2439 | Indianapolis Power & Light Company (Owner/Operator) | Phase 2 |  | Operating | Combustion turbine | Pipeline Natural Gas |  |  | Dry Low NOx Burners |  | 1100 | 11.6955 | GAS | 98 | 1989.7959 | 0.0197 | 0.000595 | 11.6955
9273 | Indianapolis Power & Light Co | 7759 | Georgetown | IN | Marion | GT2 | GT | OP | 73.5 | 72 | 90 |  | 6 | 2000 | NG |  | N | Y | N | Electric Utility |  |  |  |  | N | [57 empty] | GAS | IN | Georgetown Substation | 7759 | GT2 | 2010 |  | ARP, CAIRNOX, CAIROS, CAIRSO2 | 380.87 | 12 | 22495.54 |  | 0.088 | 0.0221 | 3.339 | 17370.189 | 292240.766 | 5 | East Central Area Reliability Coordination Agreement | Marion | Electric Utility | 4911 | Electric Services | 39.9022 | -86.2439 | Indianapolis Power & Light Company (Operator) Indiana Municipal Power Agency (Owner) | Phase 2 |  | Operating | Combustion turbine | Pipeline Natural Gas |  |  | Dry Low NOx Burners |  | 1100 | 12.0854 | GAS | 90 | 2000 | 0.0221 | 0.000602 | 12.0854
9273 | Indianapolis Power & Light Co | 7759 | Georgetown | IN | Marion | GT3 | GT | OP | 73.5 | 72 | 90 |  | 6 | 2000 | NG |  | N | Y | N | Electric Utility |  |  |  |  | N | [57 empty] | GAS | IN | Georgetown Substation | 7759 | GT3 | 2010 |  | ARP, CAIRNOX, CAIROS, CAIRSO2 | 373 | 12 | 21721.24 |  | 0.083 | 0.0197 | 2.704 | 16391.98 | 275821.097 | 5 | East Central Area Reliability Coordination Agreement | Marion | Electric Utility | 4911 | Electric Services | 39.9022 | -86.2439 | Indianapolis Power & Light Company (Operator) Indiana Municipal Power Agency (Owner) | Phase 2 |  | Operating | Combustion turbine | Pipeline Natural Gas |  |  | Dry Low NOx Burners |  | 1100 | 11.9861 | GAS | 91 | 1994.4444 | 0.0197 | 0.000602 | 11.9861
9273 | Indianapolis Power & Light Co | 7759 | Georgetown | IN | Marion | GT4 | GT | OP | 73.5 | 72 | 90 |  | 5 | 2001 | NG |  | N | Y | N | Electric Utility |  |  |  |  | N | [57 empty] | GAS | IN | Georgetown Substation | 7759 | GT4 | 2010 |  | ARP, CAIRNOX, CAIROS, CAIRSO2 | 335.9 | 12 | 15642.04 |  | 0.065 | 0.0194 | 2.121 | 12888.384 | 216868.144 | 5 | East Central Area Reliability Coordination Agreement | Marion | Electric Utility | 4911 | Electric Services | 39.9022 | -86.2439 | DTE Energy Services (Owner) Indianapolis Power & Light Company (Operator) | Phase 2 |  | Operating | Combustion turbine | Pipeline Natural Gas |  |  | Dry Low NOx Burners |  | 1150 | 11.933 | GAS | 98 | 1955.5556 | 0.0194 | 0.000599 | 11.933
9273 | Indianapolis Power & Light Co | 990 | Harding Street | IN | Marion | IC1 | IC | OP | 2.7 | 3 | 3 |  | 4 | 1967 | DFO |  | N | Y | N | Electric Utility | [62 empty] | LIQUID | [39 empty] | 0.7385 | 0.025484 | 12.5895
9273 | Indianapolis Power & Light Co | 991 | Eagle Valley | IN | Morgan | IC1 | IC | OP | 2.7 | 3 | 3 |  | 4 | 1967 | DFO |  | N | Y | N | Electric Utility |  |  |  |  | N | [57 empty] | LIQUID | [39 empty] | 0.7385 | 0.025484 | 12.5895
9273 | Indianapolis Power & Light Co | 994 | AES Petersburg | IN | Pike | IC1 | IC | OP | 2.7 | 3 | 3 |  | 8 | 1967 | DFO |  | N | Y | N | Electric Utility |  |  |  |  | N | [57 empty] | LIQUID | [39 empty] | 0.7385 | 0.025484 | 12.5895
9273 | Indianapolis Power & Light Co | 994 | AES Petersburg | IN | Pike | IC2 | IC | OP | 2.7 | 3 | 3 |  | 8 | 1967 | DFO |  | N | Y | N | Electric Utility |  |  |  |  | N | [57 empty] | LIQUID | [39 empty] | 0.7385 | 0.025484 | 12.5895
9273 | Indianapolis Power & Light Co | 994 | AES Petersburg | IN | Pike | IC3 | IC | OP | 2.7 | 2 | 2 |  | 8 | 1967 | DFO |  | N | Y | N | Electric Utility |  |  |  |  | N | [57 empty] | LIQUID | [39 empty] | 0.7385 | 0.025484 | 12.5895
9275 | Indianola Municipal Utilities | 1150 | Indianola | IA | Warren | 6 | IC | OP | 5.1 | 5 | 5 |  | 1 | 1970 | DFO | NG | Y | Y | N | Electric Utility |  |  |  |  | N | [57 empty] | LIQUID | [39 empty] | 0.7385 | 0.025484 | 12.5895
9275 | Indianola Municipal Utilities | 1150 | Indianola | IA | Warren | 7 | GT | OP | 20.6 | 19.4 | 23 |  | 1 | 1977 | DFO |  | N | Y | N | Electric Utility |  |  |  |  | N | [57 empty] | LIQUID | [39 empty] | 0.94079 | 0.09042 | 13.3353
9275 | Indianola Municipal Utilities | 1150 | Indianola | IA | Warren | 8 | GT | OP | 20.3 | 22.8 | 24 |  | 1 | 2000 | DFO |  | N | Y | N | Electric Utility |  |  |  |  | N | [57 empty] | LIQUID | [39 empty] | 0.35895 | 0.027762 | 14.461
9275 | Indianola Municipal Utilities | 1150 | Indianola | IA | Warren | 1 | IC | OP | 0.8 | 0.6 | 0.6 |  | 1 | 1946 | DFO | NG | Y | Y | N | Electric Utility |  |  |  |  | N | [5 empty] | N | [51 empty] | LIQUID | [39 empty] | 0.7385 | 0.025484 | 12.5895
9275 | Indianola Municipal Utilities | 1150 | Indianola | IA | Warren | 2 | IC | OP | 1.4 | 1.3 | 1.3 |  | 1 | 1949 | DFO | NG | Y | Y | N | Electric Utility |  |  |  |  | N | [57 empty] | LIQUID | [39 empty] | 0.7385 | 0.025484 | 12.5895
9275 | Indianola Municipal Utilities | 1150 | Indianola | IA | Warren | 4 | IC | OP | 1.5 | 1.3 | 1.3 |  | 1 | 1961 | DFO | NG | Y | Y | N | Electric Utility |  |  |  |  | N | [57 empty] | LIQUID | [39 empty] | 0.7385 | 0.025484 | 12.5895
9275 | Indianola Municipal Utilities | 1150 | Indianola | IA | Warren | 5 | IC | OP | 4 | 4 | 4 |  | 1 | 1966 | DFO | NG | Y | Y | N | Electric Utility |  |  |  |  | N | [57 empty] | LIQUID | [39 empty] | 0.7385 | 0.025484 | 12.5895
9286 | Illinois Municipal Elec Agency | 56116 | IMEA Flora | IL | Clay | 10 | IC | OP | 1.8 | 1.8 | 1.8 |  | 12 | 2000 | DFO |  | N | N | N | Electric Utility |  |  |  |  | N | [57 empty] | LIQUID | [39 empty] | 0.7385 | 0.025484 | 12.5895
9286 | Illinois Municipal Elec Agency | 56116 | IMEA Flora | IL | Clay | 6 | IC | OP | 1.8 | 1.8 | 1.8 |  | 12 | 2000 | DFO |  | N | N | N | Electric Utility |  |  |  |  | N | [57 empty] | LIQUID | [39 empty] | 0.7385 | 0.025484 | 12.5895
9286 | Illinois Municipal Elec Agency | 56116 | IMEA Flora | IL | Clay | 7 | IC | OP | 1.8 | 1.8 | 1.8 |  | 12 | 2000 | DFO |  | N | N | N | Electric Utility |  |  |  |  | N | [57 empty] | LIQUID | [39 empty] | 0.7385 | 0.025484 | 12.5895
9286 | Illinois Municipal Elec Agency | 56116 | IMEA Flora | IL | Clay | 8 | IC | OP | 1.8 | 1.8 | 1.8 |  | 12 | 2000 | DFO |  | N | N | N | Electric Utility |  |  |  |  | N | [57 empty] | LIQUID | [39 empty] | 0.7385 | 0.025484 | 12.5895
9286 | Illinois Municipal Elec Agency | 56116 | IMEA Flora | IL | Clay | 9 | IC | OP | 1.8 | 1.8 | 1.8 |  | 12 | 2000 | DFO |  | N | N | N | Electric Utility |  |  |  |  | N | [57 empty] | LIQUID | [39 empty] | 0.7385 | 0.025484 | 12.5895
9297 | IPT SRI Cogeneration Inc | 50537 | SRI International Cogen Project | CA | SAN MATEO | GEN1 | GT | OP | 6 | 5.6 | 5.6 |  | 4 | 1987 | NG |  | N | Y | Y | Commercial CHP |  |  |  |  | N | [57 empty] | GAS | [39 empty] | 0.22703 | 0.0019194 | 9.7178
9303 | Verso Bucksport LLC | 50243 | Verso Paper | ME | Hancock | GEN2 | ST | OP | 15.6 | 21 | 21 |  | 7 | 1965 | NG | WDS | Y | N | Y | Industrial CHP |  |  |  |  | N | [40 empty] | ¦¦OP | ¦¦MC | ¦¦EH |  | ¦¦ 8.8 | ¦¦ .1 | ¦¦ .7 |  | ¦¦ .7 |  | ¦¦ 99.5 | ¦¦ 13 | ¦¦ 320000 |  |  |  |  | GAS | [39 empty] | 0.66868 | 0.0038467 | 12.3914
9303 | Verso Bucksport LLC | 50243 | Verso Paper | ME | Hancock | GEN3 | ST | OP | 72 | 72 | 72 |  | 7 | 1988 | NG | WDS | Y | Y | Y | Industrial CHP |  |  |  |  | N | [40 empty] | ¦¦OP | ¦¦MC | ¦¦EH |  | ¦¦ 8.8 | ¦¦ .1 | ¦¦ .7 |  | ¦¦ .7 |  | ¦¦ 99.5 | ¦¦ 13 | ¦¦ 320000 |  |  |  |  | GAS | ME | Bucksport Clean Energy | 50243 | GEN4 | 2010 |  | ARP, RGGI | 8493.5 | 12 | 1445680.25 |  | 4.229 | 0.0298 | 203.477 | 813063.986 | 13895215.05 | 1 |  | Hancock | Cogeneration | 4911 | Electric Services | 44.5739 | -68.8033 | Bucksport Energy, LLC (Owner) Verso Paper (Owner/Operator) | Phase 2 |  | Operating | Combined cycle | Pipeline Natural Gas | Diesel Oil |  | Dry Low NOx Burners Water Injection |  | 2082 | 9.6058 | GAS | 190 | -319.4444 | 0.0298 | 0.000609 | 9.6058
9303 | Verso Bucksport LLC | 50243 | Verso Paper | ME | Hancock | GEN4 | GT | OP | 186.8 | 156.8 | 183.1 |  | 1 | 2001 | NG | DFO | Y | Y | Y | Industrial CHP |  |  |  |  | N | [57 empty] | GAS | ME | Bucksport Clean Energy | 50243 | GEN4 | 2010 |  | ARP, RGGI | 8493.5 | 12 | 1445680.25 |  | 4.229 | 0.0298 | 203.477 | 813063.986 | 13895215.05 | 1 |  | Hancock | Cogeneration | 4911 | Electric Services | 44.5739 | -68.8033 | Bucksport Energy, LLC (Owner) Verso Paper (Owner/Operator) | Phase 2 |  | Operating | Combined cycle | Pipeline Natural Gas | Diesel Oil |  | Dry Low NOx Burners Water Injection |  | 2082 | 9.6058 | GAS | 190 | 1981.1578 | 0.0298 | 0.000609 | 9.6058
9312 | IPC-Mansfield Mill | 54091 | Mansfield Mill | LA | De Soto | GEN1 | ST | OP | 40 | 24.6 | 23 |  | 10 | 1981 | BLQ | WDS | Y | N | Y | Industrial CHP |  |  |  |  | N | [6 empty] | HRSGF¦¦PB1F¦¦PB2F¦¦RB1F¦¦RB2F | 1995¦¦ 1981¦¦ 1981¦¦ 1981¦¦ 1981 | 180000¦¦ 190000¦¦ 190000¦¦ 165000¦¦ 165000 | [31 empty] | ¦¦OP¦¦OP¦¦OP¦¦OP | ¦¦EH¦¦EH¦¦EW¦¦EW | ¦¦MC¦¦MC |  | ¦¦ 12¦¦ 12 | ¦¦ .4¦¦ .4¦¦ .4¦¦ .4 | ¦¦ 1.2¦¦ 1.2 |  | ¦¦ .5¦¦ .7¦¦ .7¦¦ .7 |  | ¦¦ 99¦¦ 99¦¦ 99.7¦¦ 99.7 |  | ¦¦ 156588¦¦ 146293¦¦ 171434¦¦ 159120 |  |  |  |  | LIQUID | [39 empty] | 0.1517 | 0.049001 | 10.4
9312 | IPC-Mansfield Mill | 54091 | Mansfield Mill | LA | De Soto | GEN2 | ST | OP | 40 | 25.6 | 27.1 |  | 12 | 1981 | BLQ | WDS | Y | N | Y | Industrial CHP |  |  |  |  | N | [6 empty] | HRSGF¦¦PB1F¦¦PB2F¦¦RB1F¦¦RB2F | 1995¦¦ 1981¦¦ 1981¦¦ 1981¦¦ 1981 | 180000¦¦ 190000¦¦ 190000¦¦ 165000¦¦ 165000 | [31 empty] | ¦¦OP¦¦OP¦¦OP¦¦OP | ¦¦EH¦¦EH¦¦EW¦¦EW | ¦¦MC¦¦MC |  | ¦¦ 12¦¦ 12 | ¦¦ .4¦¦ .4¦¦ .4¦¦ .4 | ¦¦ 1.2¦¦ 1.2 |  | ¦¦ .5¦¦ .7¦¦ .7¦¦ .7 |  | ¦¦ 99¦¦ 99¦¦ 99.7¦¦ 99.7 |  | ¦¦ 156588¦¦ 146293¦¦ 171434¦¦ 159120 |  |  |  |  | LIQUID | [39 empty] | 0.1517 | 0.049001 | 10.4
9312 | IPC-Mansfield Mill | 54091 | Mansfield Mill | LA | De Soto | GEN3 | ST | OP | 30 | 22.1 | 22.2 |  | 12 | 1981 | BLQ | WDS | Y | N | Y | Industrial CHP |  |  |  |  | N | [6 empty] | HRSGF¦¦PB1F¦¦PB2F¦¦RB1F¦¦RB2F | 1995¦¦ 1981¦¦ 1981¦¦ 1981¦¦ 1981 | 180000¦¦ 190000¦¦ 190000¦¦ 165000¦¦ 165000 | [31 empty] | ¦¦OP¦¦OP¦¦OP¦¦OP | ¦¦EH¦¦EH¦¦EW¦¦EW | ¦¦MC¦¦MC |  | ¦¦ 12¦¦ 12 | ¦¦ .4¦¦ .4¦¦ .4¦¦ .4 | ¦¦ 1.2¦¦ 1.2 |  | ¦¦ .5¦¦ .7¦¦ .7¦¦ .7 |  | ¦¦ 99¦¦ 99¦¦ 99.7¦¦ 99.7 |  | ¦¦ 156588¦¦ 146293¦¦ 171434¦¦ 159120 |  |  |  |  | LIQUID | [39 empty] | 0.1517 | 0.049001 | 10.4
9312 | IPC-Mansfield Mill | 54091 | Mansfield Mill | LA | De Soto | GEN4 | GT | OP | 25 | 14.8 | 8.9 |  | 8 | 1995 | NG |  | N | N | Y | Industrial CHP |  |  |  |  | N | [57 empty] | GAS | [39 empty] | 0.13546 | 0.001819 | 11.14
9324 | Indiana Michigan Power Co | 988 | Tanners Creek | IN | Dearborn | 1 | ST | OP | 152.5 | 145 | 145 |  | 3 | 1951 | BIT |  | N | Y | N | Electric Utility |  |  |  | 2015 | N | Y |  | Y |  |  |  | 1 | 1977 | 1100000 | [31 empty] | OP | EK |  |  | 5 |  | 0.3 | 6 |  |  | 99.7 | 10 | 640000 |  |  |  |  | COAL | IN | Tanners Creek | 988 | U1 | 2010 | CS013 | ARP, CAIRNOX, CAIROS, CAIRSO2 | 4444.54 | 12 | 376010.3 |  | 1671.641 | 0.2696 | 469.806 | 354335.338 | 3378460.353 | 5 | East Central Area Reliability Coordination Agreement | Dearborn | Electric Utility | 4911 | Electric Services | 39.0831 | -84.8581 | Indiana Michigan Power Company (Owner/Operator) | Phase 2 | Group 2 | Operating | Dry bottom vertically-fired boiler | Coal |  |  | Low NOx Burner Technology (Dry Bottom only) Selective Non-catalytic Reduction | Electrostatic Precipitator | 1391 | 8.7381 | COAL | 159 | 451.7241 | 0.2696 | 0.98959 | 8.7381
9324 | Indiana Michigan Power Co | 988 | Tanners Creek | IN | Dearborn | 2 | ST | OP | 152.5 | 145 | 145 |  | 11 | 1952 | BIT |  | N | Y | N | Electric Utility |  |  |  | 2015 | N | Y |  | Y |  |  |  | 1 | 1977 | 1100000 | [31 empty] | OP | EK |  |  | 5 |  | 0.3 | 6 |  |  | 99.7 | 10 | 640000 |  |  |  |  | COAL | IN | Tanners Creek | 988 | U2 | 2010 | CS013 | ARP, CAIRNOX, CAIROS, CAIRSO2 | 3419.61 | 12 | 306254.42 |  | 1484.622 | 0.2721 | 399.87 | 298193.328 | 2843183.483 | 5 | East Central Area Reliability Coordination Agreement | Dearborn | Electric Utility | 4911 | Electric Services | 39.0831 | -84.8581 | Indiana Michigan Power Company (Owner/Operator) | Phase 2 | Group 2 | Operating | Dry bottom vertically-fired boiler | Coal |  |  | Low NOx Burner Technology (Dry Bottom only) Selective Non-catalytic Reduction | Electrostatic Precipitator | 1391 | 8.7149 | COAL | 161 | 444.8276 | 0.2721 | 1.0443 | 8.7149
9324 | Indiana Michigan Power Co | 988 | Tanners Creek | IN | Dearborn | 3 | ST | OP | 215.4 | 200 | 205 |  | 12 | 1954 | BIT |  | N | Y | N | Electric Utility |  |  |  | 2015 | N | Y |  | Y |  |  |  | 1 | 1977 | 1100000 | [31 empty] | OP | EK |  |  | 5 |  | 0.3 | 6 |  |  | 99.7 | 12 | 940000 |  |  |  |  | COAL | IN | Tanners Creek | 988 | U3 | 2010 | CS013 | ARP, CAIRNOX, CAIROS, CAIRSO2 | 4843.81 | 12 | 534459.52 |  | 2414.496 | 0.2697 | 666.029 | 496108.072 | 4730264.381 | 5 | East Central Area Reliability Coordination Agreement | Dearborn | Electric Utility | 4911 | Electric Services | 39.0831 | -84.8581 | Indiana Michigan Power Company (Owner/Operator) | Phase 2 | Group 2 | Operating | Dry bottom vertically-fired boiler | Coal |  |  | Low NOx Burner Technology (Dry Bottom only) Selective Non-catalytic Reduction | Electrostatic Precipitator | 1844 | 8.4782 | COAL | 225 | 451.2195 | 0.2697 | 1.0209 | 8.4782
9324 | Indiana Michigan Power Co | 988 | Tanners Creek | IN | Dearborn | 4 | ST | OP | 579.7 | 500 | 500 |  | 7 | 1964 | BIT | SUB | N | Y | N | Electric Utility |  |  |  |  | N | N |  |  | Y |  |  | 2 | 1977 | 1100000 | [31 empty] | OP | EK |  |  | 7 |  | 0.3 | 6 |  |  | 98.3 | 67 | 2300000 |  |  |  |  | COAL | IN | Tanners Creek | 988 | U4 | 2010 |  | ARP, CAIRNOX, CAIROS, CAIRSO2 | 6291.57 | 12 | 2976947.52 |  | 19279.593 | 0.2296 | 3140.264 | 2863493.471 | 27302865.67 | 5 | East Central Area Reliability Coordination Agreement | Dearborn | Electric Utility | 4911 | Electric Services | 39.0831 | -84.8581 | Indiana Michigan Power Company (Owner/Operator) | Table 1 | Group 2 | Operating | Cyclone boiler | Coal |  |  | Overfire Air | Electrostatic Precipitator | 4990 | 8.842 | COAL | 543 | 457 | 0.2296 | 1.4123 | 8.842
9324 | Indiana Michigan Power Co | 6000 | Donald C Cook | MI | Berrien | 1 | ST | OP | 1152 | 1009 | 1084 |  | 8 | 1975 | NUC |  | N | Y | N | Electric Utility |  |  |  |  | N | [57 empty] | N/A | [39 empty] | 0 | 0 | 10.4
9324 | Indiana Michigan Power Co | 6000 | Donald C Cook | MI | Berrien | 2 | ST | OP | 1133.3 | 1060 | 1107 |  | 7 | 1978 | NUC |  | N | Y | N | Electric Utility |  |  |  |  | N | [57 empty] | N/A | [39 empty] | 0 | 0 | 10.4
9324 | Indiana Michigan Power Co | 6166 | Rockport | IN | Spencer | 1 | ST | OP | 1300 | 1300 | 1300 |  | 12 | 1984 | SUB | BIT | N | Y | N | Electric Utility |  |  |  |  | N | Y |  |  | Y |  |  | MS | 1984 | 5593501 | [31 empty] | OP | EK |  |  | 7.4 |  | 0.6 |  |  |  | 99.7 | 520 | 5100000 |  |  |  |  | COAL | IN | Rockport | 6166 | MB1 | 2010 | CS012 | ARP, CAIRNOX, CAIROS, CAIRSO2 | 7484.6 | 12 | 9700728.74 |  | 28721.714 | 0.2355 | 10804.457 | 9565206.533 | 91201429.37 | 5 | East Central Area Reliability Coordination Agreement | Spencer | Electric Utility | 4911 | Electric Services | 37.9256 | -87.0372 | Indiana Michigan Power Company (Owner/Operator) | Phase 2 | Early Election | Operating | Dry bottom wall-fired boiler | Coal |  |  | Low NOx Burner Technology (Dry Bottom only) | Electrostatic Precipitator | 12374 | 9.3853 | COAL | 1401 | 461.1538 | 0.2355 | 0.62985 | 9.3853
9324 | Indiana Michigan Power Co | 6166 | Rockport | IN | Spencer | 2 | ST | OP | 1300 | 1300 | 1300 |  | 12 | 1989 | SUB | BIT | N | Y | N | Electric Utility |  |  |  |  | N | Y |  |  | Y |  |  | MS | 1984 | 5593501 | [31 empty] | OP | EK |  |  | 7.4 |  | 0.6 |  |  |  | 99.7 | 520 | 5100000 |  |  |  |  | COAL | IN | Rockport | 6166 | MB2 | 2010 | CS012 | ARP, CAIRNOX, CAIROS, CAIRSO2 | 6866.85 | 12 | 8827397.53 |  | 25520.492 | 0.2345 | 9740.853 | 8655247.546 | 82525233.88 | 5 | East Central Area Reliability Coordination Agreement | Spencer | Electric Utility | 4911 | Electric Services | 37.9256 | -87.0372 | Passive Lessors (Owner) Indiana Michigan Power Company (Operator) | Phase 2 | Early Election | Operating | Dry bottom wall-fired boiler | Coal |  |  | Low NOx Burner Technology (Dry Bottom only) | Electrostatic Precipitator | 12374 | 9.3174 | COAL | 1383 | 468.0769 | 0.2345 | 0.61849 | 9.3174
9324 | Indiana Michigan Power Co | 986 | Elkhart | IN | Elkhart | 1 | HY | OP | 1.4 | 1.6 | 2.1 | D003 | 1 | 1913 | WAT |  | N | Y | N | Electric Utility | [62 empty] | N/A | [39 empty] | 0 | 0 | 10.4
9324 | Indiana Michigan Power Co | 986 | Elkhart | IN | Elkhart | 2 | HY | OP | 1 |  |  | D003 | 1 | 1921 | WAT |  | N | Y | N | Electric Utility | [62 empty] | N/A | [39 empty] | 0 | 0 | 10.4
9324 | Indiana Michigan Power Co | 986 | Elkhart | IN | Elkhart | 3 | HY | OP | 1 |  |  | D003 | 1 | 1921 | WAT |  | N | Y | N | Electric Utility | [62 empty] | N/A | [39 empty] | 0 | 0 | 10.4
9324 | Indiana Michigan Power Co | 989 | Twin Branch | IN | St Joseph | H1E | HY | OP | 0.6 | 2.9 | 3.6 | D002 | 5 | 1989 | WAT |  | N | Y | N | Electric Utility | [62 empty] | N/A | [39 empty] | 0 | 0 | 10.4
9324 | Indiana Michigan Power Co | 989 | Twin Branch | IN | St Joseph | H1W | HY | OP | 0.6 |  |  | D002 | 5 | 1989 | WAT |  | N | Y | N | Electric Utility | [62 empty] | N/A | [39 empty] | 0 | 0 | 10.4
9324 | Indiana Michigan Power Co | 989 | Twin Branch | IN | St Joseph | H2W | HY | OP | 0.6 |  |  | D002 | 5 | 1989 | WAT |  | N | Y | N | Electric Utility | [62 empty] | N/A | [39 empty] | 0 | 0 | 10.4
9324 | Indiana Michigan Power Co | 989 | Twin Branch | IN | St Joseph | H3W | HY | OP | 0.6 |  |  | D002 | 5 | 1989 | WAT |  | N | Y | N | Electric Utility | [62 empty] | N/A | [39 empty] | 0 | 0 | 10.4
9324 | Indiana Michigan Power Co | 989 | Twin Branch | IN | St Joseph | H4W | HY | OP | 0.6 |  |  | D002 | 5 | 1989 | WAT |  | N | Y | N | Electric Utility | [62 empty] | N/A | [39 empty] | 0 | 0 | 10.4
9324 | Indiana Michigan Power Co | 989 | Twin Branch | IN | St Joseph | H5W | HY | OP | 0.6 |  |  | D002 | 5 | 1989 | WAT |  | N | Y | N | Electric Utility | [62 empty] | N/A | [39 empty] | 0 | 0 | 10.4
9324 | Indiana Michigan Power Co | 989 | Twin Branch | IN | St Joseph | H6E | HY | OP | 0.6 |  |  | D002 | 5 | 1989 | WAT |  | N | Y | N | Electric Utility | [62 empty] | N/A | [39 empty] | 0 | 0 | 10.4
9324 | Indiana Michigan Power Co | 989 | Twin Branch | IN | St Joseph | H6W | HY | OP | 0.6 |  |  | D002 | 5 | 1989 | WAT |  | N | Y | N | Electric Utility | [62 empty] | N/A | [39 empty] | 0 | 0 | 10.4
9324 | Indiana Michigan Power Co | 1753 | Berrien Springs | MI | Berrien | 10 | HY | OP | 0.6 | 3.1 | 5.2 | D004 | 11 | 1996 | WAT |  | N | Y | N | Electric Utility | [62 empty] | N/A | [39 empty] | 0 | 0 | 10.4
9324 | Indiana Michigan Power Co | 1753 | Berrien Springs | MI | Berrien | 11 | HY | OP | 0.6 |  |  | D004 | 11 | 1996 | WAT |  | N | Y | N | Electric Utility | [62 empty] | N/A | [39 empty] | 0 | 0 | 10.4
9324 | Indiana Michigan Power Co | 1753 | Berrien Springs | MI | Berrien | 12 | HY | OP | 0.6 |  |  | D004 | 11 | 1996 | WAT |  | N | Y | N | Electric Utility | [62 empty] | N/A | [39 empty] | 0 | 0 | 10.4
9324 | Indiana Michigan Power Co | 1753 | Berrien Springs | MI | Berrien | 1A | HY | OP | 0.6 |  |  | D004 | 1 | 1996 | WAT |  | N | Y | N | Electric Utility | [62 empty] | N/A | [39 empty] | 0 | 0 | 10.4
9324 | Indiana Michigan Power Co | 1753 | Berrien Springs | MI | Berrien | 2A | HY | OP | 0.6 |  |  | D004 | 1 | 1996 | WAT |  | N | Y | N | Electric Utility | [62 empty] | N/A | [39 empty] | 0 | 0 | 10.4
9324 | Indiana Michigan Power Co | 1753 | Berrien Springs | MI | Berrien | 3A | HY | OP | 0.6 |  |  | D004 | 1 | 1996 | WAT |  | N | Y | N | Electric Utility | [62 empty] | N/A | [39 empty] | 0 | 0 | 10.4
9324 | Indiana Michigan Power Co | 1753 | Berrien Springs | MI | Berrien | 4A | HY | OP | 0.6 |  |  | D004 | 1 | 1996 | WAT |  | N | Y | N | Electric Utility | [62 empty] | N/A | [39 empty] | 0 | 0 | 10.4
9324 | Indiana Michigan Power Co | 1753 | Berrien Springs | MI | Berrien | 5 | HY | OP | 0.6 |  |  | D004 | 1 | 1996 | WAT |  | N | Y | N | Electric Utility | [62 empty] | N/A | [39 empty] | 0 | 0 | 10.4
9324 | Indiana Michigan Power Co | 1753 | Berrien Springs | MI | Berrien | 6 | HY | OP | 0.6 |  |  | D004 | 1 | 1996 | WAT |  | N | Y | N | Electric Utility | [62 empty] | N/A | [39 empty] | 0 | 0 | 10.4
9324 | Indiana Michigan Power Co | 1753 | Berrien Springs | MI | Berrien | 7 | HY | OP | 0.6 |  |  | D004 | 11 | 1996 | WAT |  | N | Y | N | Electric Utility | [62 empty] | N/A | [39 empty] | 0 | 0 | 10.4
9324 | Indiana Michigan Power Co | 1753 | Berrien Springs | MI | Berrien | 8 | HY | OP | 0.6 |  |  | D004 | 11 | 1996 | WAT |  | N | Y | N | Electric Utility | [62 empty] | N/A | [39 empty] | 0 | 0 | 10.4
9324 | Indiana Michigan Power Co | 1753 | Berrien Springs | MI | Berrien | 9 | HY | OP | 0.6 |  |  | D004 | 11 | 1996 | WAT |  | N | Y | N | Electric Utility | [62 empty] | N/A | [39 empty] | 0 | 0 | 10.4
9324 | Indiana Michigan Power Co | 1754 | Buchanan | MI | Berrien | 1 | HY | OP | 0.4 | 2.3 | 2.4 | B148 | 1 | 1919 | WAT |  | N | Y | N | Electric Utility | [62 empty] | N/A | [39 empty] | 0 | 0 | 10.4
9324 | Indiana Michigan Power Co | 1754 | Buchanan | MI | Berrien | 10 | HY | OP | 0.5 |  |  | B148 | 1 | 1927 | WAT |  | N | Y | N | Electric Utility | [62 empty] | N/A | [39 empty] | 0 | 0 | 10.4
9324 | Indiana Michigan Power Co | 1754 | Buchanan | MI | Berrien | 2 | HY | OP | 0.4 |  |  | B148 | 1 | 1919 | WAT |  | N | Y | N | Electric Utility | [62 empty] | N/A | [39 empty] | 0 | 0 | 10.4
9324 | Indiana Michigan Power Co | 1754 | Buchanan | MI | Berrien | 3 | HY | OP | 0.4 |  |  | B148 | 1 | 1919 | WAT |  | N | Y | N | Electric Utility | [62 empty] | N/A | [39 empty] | 0 | 0 | 10.4
9324 | Indiana Michigan Power Co | 1754 | Buchanan | MI | Berrien | 4 | HY | OP | 0.4 |  |  | B148 | 1 | 1919 | WAT |  | N | Y | N | Electric Utility | [62 empty] | N/A | [39 empty] | 0 | 0 | 10.4
9324 | Indiana Michigan Power Co | 1754 | Buchanan | MI | Berrien | 5 | HY | OP | 0.4 |  |  | B148 | 1 | 1919 | WAT |  | N | Y | N | Electric Utility | [62 empty] | N/A | [39 empty] | 0 | 0 | 10.4
9324 | Indiana Michigan Power Co | 1754 | Buchanan | MI | Berrien | 6 | HY | OP | 0.4 |  |  | B148 | 1 | 1919 | WAT |  | N | Y | N | Electric Utility | [62 empty] | N/A | [39 empty] | 0 | 0 | 10.4
9324 | Indiana Michigan Power Co | 1754 | Buchanan | MI | Berrien | 7 | HY | OP | 0.5 |  |  | B148 | 1 | 1927 | WAT |  | N | Y | N | Electric Utility | [62 empty] | N/A | [39 empty] | 0 | 0 | 10.4
9324 | Indiana Michigan Power Co | 1754 | Buchanan | MI | Berrien | 8 | HY | OP | 0.5 |  |  | B148 | 1 | 1927 | WAT |  | N | Y | N | Electric Utility | [62 empty] | N/A | [39 empty] | 0 | 0 | 10.4
9324 | Indiana Michigan Power Co | 1754 | Buchanan | MI | Berrien | 9 | HY | OP | 0.5 |  |  | B148 | 1 | 1927 | WAT |  | N | Y | N | Electric Utility | [62 empty] | N/A | [39 empty] | 0 | 0 | 10.4
9324 | Indiana Michigan Power Co | 1760 | Constantine | MI | St Joseph | 1 | HY | OP | 0.3 | 0.5 | 0.8 | C071 | 1 | 1923 | WAT |  | N | Y | N | Electric Utility | [62 empty] | N/A | [39 empty] | 0 | 0 | 10.4
9324 | Indiana Michigan Power Co | 1760 | Constantine | MI | St Joseph | 2 | HY | OP | 0.3 |  |  | C071 | 1 | 1923 | WAT |  | N | Y | N | Electric Utility | [62 empty] | N/A | [39 empty] | 0 | 0 | 10.4
9324 | Indiana Michigan Power Co | 1760 | Constantine | MI | St Joseph | 3 | HY | OP | 0.3 |  |  | C071 | 1 | 1929 | WAT |  | N | Y | N | Electric Utility | [62 empty] | N/A | [39 empty] | 0 | 0 | 10.4
9324 | Indiana Michigan Power Co | 1760 | Constantine | MI | St Joseph | 4 | HY | OP | 0.3 |  |  | C071 | 1 | 1923 | WAT |  | N | Y | N | Electric Utility | [62 empty] | N/A | [39 empty] | 0 | 0 | 10.4
9324 | Indiana Michigan Power Co | 1761 | Mottville | MI | St Joseph | 1 | HY | OP | 0.4 | 0.6 | 0.9 | C072 | 1 | 1923 | WAT |  | N | Y | N | Electric Utility | [62 empty] | N/A | [39 empty] | 0 | 0 | 10.4
9324 | Indiana Michigan Power Co | 1761 | Mottville | MI | St Joseph | 2 | HY | OP | 0.4 |  |  | C072 | 1 | 1923 | WAT |  | N | Y | N | Electric Utility | [62 empty] | N/A | [39 empty] | 0 | 0 | 10.4
9324 | Indiana Michigan Power Co | 1761 | Mottville | MI | St Joseph | 3 | HY | OP | 0.4 |  |  | C072 | 1 | 1923 | WAT |  | N | Y | N | Electric Utility | [62 empty] | N/A | [39 empty] | 0 | 0 | 10.4
9324 | Indiana Michigan Power Co | 1761 | Mottville | MI | St Joseph | 4 | HY | OP | 0.4 |  |  | C072 | 1 | 1923 | WAT |  | N | Y | N | Electric Utility | [62 empty] | N/A | [39 empty] | 0 | 0 | 10.4
9332 | Indian River Operations Inc | 594 | Indian River Generating Station | DE | Sussex | 10 | GT | OP | 17 | 17 | 17 |  | 6 | 1967 | DFO |  | N | Y | N | IPP Non-CHP |  |  |  |  | N | [57 empty] | LIQUID | DE | Indian River | 594 | 10 | 2010 |  | SIPNOX | 65.47 | 6 | 188 |  |  | 0.612 | 0.958 |  | 3131.5 | 3 |  | Sussex | Electric Utility | 4911 | Electric Services | 38.5857 | -75.2341 | Indian River Operations, Inc. (Operator) (Ended Jan 19, 2010) Indian River Power, LLC (Owner) (Ended Jan 19, 2010) Indian River Power, LLC (Owner/Operator) (Started Jan 19, 2010) |  |  | Operating | Combustion turbine | Diesel Oil |  |  |  |  | 366 | 10.4 | LIQUID | 16 | 1968.75 | 0.612 | 0.34195 | 12.9705
9332 | Indian River Operations Inc | 594 | Indian River Generating Station | DE | Sussex | 3 | ST | OP | 176.8 | 170 | 170 |  | 3 | 1970 | BIT | DFO | N | Y | N | IPP Non-CHP |  |  |  | 2014 | N | Y | [5 empty] | 3 | 1970 | 271000 | 0.075 |  |  | PB | DP | NP | 2010 | 2010 | 1995 | MS | IF | [20 empty] | OP | EK |  |  | 9 |  |  | 1.2 |  | 0.3 | 99.5 | 65 | 525000 | OP | OV | SR |  | COAL | DE | Indian River | 594 | 3 | 2010 |  | ARP, CAIRNOX, CAIROS, CAIRSO2, RGGI | 5371.5 | 12 | 603340.75 |  | 4129.355 | 0.289 | 935.884 | 600244.05 | 5850326.525 | 3 |  | Sussex | Electric Utility | 4911 | Electric Services | 38.5857 | -75.2341 | Indian River Operations, Inc. (Operator) (Ended Jan 19, 2010) Indian River Power, LLC (Owner) (Ended Jan 19, 2010) Indian River Power, LLC (Owner/Operator) (Started Jan 19, 2010) | Phase 2 | Phase II Group 1 | Operating | Dry bottom wall-fired boiler | Coal |  |  | Low NOx Burner Technology w/ Overfire Air Selective Non-catalytic Reduction | Electrostatic Precipitator | 1904 | 9.7464 | COAL | 180 | 1970.5882 | 0.289 | 1.4117 | 9.6966
9332 | Indian River Operations Inc | 594 | Indian River Generating Station | DE | Sussex | 4 | ST | OP | 442.4 | 430 | 430 |  | 10 | 1980 | BIT | DFO | N | Y | N | IPP Non-CHP |  |  |  |  | N | Y | [5 empty] | 4 | 1980 | 726000 | [31 empty] | OP | EK |  |  | 6 |  | 0.5 | 0.9 |  | 0.3 | 99.5 | 174 | 1956700 |  |  |  |  | COAL | DE | Indian River | 594 | 4 | 2010 |  | ARP, CAIRNOX, CAIROS, CAIRSO2, RGGI | 5908.5 | 12 | 1635196.25 |  | 7689.603 | 0.2868 | 2133.051 | 1441953.55 | 14054148.8 | 3 |  | Sussex | Electric Utility | 4911 | Electric Services | 38.5857 | -75.2341 | Indian River Operations, Inc. (Operator) (Ended Jan 19, 2010) Indian River Power, LLC (Owner) (Ended Jan 19, 2010) Indian River Power, LLC (Owner/Operator) (Started Jan 19, 2010) | Phase 2 | Phase II Group 1 | Operating | Dry bottom turbo-fired boiler | Coal |  |  | Low NOx Burner Technology w/ Overfire Air Selective Non-catalytic Reduction | Electrostatic Precipitator | 5091 | 8.2267 | COAL | 452 | 1974.4186 | 0.2868 | 1.0943 | 8.2267
9335 | Indiana University of Penn | 10129 | Indiana University of Pennsylvania | PA | INDIANA | GEN1 | IC | OP | 6.1 | 6 | 6 |  | 3 | 1988 | NG | DFO | Y | Y | Y | Commercial CHP |  |  |  |  | N | [57 empty] | GAS | [39 empty] | 1.1659 | 0.0016829 | 10.4
9335 | Indiana University of Penn | 10129 | Indiana University of Pennsylvania | PA | INDIANA | GEN2 | IC | OP | 6.1 | 6 | 6 |  | 3 | 1988 | NG | DFO | Y | Y | Y | Commercial CHP |  |  |  |  | N | [57 empty] | GAS | [39 empty] | 1.1659 | 0.0016829 | 10.4
9335 | Indiana University of Penn | 10129 | Indiana University of Pennsylvania | PA | INDIANA | GEN3 | IC | OP | 6.1 | 6 | 6 |  | 3 | 1988 | NG | DFO | Y | Y | Y | Commercial CHP |  |  |  |  | N | [57 empty] | GAS | [39 empty] | 1.1659 | 0.0016829 | 10.4
9335 | Indiana University of Penn | 10129 | Indiana University of Pennsylvania | PA | INDIANA | GEN4 | IC | OP | 6.1 | 6 | 6 |  | 3 | 1988 | NG | DFO | Y | Y | Y | Commercial CHP |  |  |  |  | N | [57 empty] | GAS | [39 empty] | 1.1659 | 0.0016829 | 10.4
9339 | International Bound & Wtr Comm | 6128 | Amistad Dam & Power | TX | Val Verde | 1 | HY | OP | 33 | 29 | 29 |  | 6 | 1983 | WAT |  | N | Y | N | Electric Utility |  |  |  |  | N | [57 empty] | N/A | [39 empty] | 0 | 0 | 10.4
9339 | International Bound & Wtr Comm | 6128 | Amistad Dam & Power | TX | Val Verde | 2 | HY | OP | 33 | 29 | 29 |  | 10 | 1983 | WAT |  | N | Y | N | Electric Utility |  |  |  |  | N | [57 empty] | N/A | [39 empty] | 0 | 0 | 10.4
9339 | International Bound & Wtr Comm | 6410 | Falcon Dam & Power | TX | Starr | 1 | HY | OP | 10.5 | 10 | 10 |  | 10 | 1954 | WAT |  | N | Y | N | Electric Utility |  |  |  |  | N | [57 empty] | N/A | [39 empty] | 0 | 0 | 10.4
9339 | International Bound & Wtr Comm | 6410 | Falcon Dam & Power | TX | Starr | 2 | HY | OP | 10.5 | 10 | 10 |  | 10 | 1954 | WAT |  | N | Y | N | Electric Utility |  |  |  |  | N | [57 empty] | N/A | [39 empty] | 0 | 0 | 10.4
9339 | International Bound & Wtr Comm | 6410 | Falcon Dam & Power | TX | Starr | 3 | HY | OP | 10.5 | 10 | 10 |  | 10 | 1954 | WAT |  | N | Y | N | Electric Utility |  |  |  |  | N | [57 empty] | N/A | [39 empty] | 0 | 0 | 10.4
9348 | International Paper | 52152 | International Paper Franklin Mill | VA | Isle of Wight | GE10 | GT | OP | 46.4 | 38 | 59.5 |  | 11 | 1997 | NG |  | N | Y | Y | Industrial CHP |  |  |  |  | N | [57 empty] | GAS | VA | International Paper-Franklin Mill | 52152 | 29 | 2010 |  | CAIROS | 341.41 | 12 |  | 70142.41 |  | 0.0279 | 2.159 |  | 172031.878 | 3 |  | Isle of Wight | Industrial Turbine |  |  | 36.6803 | -76.9128 | International Paper Company (Owner/Operator) |  |  | Operating | Combined cycle | Pipeline Natural Gas |  |  | Dry Low NOx Burners Selective Catalytic Reduction |  | 893 | 10.4 | GAS | 85.8654 | -221.5579 | 0.0279 | 0.0021346 | 11.5915
9348 | International Paper | 52152 | International Paper Franklin Mill | VA | Isle of Wight | GEN8 | ST | OP | 27.5 | 27.5 | 27.5 |  | 3 | 1970 | BLQ | BIT | Y | Y | Y | Industrial CHP |  |  |  |  | N | Y | [39 empty] | ¦¦¦¦OP¦¦OP¦¦¦¦OP¦¦OP | ¦¦¦¦EK¦¦EK¦¦¦¦EK¦¦EK | [5 empty] | ¦¦¦¦ 1¦¦¦¦ 1¦¦ 1 |  | ¦¦¦¦ 2.1¦¦ 2.1¦¦¦¦ 2.1¦¦ 2.1 | ¦¦¦¦ 99.7¦¦ 99.2¦¦¦¦ 99.7¦¦ 99.9 | ¦¦¦¦ 8¦¦ 18¦¦¦¦ 8¦¦ 2 | ¦¦¦¦ 166644¦¦ 52835¦¦¦¦ 166644¦¦ 133662 |  |  |  |  | LIQUID | [39 empty] | 0.0842 | 0.049001 | 10.4
9348 | International Paper | 52152 | International Paper Franklin Mill | VA | Isle of Wight | GEN9 | ST | OP | 36.1 | 36.1 | 36.1 |  | 11 | 1977 | BLQ | BIT | Y | Y | Y | Industrial CHP |  |  |  |  | N | Y | [39 empty] | ¦¦¦¦OP¦¦OP¦¦¦¦OP¦¦OP | ¦¦¦¦EK¦¦EK¦¦¦¦EK¦¦EK | [5 empty] | ¦¦¦¦ 1¦¦¦¦ 1¦¦ 1 |  | ¦¦¦¦ 2.1¦¦ 2.1¦¦¦¦ 2.1¦¦ 2.1 | ¦¦¦¦ 99.7¦¦ 99.2¦¦¦¦ 99.7¦¦ 99.9 | ¦¦¦¦ 8¦¦ 18¦¦¦¦ 8¦¦ 2 | ¦¦¦¦ 166644¦¦ 52835¦¦¦¦ 166644¦¦ 133662 |  |  |  |  | LIQUID | [39 empty] | 0.0842 | 0.049001 | 10.4
9350 | IPC-Ticonderoga | 54099 | Ticonderoga Mill | NY | Essex | GEN1 | ST | OP | 42.1 | 41 | 39 |  | 1 | 1970 | RFO | BLQ | Y | Y | Y | Industrial CHP |  |  |  |  | N | [25 empty] | OP | SP |  |  |  | OT |  |  |  | N |  | 85 | 246 | 200164 | 100 | OP | WS¦¦EK | BP | MC |  |  |  |  | 1.5 |  | 76¦¦ 99.7 | 43¦¦ 4 | 200164¦¦ 212000 |  |  |  |  | LIQUID | NY | Ticonderoga Mill | 54099 | 44 | 2010 |  | CAIROS | 8475 | 12 |  | 2687920.02 |  | 0.2366 | 415.351 |  | 3521234.326 | 2 |  | Essex | Pulp & Paper Mill | 2621 | Paper Mills Exc Building Paper | 43.8914 | -73.3961 | International Paper Company (Owner/Operator) |  |  | Operating | Dry bottom wall-fired boiler | Residual Oil | Wood |  | Combustion Modification/Fuel Reburning Low NOx Burner Technology w/ Overfire Air | Wet Scrubber | 855 | 10.4 | LIQUID | 82.2115 | -553.9941 | 0.2366 | 0.80806 | 12.2913
9353 | International Paper Co-Augusta | 54358 | International Paper Augusta Mill | GA | Richmond | 1 | ST | OP | 27 | 25.3 | 25.4 |  | 8 | 1960 | BLQ | BIT | Y | Y | Y | Industrial CHP |  |  |  |  | N | [25 empty] | OP | VE |  |  |  | AF |  |  |  | N | 1.2 | 38 | 215 | 360000 | 100 | OP | WS¦¦EK¦¦EK¦¦EK¦¦EK |  |  | 14.5 | ¦¦ .1 | 1.2 |  | ¦¦ 3¦¦ .5 |  | 94¦¦ 99.5¦¦ 99.5¦¦ 99.5 | 82¦¦ 24¦¦ 31¦¦ 11¦¦ 50 | 390000¦¦ 280000¦¦ 220000¦¦ 540000 |  |  |  |  | LIQUID | [39 empty] | 0.0842 | 0.049001 | 10.4
9353 | International Paper Co-Augusta | 54358 | International Paper Augusta Mill | GA | Richmond | 2 | ST | OP | 39 | 36.5 | 36.7 |  | 1 | 1965 | BLQ | BIT | Y | Y | Y | Industrial CHP |  |  |  |  | N | [25 empty] | OP | VE |  |  |  | AF |  |  |  | N | 1.2 | 38 | 215 | 360000 | 100 | OP | WS¦¦EK¦¦EK¦¦EK¦¦EK |  |  | 14.5 | ¦¦ .1 | 1.2 |  | ¦¦ 3¦¦ .5 |  | 94¦¦ 99.5¦¦ 99.5¦¦ 99.5 | 82¦¦ 24¦¦ 31¦¦ 11¦¦ 50 | 390000¦¦ 280000¦¦ 220000¦¦ 540000 |  |  |  |  | LIQUID | [39 empty] | 0.0842 | 0.049001 | 10.4
9353 | International Paper Co-Augusta | 54358 | International Paper Augusta Mill | GA | Richmond | 3 | ST | OP | 18.7 | 17.5 | 17.6 |  | 1 | 1965 | BLQ | BIT | Y | Y | Y | Industrial CHP |  |  |  |  | N | [25 empty] | OP | VE |  |  |  | AF |  |  |  | N | 1.2 | 38 | 215 | 360000 | 100 | OP | WS¦¦EK¦¦EK¦¦EK¦¦EK |  |  | 14.5 | ¦¦ .1 | 1.2 |  | ¦¦ 3¦¦ .5 |  | 94¦¦ 99.5¦¦ 99.5¦¦ 99.5 | 82¦¦ 24¦¦ 31¦¦ 11¦¦ 50 | 390000¦¦ 280000¦¦ 220000¦¦ 540000 |  |  |  |  | LIQUID | [39 empty] | 0.0842 | 0.049001 | 10.4
9357 | Hampshire Paper Co Inc | 10116 | Hampshire Paper | NY | SAINT LAWRENCE | 5 | HY | OP | 3.4 | 1.8 | 2.7 |  | 5 | 1987 | WAT |  | N | Y | N | IPP Non-CHP | [62 empty] | N/A | [39 empty] | 0 | 0 | 10.4
9370 | Hydrodynamics Inc | 10138 | South Dry Creek Hydro | MT | Carbon | 1 | HY | OP | 2 | 2 | 2 |  | 9 | 1985 | WAT |  | N | Y | N | IPP Non-CHP |  |  |  |  | N | [57 empty] | N/A | [39 empty] | 0 | 0 | 10.4
9379 | Inter-Power/AhlCon Partners, L.P. | 10143 | Colver Power Project | PA | Cambria | COLV | ST | OP | 118 | 110 | 110 |  | 2 | 1995 | WC | PG | N | Y | N | IPP Non-CHP |  |  |  |  | N |  | Y |  |  |  |  | STACK | 1995 | 225000 | [31 empty] | OP | BP |  |  | 27 |  | 1.5 | 3 |  |  | 99.7 | 6.7 | 406000 |  |  |  |  | COAL | PA | Colver Power Project | 10143 | AAB01 | 2010 |  | CAIRNOX, CAIROS, CAIRSO2 | 8298.69 | 12 | 1011310.14 |  | 2901.12 | 0.1371 | 651.756 |  | 10127821.92 | 3 | Mid-Atlantic Area Council | Cambria | Small Power Producer | 4911 | Electric Services | 40.55 | -78.8 | A/C Power - Colver Operations (Operator) Inter-Power/AhlCon Partners, LP (Owner) |  |  | Operating | Circulating fluidized bed boiler | Coal Refuse |  | Dry Lime FGD | Ammonia Injection | Baghouse | 1320 | 9.9974 | COAL | 126 | -72.7273 | 0.1371 | 0.5729 | 9.9974
9382 | International Paper Co-Vicksbg | 54100 | International Paper Vicksburg Mill | MS | Warren | GEN1 | ST | OP | 2.5 | 1.5 | 1.5 |  | 1 | 1967 | BLQ | NG | N | N | Y | Industrial CHP | [45 empty] | OP | WS¦¦EW | [6 empty] | 1 |  | 90¦¦ 99 | 75¦¦ 90 | 314440¦¦ 350000 |  |  |  |  | LIQUID | [39 empty] | 0.1517 | 0.049001 | 10.4
9382 | International Paper Co-Vicksbg | 54100 | International Paper Vicksburg Mill | MS | Warren | GEN2 | ST | OP | 48 | 37 | 24 |  | 1 | 1967 | BLQ | NG | N | N | Y | Industrial CHP | [45 empty] | OP | WS¦¦EW | [6 empty] | 1 |  | 90¦¦ 99 | 75¦¦ 90 | 314440¦¦ 350000 |  |  |  |  | LIQUID | [39 empty] | 0.1517 | 0.049001 | 10.4
9383 | Mosaic Fertilizer LLC | 10004 | Mosiac South Pierce Operations | FL | Polk | TG1 | ST | OP | 7.5 | 4 | 4 |  | 1 | 1978 | OTH |  | N | Y | Y | Industrial CHP |  |  |  |  | N | [57 empty] | N/A | [39 empty] | 0 | 0 | 10.4
9383 | Mosaic Fertilizer LLC | 10004 | Mosiac South Pierce Operations | FL | Polk | TG2 | ST | OP | 38 | 33 | 33 |  | 1 | 1992 | OTH |  | N | Y | Y | Industrial CHP |  |  |  |  | N | [57 empty] | N/A | [39 empty] | 0 | 0 | 10.4
9383 | Mosaic Fertilizer LLC | 10434 | Mosiac New Wales Operations | FL | Polk | TG2 | ST | OP | 58.5 | 48 | 48 |  | 12 | 1984 | OTH |  | N | Y | Y | Industrial CHP |  |  |  |  | N | [57 empty] | N/A | [39 empty] | 0 | 0 | 10.4
9383 | Mosaic Fertilizer LLC | 10434 | Mosiac New Wales Operations | FL | Polk | TG3 | ST | OP | 32 | 32 | 32 |  | 12 | 1982 | OTH |  | N | Y | Y | Industrial CHP |  |  |  |  | N | [57 empty] | N/A | [39 empty] | 0 | 0 | 10.4
9384 | International Paper Co-Courtld | 50245 | International Paper Courtland Mill | AL | Lawrence | ABB | ST | OP | 61.2 | 62 | 62 |  | 4 | 1991 | BLQ | WDS | Y | N | Y | Industrial CHP |  |  |  |  | N | [25 empty] | ¦¦OP | ¦¦SP |  |  |  | ¦¦CC |  |  |  | ¦¦N |  | ¦¦ 99.6 | ¦¦ 2.5 | ¦¦ 278115 | ¦¦ 100 | ¦¦OP¦¦OP | ¦¦EC¦¦EC | [8 empty] | ¦¦ 99.8¦¦ 99.8 | ¦¦ 16.8¦¦ 18.1 | ¦¦ 295000¦¦ 390000 |  |  |  |  | LIQUID | [39 empty] | 0.0842 | 0.049001 | 10.4
9384 | International Paper Co-Courtld | 50245 | International Paper Courtland Mill | AL | Lawrence | GE | ST | OP | 27.5 | 27 | 27 |  | 5 | 1993 | BLQ | WDS | Y | N | Y | Industrial CHP | [30 empty] | ¦¦OP | ¦¦SP |  |  |  | ¦¦CC |  |  |  | ¦¦N |  | ¦¦ 99.6 | ¦¦ 2.5 | ¦¦ 278115 | ¦¦ 100 | ¦¦OP¦¦OP | ¦¦EC¦¦EC | [8 empty] | ¦¦ 99.8¦¦ 99.8 | ¦¦ 16.8¦¦ 18.1 | ¦¦ 295000¦¦ 390000 |  |  |  |  | LIQUID | [39 empty] | 0.0842 | 0.049001 | 10.4
9384 | International Paper Co-Courtld | 50245 | International Paper Courtland Mill | AL | Lawrence | GT | GT | OP | 38.4 | 30 | 40 |  | 3 | 1990 | NG |  | N | N | Y | Industrial CHP | [62 empty] | GAS | AL | International Paper-Courtland Mill | 50245 | PBX007 | 2010 |  | CAIROS | 1303.72 | 6 |  | 94165.76 |  | 0.0658 | 5.518 |  | 131988.868 | 4 |  | Lawrence | Pulp & Paper Mill |  |  | 34.735 | -87.3108 | International Paper Company (Owner/Operator) |  |  | Operating | Dry bottom wall-fired boiler | Pipeline Natural Gas |  |  |  |  | 365 | 10.4 | GAS | 39.1433 | -10.9434 | 0.0658 | 0.0022448 | 12.0402
9385 | International Paper Co | 54097 | International Paper Texarkana Mill | TX | Cass | GEN1 | ST | OP | 25 | 25 | 25 |  | 1 | 1972 | BLQ | NG | Y | N | Y | Industrial CHP |  |  |  |  | N | [40 empty] | OP | MC¦¦EW |  |  |  | 0 |  |  | 0.1 | 3 | 90¦¦ 99 | 0.5¦¦ 31.6 | 300000¦¦ 301750 |  |  |  |  | LIQUID | [39 empty] | 0.1517 | 0.049001 | 10.4
9385 | International Paper Co | 54097 | International Paper Texarkana Mill | TX | Cass | GEN2 | ST | OP | 40 | 40 | 40 |  | 1 | 1977 | BLQ | WDS | Y | N | Y | Industrial CHP |  |  |  |  | N | [25 empty] | OP | VE |  |  |  | SL |  |  |  | N |  | 90 | 770 | 327000 | 100 | OP | MC¦¦EW | WS | [5 empty] | 0.7 | 3 | 95¦¦ 99 | 69¦¦ 40.7 | 327000¦¦ 504300 |  |  |  |  | LIQUID | [39 empty] | 0.1517 | 0.049001 | 10.4
9390 | International Paper Co-GT Mill | 54087 | International Paper Georgetown Mill | SC | Georgetown | GEN1 | ST | OP | 25.6 | 23.8 | 24.1 |  | 1 | 1966 | BLQ | RFO | N | N | Y | Industrial CHP |  |  |  |  | N | [40 empty] | OP | EW¦¦MC¦¦MC | ¦¦EW¦¦EW |  | ¦¦ 11¦¦ 11 |  | ¦¦ 1.5¦¦ 1.5 |  | 2.1¦¦ .7¦¦ .7 |  | 99.5¦¦ 99.4¦¦ 99.4 | 103¦¦ 32.1¦¦ 59.2¦¦ 59.2 | 156000¦¦ 300000¦¦ 280000¦¦ 280000 |  |  |  |  | LIQUID | [39 empty] | 0.0842 | 0.049001 | 10.4
9390 | International Paper Co-GT Mill | 54087 | International Paper Georgetown Mill | SC | Georgetown | GEN2 | ST | OP | 29.5 | 27.4 | 27.7 |  | 9 | 1984 | WDS | TDF | N | N | Y | Industrial CHP |  |  |  |  | N | [40 empty] | OP | MC | EW |  | 11 |  | 1.5 |  | 0.7 |  | 99.4 | 59.2 | 280000 |  |  |  |  | OTHER SOLID | [39 empty] | 0.14655 | 0.033337 | 13.615
9390 | International Paper Co-GT Mill | 54087 | International Paper Georgetown Mill | SC | Georgetown | GEN3 | ST | OP | 40.5 | 37.7 | 38.1 |  | 9 | 1984 | WDS | TDF | N | N | Y | Industrial CHP |  |  |  |  | N | [40 empty] | OP | MC | EW |  | 11 |  | 1.5 |  | 0.7 |  | 99.4 | 59.2 | 280000 |  |  |  |  | OTHER SOLID | [39 empty] | 0.14655 | 0.033337 | 13.4452
9393 | International Paper Co-Riverdl | 54096 | International Paper Riverdale Mill | AL | Dallas | GEN1 | ST | OP | 11.6 | 7 | 8 |  | 1 | 1967 | NG | BLQ | Y | Y | N | Industrial CHP |  |  |  |  | N | [40 empty] | OP | EW¦¦MC¦¦MC¦¦EW | ¦¦WS¦¦EK | [5 empty] | ¦¦ .5¦¦ .5 |  | 99.8¦¦ 95¦¦ 99¦¦ 99.7 | 39.92¦¦ 13.26¦¦ 47.05¦¦ 26.21 | 310500¦¦ 64858¦¦ 274480¦¦ 208000 |  |  |  |  | GAS | [39 empty] | 0.36762 | 0.0011914 | 12.4254
9393 | International Paper Co-Riverdl | 54096 | International Paper Riverdale Mill | AL | Dallas | GEN2 | ST | OP | 37.4 | 31 | 31 |  | 1 | 1985 | NG | BLQ | Y | Y | N | Industrial CHP |  |  |  |  | N | [40 empty] | OP | EW¦¦MC | ¦¦EK | [5 empty] | ¦¦ .5 |  | 99.8¦¦ 99 | 39.92¦¦ 47.05 | 310500¦¦ 274480 |  |  |  |  | GAS | AL | International Paper-Riverdale Mill | 54096 | X026 | 2010 |  | CAIROS | 3062.56 | 6 | 60867.97 |  |  | 0.777 | 62.045 |  | 159638.574 | 4 |  | Dallas | Pulp & Paper Mill |  |  | 32.425 | -86.8694 | International Paper Company (Owner/Operator) |  |  | Operating | Combined cycle | Pipeline Natural Gas | Diesel Oil |  | Steam Injection |  | 529 | 10.4 | GAS | 36 | -80.6452 | 0.777 | 0.0016028 | 10.9151
9393 | International Paper Co-Riverdl | 54096 | International Paper Riverdale Mill | AL | Dallas | GEN3 | CA | OP | 17 | 5 | 9 |  | 11 | 1994 | NG |  | N | Y | N | Industrial CHP |  |  |  |  | N | [40 empty] | OP | EW¦¦MC¦¦MC | ¦¦WS¦¦EK | [5 empty] | 0.5 |  | 99.7¦¦ 99.8¦¦ 95¦¦ 99 | 26.21¦¦ 39.92¦¦ 13.26¦¦ 47.05 | 208000¦¦ 310500¦¦ 64858¦¦ 274480 |  |  |  |  | GAS | [39 empty] | 0 | 0 | 10.4
9394 | Interstate Paper LLC | 54281 | Interstate Paper LLC Riceboro | GA | Liberty | 577A | ST | OP | 12.5 | 13 | 13.5 |  | 3 | 1968 | BLQ | RFO | Y | N | Y | Industrial CHP |  |  |  |  | N | [40 empty] | OP | EW¦¦WS | [6 empty] | ¦¦ 3 |  | 99¦¦ 98.8 | 5¦¦ 41 | 115930¦¦ 101090 |  |  |  |  | LIQUID | [39 empty] | 0.0842 | 0.049001 | 10.4
9397 | International Turbine Res Inc | 10005 | Dinosaur Point | CA | MERCED | WTGS | WT | OP | 17.4 | 17 | 16 |  | 5 | 1988 | WND |  | N | Y | N | IPP Non-CHP | [62 empty] | N/A | [39 empty] | 0 | 0 | 10.4
9401 | International Paper Co-Pensacola | 50250 | International Paper Pensacola | FL | Escambia | GEN1 | ST | OP | 39.6 | 36 | 36 |  | 1 | 1981 | BLQ | WDS | Y | Y | Y | Industrial CHP |  |  |  |  | N | Y | [24 empty] | ¦¦OP¦¦OP | ¦¦VE¦¦VE |  |  |  | ¦¦SL¦¦SL | ¦¦MO |  |  | ¦¦N¦¦N | ¦¦ 4¦¦ 4 | ¦¦ 82¦¦ 82 | ¦¦ 140¦¦ 245 | ¦¦ 65100¦¦ 253875 | ¦¦ 100¦¦ 100 | OP | EK¦¦MC¦¦MC | ¦¦WS¦¦WS |  | ¦¦ 10¦¦ 10 |  | ¦¦ 4¦¦ 4 |  |  |  | 99.8¦¦ 99.3¦¦ 98.5 | 37.4¦¦ 11.3¦¦ 48.7 | 355000¦¦ 65100¦¦ 253875 |  |  |  |  | LIQUID | [39 empty] | 0.098899 | 0.049001 | 10.4
9401 | International Paper Co-Pensacola | 50250 | International Paper Pensacola | FL | Escambia | GEN2 | ST | OP | 43.2 | 40 | 40 |  | 1 | 1981 | BLQ | WDS | Y | Y | Y | Industrial CHP |  |  |  |  | N | Y | [24 empty] | ¦¦OP¦¦OP | ¦¦VE¦¦VE |  |  |  | ¦¦SL¦¦SL | ¦¦MO |  |  | ¦¦N¦¦N | ¦¦ 4¦¦ 4 | ¦¦ 82¦¦ 82 | ¦¦ 140¦¦ 245 | ¦¦ 65100¦¦ 253875 | ¦¦ 100¦¦ 100 | OP | EK¦¦MC¦¦MC | ¦¦WS¦¦WS |  | ¦¦ 10¦¦ 10 |  | ¦¦ 4¦¦ 4 |  |  |  | 99.8¦¦ 99.3¦¦ 98.5 | 37.4¦¦ 11.3¦¦ 48.7 | 355000¦¦ 65100¦¦ 253875 |  |  |  |  | LIQUID | [39 empty] | 0.098899 | 0.049001 | 10.4
9417 | Interstate Power and Light Co | 1046 | Dubuque | IA | Dubuque | 3 | ST | OP | 28.7 | 28 | 29.2 |  | 1 | 1952 | SUB | BIT | Y | Y | N | Electric Utility |  |  |  |  | N | Y |  | Y | [6 empty] | ¦¦ .11 |  |  | ¦¦PB | ¦¦DP | ¦¦NP | ¦¦ 1978 | ¦¦ 1978 | ¦¦ 1997 | ¦¦MS | ¦¦SS | [20 empty] | OP | EK |  |  | 9 |  | 1 | 3.5 |  |  | 99 | 35 | 150000¦¦ 175000¦¦ 90000 |  |  |  |  | COAL | IA | Dubuque | 1046 | 5 | 2010 |  | ARP, CAIRNOX, CAIROS, CAIRSO2 | 3926.75 | 12 | 62567.41 |  | 267.553 | 0.7718 | 305.832 | 82686.397 | 788398.66 | 7 | Mid-Continent Area Power Pool | Dubuque | Electric Utility | 4911 | Electric Services | 42.506 | -90.6527 | Interstate Power & Light Company (Owner/Operator) | Phase 2 | Phase II Group 1 | Operating | Dry bottom wall-fired boiler | Coal |  |  |  | Electrostatic Precipitator | 420 | 12.3641 | COAL | 23 | 365.2174 | 0.7718 | 0.67873 | 12.3641
9417 | Interstate Power and Light Co | 1046 | Dubuque | IA | Dubuque | 4 | ST | OP | 37.5 | 35.5 | 36.2 |  | 1 | 1959 | SUB | BIT | Y | Y | N | Electric Utility |  |  |  |  | N | Y |  | Y | [6 empty] | 0.11 |  |  | PB | DP | NP | 1978 | 1978 | 1997 | MS | SS | [20 empty] | OP | EK |  |  | 9 |  | 1 | 3.5 |  |  | 99 | 35 | 175000 |  |  |  |  | COAL | IA | Dubuque | 1046 | 1 | 2010 |  | ARP, CAIRNOX, CAIROS, CAIRSO2 | 4675.49 | 12 | 101863.5 |  | 503.742 | 0.6556 | 489.335 | 156395.913 | 1491171.383 | 7 | Mid-Continent Area Power Pool | Dubuque | Electric Utility | 4911 | Electric Services | 42.506 | -90.6527 | Interstate Power & Light Company (Owner/Operator) | Phase 2 | Phase II Group 1 | Operating | Dry bottom wall-fired boiler | Coal |  |  |  | Electrostatic Precipitator | 680 | 14.0556 | COAL | 38 | 475.1381 | 0.6556 | 0.67563 | 14.0556
9417 | Interstate Power and Light Co | 1047 | Lansing | IA | Allamakee | 4 | ST | OP | 274.5 | 240.1 | 245.5 |  | 5 | 1977 | SUB | BIT | N | Y | N | Electric Utility |  |  |  |  | N | Y |  | Y |  |  |  | 4 | 1977 | 560553 | [31 empty] | OP | BP |  |  | 5.8 |  | 0.3 | 0.7 |  |  | 99.9 | 28.46 | 1225095 |  |  |  |  | COAL | IA | Lansing | 1047 | 4 | 2010 |  | ARP, CAIRNOX, CAIROS, CAIRSO2 | 6342.48 | 12 | 1252427.16 |  | 4729.35 | 0.2361 | 1611.446 | 1472024.436 | 14035322.38 | 7 | Mid-Continent Area Power Pool | Allamakee | Electric Utility | 4911 | Electric Services | 43.3359 | -91.1672 | Interstate Power & Light Company (Owner/Operator) | Phase 2 | Early Election | Operating | Dry bottom turbo-fired boiler | Coal |  |  | Low NOx Burner Technology (Dry Bottom only) (Began Jun 01, 2010) Ammonia Injection (Began Jun 01, 2010) Selective Catalytic Reduction (Began Jun 01, 2010) | Electrostatic Precipitator Baghouse (Began Jun 01, 2010) | 3062 | 11.0616 | COAL | 262 | 1966.3951 | 0.2361 | 0.67392 | 11.0616
9417 | Interstate Power and Light Co | 1048 | Milton L Kapp | IA | Clinton | 2 | ST | OP | 218.5 | 210 | 211.1 |  | 1 | 1967 | SUB | NG | Y | Y | N | Electric Utility |  |  |  |  | N | Y |  | Y |  |  |  | 2 | 1967 | 348629 | [31 empty] | OP | EC |  |  | 10.5 |  | 1.5 | 3 |  |  | 99.5 | 200 | 909000 |  |  |  |  | COAL | IA | Milton L Kapp | 1048 | 2 | 2010 |  | ARP, CAIRNOX, CAIROS, CAIRSO2 | 5782.74 | 12 | 976315.21 |  | 3461.517 | 0.1144 | 540.072 | 1005076.013 | 9583110.475 | 7 | Mid-Continent Area Power Pool | Clinton | Electric Utility | 4911 | Electric Services | 41.8081 | -90.2345 | Interstate Power & Light Company (Owner/Operator) | Table 1 | Phase 1 Group 1 | Operating | Tangentially-fired | Coal |  |  | Low NOx Burner Technology w/ Closed-coupled OFA | Electrostatic Precipitator | 2300 | 9.8504 | COAL | 227 | 1962.3401 | 0.1144 | 0.72242 | 9.8156
9417 | Interstate Power and Light Co | 1068 | Marshalltown | IA | Marshall | 3 | GT | OP | 63 | 54.3 | 65.7 |  | 7 | 1978 | DFO |  | N | Y | N | Electric Utility | [62 empty] | LIQUID | IA | Marshalltown CTs | 1068 | 3B | 2010 |  | CAIRNOX, CAIROS, CAIRSO2 | 171.61 | 12 | 3018.43 |  | 1.501 | 0.5002 | 10.939 |  | 42796.064 | 7 |  | Marshall | Electric Utility |  |  | 42.0474 | -92.8594 | Interstate Power & Light Company (Owner/Operator) |  |  | Operating | Combustion turbine | Diesel Oil |  |  |  |  | 402 | 11.8881 | LIQUID | 31 | -59.6774 | 0.5002 | 0.070147 | 11.8881
9417 | Interstate Power and Light Co | 1073 | Prairie Creek | IA | Linn | 1 | ST | OP | 14.6 | 1.6 | 1.6 |  | 4 | 1997 | SUB | NG | Y | Y | Y | Electric Utility |  |  |  |  | N |  |  | Y |  |  |  | 1 | 1998 | 132000 | 0.1 |  |  | PB | DP | NP | 1982 | 1982 | 1996 | MS | SS | [20 empty] | OP | EK |  |  | 9 |  | 2 |  |  |  | 95 | 24 | 140000 | ¦¦OP | ¦¦OT | ¦¦SR |  | COAL | [39 empty] | 0.3543 | 0.67324 | 11.8855
9417 | Interstate Power and Light Co | 1073 | Prairie Creek | IA | Linn | 3 | ST | OP | 50 | 45.6 | 47.2 |  | 10 | 1958 | SUB | NG | Y | Y | Y | Electric Utility |  |  |  |  | N | Y |  | Y |  |  |  | 2 | 1957 | 108000 | [31 empty] | OP | EK |  |  | 9 |  | 2 |  |  |  | 99 | 32 | 183000 | OP | OT | SR |  | COAL | IA | Prairie Creek | 1073 | 3 | 2010 |  | ARP, CAIRNOX, CAIROS, CAIRSO2 | 8149.6 | 12 |  | 2211269.11 | 1131.529 | 0.3552 | 631.333 | 361298.969 | 3491421.577 | 7 | Mid-Continent Area Power Pool | Linn | Electric Utility | 4911 | Electric Services | 41.9439 | -91.6386 | Interstate Power & Light Company (Owner/Operator) | Phase 2 | Phase II Group 1 | Operating | Dry bottom wall-fired boiler | Coal | Other Gas, Pipeline Natural Gas |  | Overfire Air | Electrostatic Precipitator | 600 | 10.4 | COAL | 63.3678 | 1828.7309 | 0.3552 | 0.64818 | 11.9355
9417 | Interstate Power and Light Co | 1073 | Prairie Creek | IA | Linn | 4 | ST | OP | 148.8 | 123 | 126 |  | 4 | 1967 | SUB | NG | Y | Y | Y | Electric Utility |  |  |  |  | N | Y |  | Y |  |  |  | 3 | 1967 | 286000 | 0.11 |  |  | PB | DP | NP | 1978 | 1978 | 1997 | MS | SS | [20 empty] | OP | EC |  |  | 9 |  | 2 |  |  |  | 99.5 | 141 | 448000 |  |  |  |  | COAL | IA | Prairie Creek | 1073 | 4 | 2010 |  | ARP, CAIRNOX, CAIROS, CAIRSO2 | 6966.4 | 12 |  | 4691140.47 | 2423.578 | 0.3927 | 1503.385 | 776088.531 | 7437121.4 | 7 | Mid-Continent Area Power Pool | Linn | Electric Utility | 4911 | Electric Services | 41.9439 | -91.6386 | Interstate Power & Light Company (Owner/Operator) | Table 1 | Phase 1 Group 1 | Operating | Dry bottom wall-fired boiler | Coal |  |  | Low NOx Burner Technology w/ Overfire Air | Electrostatic Precipitator | 1375 | 10.4 | COAL | 136.1891 | 1959.5672 | 0.3927 | 0.65175 | 11.0462
9417 | Interstate Power and Light Co | 1077 | Sutherland | IA | Marshall | 1 | ST | OP | 37.5 | 27.8 | 27.8 |  | 5 | 1955 | SUB | NG | Y | Y | N | Electric Utility |  |  |  | 2015 | N | Y |  | Y |  |  |  | 1 | 1955 | 70000 | [31 empty] | OP | EK |  |  | 10 |  | 2 |  |  |  | 98.5 | 210 | 163500 |  |  |  |  | COAL | IA | Sutherland | 1077 | 1 | 2010 |  | ARP, CAIRNOX, CAIROS, CAIRSO2 | 6942.95 | 12 |  | 1625256.93 | 890.037 | 0.335 | 417.239 | 257666.12 | 2454665.23 | 7 | Mid-Continent Area Power Pool | Marshall | Electric Utility | 4911 | Electric Services | 42.0472 | -92.8627 | Interstate Power & Light Company (Owner/Operator) | Phase 2 | Phase II Group 1 | Operating | Dry bottom wall-fired boiler | Coal |  |  | Low NOx Burner Technology (Dry Bottom only) | Electrostatic Precipitator | 705 | 10.4 | COAL | 46.6765 | 1660.4944 | 0.335 | 0.72518 | 12.2261
9417 | Interstate Power and Light Co | 1077 | Sutherland | IA | Marshall | 3 | ST | OP | 81.6 | 78.3 | 79 |  | 1 | 1961 | SUB | PC | Y | Y | N | Electric Utility |  |  |  |  | N |  |  | Y |  |  |  | 3 | 1961 | 160000 | 0.1 |  |  | PB | DP | NP | 1982 | 1982 | 1996 | MS | SS | [20 empty] | OP | EK |  |  | 10 |  | 2 |  |  |  | 98.5 | 424 | 330000 |  |  |  |  | COAL | IA | Sutherland | 1077 | 3 | 2010 |  | ARP, CAIRNOX, CAIROS, CAIRSO2 | 5515.69 | 12 |  | 3053653.24 | 4284.857 | 0.3182 | 826.313 | 532262.148 | 5070357.148 | 7 | Mid-Continent Area Power Pool | Marshall | Electric Utility | 4911 | Electric Services | 42.0472 | -92.8627 | Interstate Power & Light Company (Owner/Operator) | Phase 2 |  | Operating | Cyclone boiler | Coal | Petroleum Coke |  | Other Selective Non-catalytic Reduction Overfire Air | Electrostatic Precipitator | 1320 | 10.4 | COAL | 92.7622 | 1912.8976 | 0.3182 | 1.6902 | 11.5138
9417 | Interstate Power and Light Co | 1104 | Burlington | IA | Des Moines | 1 | ST | OP | 212 | 192 | 194.9 |  | 6 | 1968 | SUB | NG | Y | Y | N | Electric Utility |  |  |  |  | N | Y |  | Y |  |  |  | 1 | 1968 | 321779 | [31 empty] | OP | EC |  |  | 0.2 |  | 0.2 | 0.3 |  |  | 98.2 | 192 | 745165 |  |  |  |  | COAL | IA | Burlington (IA) | 1104 | 1 | 2010 |  | ARP, CAIRNOX, CAIROS, CAIRSO2 | 5462.32 | 12 | 879356.45 |  | 2889.94 | 0.152 | 718.034 | 1003468.422 | 9577253.717 | 7 | Mid-Continent Area Power Pool | Des Moines | Electric Utility | 4911 | Electric Services | 40.7412 | -91.1168 | Interstate Power & Light Company (Owner/Operator) | Table 1 | Phase 1 Group 1 | Operating | Tangentially-fired | Coal | Natural Gas |  | Low NOx Burner Technology w/ Closed-coupled/Separated OFA Overfire Air | Electrostatic Precipitator | 2700 | 10.8614 | COAL | 214 | 1951.0005 | 0.152 | 0.6035 | 10.8614
9417 | Interstate Power and Light Co | 1104 | Burlington | IA | Des Moines | GT1 | GT | OP | 19.7 | 16.6 | 19.1 |  | 5 | 1994 | NG |  | N | Y | N | Electric Utility |  |  |  |  | N | [57 empty] | GAS | [39 empty] | 0.15708 | 0.0021022 | 11.1917
9417 | Interstate Power and Light Co | 1104 | Burlington | IA | Des Moines | GT2 | GT | OP | 19.7 | 15 | 17.6 |  | 5 | 1995 | NG |  | N | Y | N | Electric Utility |  |  |  |  | N | [57 empty] | GAS | [39 empty] | 0.15188 | 0.0020228 | 11.1466
9417 | Interstate Power and Light Co | 1104 | Burlington | IA | Des Moines | GT3 | GT | OP | 19.7 | 15.1 | 17.7 |  | 4 | 1996 | NG |  | N | Y | N | Electric Utility | [62 empty] | GAS | [39 empty] | 0.1465 | 0.0019411 | 11.1015
9417 | Interstate Power and Light Co | 1104 | Burlington | IA | Des Moines | GT4 | GT | OP | 19.7 | 15.4 | 17.9 |  | 7 | 1994 | NG |  | N | Y | N | Electric Utility | [62 empty] | GAS | [39 empty] | 0.15708 | 0.0021022 | 11.1917
9417 | Interstate Power and Light Co | 1888 | Fox Lake | MN | Martin | 3 | ST | OP | 81.6 | 73.8 | 75.4 |  | 1 | 1962 | NG |  | N | Y | N | Electric Utility |  |  |  |  | N | [6 empty] | 3 | 1962 | 117899 | [48 empty] | GAS | MN | Fox Lake | 1888 | 3 | 2010 |  | ARP | 678.56 | 12 | 22629.11 |  | 0.851 | 0.1571 | 26.323 | 15940.908 | 267818.375 | 5 | Mid-Continent Area Power Pool | Martin | Electric Utility | 4911 | Electric Services | 43.6728 | -94.7074 | Interstate Power & Light Company (Owner/Operator) | Phase 2 |  | Operating | Dry bottom wall-fired boiler | Pipeline Natural Gas | Residual Oil |  |  | Electrostatic Precipitator | 1048 | 11.1687 | GAS | 89 | 1909.8143 | 0.1571 | 0.0063551 | 11.1687
9417 | Interstate Power and Light Co | 6254 | Ottumwa | IA | Wapello | 1 | ST | OP | 725.9 | 697.3 | 702.8 |  | 5 | 1981 | SUB |  | N | Y | N | Electric Utility |  |  |  |  | N | Y |  | Y |  |  |  | 1 | 1981 | 1760000 | [31 empty] | OP | EW |  |  | 6.4 |  | 0.5 |  |  |  | 99.4 | 105 | 4700000 |  |  |  |  | COAL | IA | Ottumwa | 6254 | 1 | 2010 |  | ARP, CAIRNOX, CAIROS, CAIRSO2 | 7528.18 | 12 | 4021153.46 |  | 13461.373 | 0.1431 | 3381.915 | 4923996.683 | 46948886.86 | 7 | Mid-Continent Area Power Pool | Wapello | Electric Utility | 4911 | Electric Services | 41.0961 | -92.5556 | MidAmerican Energy Company (Owner) Interstate Power & Light Company (Owner/Operator) | Phase 2 | Early Election | Operating | Tangentially-fired | Coal |  |  | Low NOx Burner Technology w/ Separated OFA | Other Electrostatic Precipitator | 9005 | 11.5742 | COAL | 749 | 1967.1315 | 0.1431 | 0.57345 | 11.5742
9417 | Interstate Power and Light Co | 7137 | Grinnell | IA | Poweshiek | 1 | GT | OP | 23.8 | 21.6 | 21.6 |  | 8 | 1990 | NG |  | N | Y | N | Electric Utility |  |  |  |  | N | [57 empty] | GAS | IA | Grinnell | 7137 | 1 | 2010 |  | CAIRNOX, CAIROS, CAIRSO2 | 55 | 12 | 428 |  | 0.624 | 0.364 | 3.784 |  | 20790 | 7 |  | Poweshiek | Electric Utility |  |  | 41.7529 | -92.7488 | Interstate Power & Light Company (Owner/Operator) |  |  | Operating | Combustion turbine | Natural Gas |  |  |  |  | 378 | 20.0455 | GAS | 23 | 1967.5926 | 0.364 | 0.060029 | 20
9417 | Interstate Power and Light Co | 7137 | Grinnell | IA | Poweshiek | 2 | GT | OP | 23.8 | 21.6 | 21.6 |  | 6 | 1991 | NG |  | N | Y | N | Electric Utility |  |  |  |  | N | [57 empty] | GAS | IA | Grinnell | 7137 | 2 | 2010 |  | CAIRNOX, CAIROS, CAIRSO2 | 68 | 12 | 535 |  | 0.772 | 0.386 | 4.961 |  | 25704 | 7 |  | Poweshiek | Electric Utility |  |  | 41.7529 | -92.7488 | Interstate Power & Light Company (Owner/Operator) |  |  | Operating | Combustion turbine | Natural Gas |  |  |  |  | 378 | 33.5045 | GAS | 13 | 1669.2308 | 0.386 | 0.060068 | 20
9417 | Interstate Power and Light Co | 7155 | Lime Creek | IA | Cerro Gordo | 1 | GT | OP | 45.1 | 34.3 | 41.4 |  | 5 | 1991 | DFO |  | N | Y | N | Electric Utility |  |  |  |  | N | [57 empty] | LIQUID | IA | Lime Creek | 7155 | **1 | 2010 |  | ARP, CAIRNOX, CAIROS, CAIRSO2 | 9.99 | 12 | 145.28 |  | 0.023 | 0.2373 | 0.286 | 172.699 | 2282.194 | 7 | Mid-Continent Area Power Pool | Cerro Gordo | Electric Utility | 4911 | Electric Services | 43.2481 | -93.2046 | Interstate Power & Light Company (Owner/Operator) | Phase 2 |  | Operating | Combustion turbine | Diesel Oil |  |  | Water Injection |  | 509 | 13.1552 | LIQUID | 33 | 372.7273 | 0.2373 | 0.020156 | 13.1552
9417 | Interstate Power and Light Co | 7155 | Lime Creek | IA | Cerro Gordo | 2 | GT | OP | 45.1 | 34.7 | 41.8 |  | 5 | 1991 | DFO |  | N | Y | N | Electric Utility |  |  |  |  | N | [57 empty] | LIQUID | IA | Lime Creek | 7155 | **2 | 2010 |  | ARP, CAIRNOX, CAIROS, CAIRSO2 | 5.35 | 12 | 85.27 |  | 0.012 | 0.2487 | 0.153 | 85.899 | 1135.62 | 7 | Mid-Continent Area Power Pool | Cerro Gordo | Electric Utility | 4911 | Electric Services | 43.2481 | -93.2046 | Interstate Power & Light Company (Owner/Operator) | Phase 2 |  | Operating | Combustion turbine | Diesel Oil |  |  | Water Injection |  | 488 | 12.1515 | LIQUID | 33 | 366.6667 | 0.2487 | 0.021134 | 12.1515
9417 | Interstate Power and Light Co | 7595 | Red Cedar | IA | Linn | 1 | GT | OP | 22.5 | 15.4 | 17.3 |  | 12 | 1996 | NG |  | N | Y | N | Electric Utility |  |  |  |  | N | [57 empty] | GAS | [39 empty] | 0.13855 | 0.0018611 | 11.2406
9417 | Interstate Power and Light Co | 8025 | Montgomery | MN | Le Sueur | 1 | GT | OP | 28.8 | 19.9 | 24.4 |  | 3 | 1974 | DFO |  | N | Y | N | Electric Utility |  |  |  |  | N | [57 empty] | LIQUID | [39 empty] | 0.96616 | 0.09106 | 12.993
9417 | Interstate Power and Light Co | 8031 | Emery Station | IA | Cerro Gordo | 11 | CT | OP | 173.4 | 140.5 | 155.7 | G821 | 5 | 2004 | NG | DFO | Y | Y | N | Electric Utility |  |  |  |  | N | [57 empty] | GAS | IA | Emery Station | 8031 | 11 | 2010 |  | ARP, CAIRNOX, CAIROS, CAIRSO2 | 1535.16 | 12 | 309516.27 |  | 0.667 | 0.0401 | 20.972 | 132080.263 | 2222523.52 | 7 |  | Cerro Gordo | Electric Utility |  |  | 43.094 | -93.2922 | Interstate Power & Light Company (Owner/Operator) | Phase 2 |  | Operating | Combined cycle | Pipeline Natural Gas | Diesel Oil |  | Dry Low NOx Burners Water Injection Ammonia Injection Selective Catalytic Reduction |  | 2688 | 6.8826 | GAS | 296 | 1549.4541 | 0.0401 | 0.0006 | 9.2107
9417 | Interstate Power and Light Co | 8031 | Emery Station | IA | Cerro Gordo | 12 | CT | OP | 173.4 | 136.6 | 152.3 | G821 | 5 | 2004 | NG | DFO | Y | Y | N | Electric Utility |  |  |  |  | N | [57 empty] | GAS | IA | Emery Station | 8031 | 12 | 2010 |  | ARP, CAIRNOX, CAIROS, CAIRSO2 | 1200.27 | 12 | 247160.64 |  | 0.533 | 0.0343 | 14.928 | 105625.435 | 1777336.765 | 7 |  | Cerro Gordo | Electric Utility |  |  | 43.094 | -93.2922 | Interstate Power & Light Company (Owner/Operator) | Phase 2 |  | Operating | Combined cycle | Pipeline Natural Gas | Diesel Oil |  | Dry Low NOx Burners Water Injection Ammonia Injection Selective Catalytic Reduction |  | 2688 | 6.9359 | GAS | 305 | 1498.6868 | 0.0343 | 0.0006 | 9.2107
9417 | Interstate Power and Light Co | 8031 | Emery Station | IA | Cerro Gordo | ST1 | CA | OP | 256 | 247.2 | 255.3 | G821 | 5 | 2004 | NG | DFO | Y | Y | N | Electric Utility |  |  |  |  | N | [6 empty] | 1¦¦2 | 2004 | 641000 | [48 empty] | GAS | [39 empty] | 0 | 0 | 10.4
9417 | Interstate Power and Light Co | 1068 | Marshalltown | IA | Marshall | 1 | GT | OP | 63 | 52.8 | 64.2 |  | 6 | 1978 | DFO |  | N | Y | N | Electric Utility |  |  |  |  | N | [57 empty] | LIQUID | IA | Marshalltown CTs | 1068 | 1A | 2010 |  | CAIRNOX, CAIROS, CAIRSO2 | 245.35 | 12 | 4320.79 |  | 2.113 | 0.5561 | 17.272 |  | 60221.2 | 7 |  | Marshall | Electric Utility |  |  | 42.0474 | -92.8594 | Interstate Power & Light Company (Owner/Operator) |  |  | Operating | Combustion turbine | Diesel Oil |  |  |  |  | 402 | 12.4096 | LIQUID | 31 | -35.4839 | 0.5561 | 0.070175 | 12.4096
9417 | Interstate Power and Light Co | 1068 | Marshalltown | IA | Marshall | 2 | GT | OP | 63 | 56.1 | 67.5 |  | 6 | 1978 | DFO |  | N | Y | N | Electric Utility |  |  |  |  | N | [57 empty] | LIQUID | IA | Marshalltown CTs | 1068 | 2A | 2010 |  | CAIRNOX, CAIROS, CAIRSO2 | 99.8 | 12 | 1902.95 |  | 0.955 | 0.6086 | 8.816 |  | 27221.68 | 7 |  | Marshall | Electric Utility |  |  | 42.0474 | -92.8594 | Interstate Power & Light Company (Owner/Operator) |  |  | Operating | Combustion turbine | Diesel Oil |  |  |  |  | 507.2 | 12.4838 | LIQUID | 31 | -88.7097 | 0.6086 | 0.070165 | 12.4838
9417 | Interstate Power and Light Co | 1105 | Centerville | IA | Appanoose | GT1 | GT | OP | 27 | 24.9 | 28.9 |  | 8 | 1990 | DFO |  | N | Y | N | Electric Utility | [62 empty] | LIQUID | IA | Centerville | 1105 | 1 | 2010 |  | CAIRNOX, CAIROS, CAIRSO2 | 166 | 12 | 1818 |  | 1.505 | 0.712 | 13.263 |  | 37256.1 | 7 |  | Appanoose | Electric Utility |  |  | 40.7478 | -92.8731 | Interstate Power & Light Company (Owner/Operator) |  |  | Operating | Combustion turbine | Diesel Oil |  |  |  |  | 377 | 20.31 | LIQUID | 24 | 397.9167 | 0.712 | 0.080792 | 20
9417 | Interstate Power and Light Co | 1105 | Centerville | IA | Appanoose | GT2 | GT | OP | 27 | 26.3 | 30.3 |  | 9 | 1990 | DFO |  | N | Y | N | Electric Utility | [62 empty] | LIQUID | IA | Centerville | 1105 | 2 | 2010 |  | CAIRNOX, CAIROS, CAIRSO2 | 73 | 12 | 644 |  | 0.449 | 0.752 | 4.18 |  | 11115.7 | 7 |  | Appanoose | Electric Utility |  |  | 40.7478 | -92.8731 | Interstate Power & Light Company (Owner/Operator) |  |  | Operating | Combustion turbine | Diesel Oil |  |  |  |  | 377 | 17.5772 | LIQUID | 25 | 394 | 0.752 | 0.080787 | 17.2604
9417 | Interstate Power and Light Co | 56355 | Whispering Willow Wind Farm - East | IA | Franklin | 1 | WT | OP | 199.7 | 199.7 | 199.7 |  | 12 | 2009 | WND |  | N | Y | N | Electric Utility | [62 empty] | N/A | [39 empty] | 0 | 0 | 10.4
9418 | City of Iola | 1291 | Iola | KS | Allen | 1 | IC | OP | 5 | 5 | 5 |  | 8 | 1998 | NG |  | N | Y | N | Electric Utility |  |  |  |  | N | [57 empty] | GAS | [39 empty] | 1.1659 | 0.0016829 | 10.4
9418 | City of Iola | 1291 | Iola | KS | Allen | 10 | IC | OP | 2.7 | 2.9 | 2.9 |  | 6 | 1981 | DFO |  | N | Y | N | Electric Utility |  |  |  |  | N | [57 empty] | LIQUID | [39 empty] | 0.7385 | 0.025484 | 12.5895
9418 | City of Iola | 1291 | Iola | KS | Allen | 2 | IC | OP | 5 | 5 | 5 |  | 6 | 2000 | NG |  | N | Y | N | Electric Utility |  |  |  |  | N | [57 empty] | GAS | [39 empty] | 1.1659 | 0.0016829 | 10.4
9418 | City of Iola | 1291 | Iola | KS | Allen | 6 | IC | OP | 2.7 | 2.9 | 2.9 |  | 5 | 1969 | DFO |  | N | Y | N | Electric Utility |  |  |  |  | N | [57 empty] | LIQUID | [39 empty] | 0.7385 | 0.025484 | 12.5895
9418 | City of Iola | 1291 | Iola | KS | Allen | 7 | IC | OP | 2.7 | 2.9 | 2.9 |  | 5 | 1971 | DFO |  | N | Y | N | Electric Utility |  |  |  |  | N | [57 empty] | LIQUID | [39 empty] | 0.7385 | 0.025484 | 12.5895
9418 | City of Iola | 1291 | Iola | KS | Allen | 8 | IC | OP | 2.7 | 2.9 | 2.9 |  | 2 | 1976 | DFO |  | N | Y | N | Electric Utility |  |  |  |  | N | [57 empty] | LIQUID | [39 empty] | 0.7385 | 0.025484 | 12.5895
9418 | City of Iola | 1291 | Iola | KS | Allen | 9 | IC | OP | 2.7 | 2.9 | 2.9 |  | 6 | 1977 | DFO |  | N | Y | N | Electric Utility |  |  |  |  | N | [57 empty] | LIQUID | [39 empty] | 0.7385 | 0.025484 | 12.5895
9424 | International Paper Co-Eastovr | 52151 | International Paper Eastover Facility | SC | Richland | GEN1 | ST | OP | 48.4 | 46 | 46 |  | 4 | 1984 | BLQ | BIT | Y | Y | Y | Industrial CHP |  |  |  |  | N | Y | [5 empty] | 1 | 1984 | 220000 | [31 empty] | OP | MC¦¦EW | EK |  | 12 | 0.1 | 0.8 |  | 2.1 |  | 99.2¦¦ 99.8 | 11¦¦ 29 | 110000¦¦ 305000 |  |  |  |  | LIQUID | [39 empty] | 0.0842 | 0.049001 | 10.4
9424 | International Paper Co-Eastovr | 52151 | International Paper Eastover Facility | SC | Richland | GEN2 | ST | OP | 61.2 | 57 | 57 |  | 6 | 1991 | BLQ | BIT | Y | Y | Y | Industrial CHP |  |  |  |  | N | Y | [5 empty] | PB2¦¦RF2 | 1991 | 92000¦¦ 200000 | [31 empty] | OP | MC¦¦EW | EW |  | 12 | 0.1 | 1.5 |  | 0.5¦¦ 2.1 |  | 99.2¦¦ 99.7 | 23¦¦ 32 | 307700¦¦ 250000 |  |  |  |  | LIQUID | [39 empty] | 0.0842 | 0.049001 | 10.4
9425 | Iowa Lakes Electric Coop | 57251 | Lakota Wind Wind Farm | IA | KOSSUTH | LAK1 | WT | OP | 10.5 | 10.5 | 10.5 |  | 3 | 2009 | WND |  | N | Y | N | Electric Utility |  |  |  |  | N | [57 empty] | N/A | [39 empty] | 0 | 0 | 10.4
9425 | Iowa Lakes Electric Coop | 57252 | Iowa Lakes Superior Wind Farm | IA | DICKINSON | SUP1 | WT | OP | 10.5 | 10.5 | 10.5 |  | 4 | 2009 | WND |  | N | Y | N | Electric Utility | [62 empty] | N/A | [39 empty] | 0 | 0 | 10.4
9434 | Iowa State University | 54201 | Iowa State University | IA | Story | GEN3 | ST | OP | 13.2 | 13.3 | 13.3 |  | 9 | 1978 | BIT | NG | N | Y | Y | Commercial CHP |  |  |  |  | N |  | Y | Y | [22 empty] | OP | CD |  |  |  | LS |  |  |  | N | 4.5 | 90 | 227 | 97764 | 100 | OP | BP¦¦MC¦¦EK¦¦MC¦¦EK |  |  | 18.6 |  | 4.5 |  |  |  | 99.5¦¦90¦¦ 97.5¦¦90¦¦ 97.5 | 0.05¦¦182¦¦ 26.1¦¦131¦¦ 17 | 97764¦¦91280¦¦ 100000¦¦96375¦¦ 112000 |  |  |  |  | COAL | [39 empty] | 0.68827 | 0.34885 | 11.9912
9434 | Iowa State University | 54201 | Iowa State University | IA | Story | GEN5 | ST | OP | 11.5 | 11.5 | 11.5 |  | 3 | 1970 | BIT | NG | N | Y | Y | Commercial CHP |  |  |  |  | N |  | Y | Y | [22 empty] | OP | CD |  |  |  | LS |  |  |  | N | 4.5 | 90 | 227 | 97764 | 100 | OP | BP¦¦MC¦¦EK¦¦MC¦¦EK |  |  | 18.6 |  | 4.5 |  |  |  | 99.5¦¦90¦¦ 97.5¦¦90¦¦ 97.5 | 0.05¦¦182¦¦ 26.1¦¦131¦¦ 17 | 97764¦¦91280¦¦ 100000¦¦96375¦¦ 112000 |  |  |  |  | COAL | [39 empty] | 0.76218 | 0.4169 | 12.4395
9434 | Iowa State University | 54201 | Iowa State University | IA | Story | GEN6 | ST | OP | 15.1 | 15.1 | 15.1 |  | 5 | 2005 | BIT | NG | N | Y | Y | Commercial CHP |  |  |  |  | N |  | Y | Y | [22 empty] | OP | CD |  |  |  | LS |  |  |  | N | 4.5 | 90 | 227 | 97764 | 100 | OP | BP¦¦MC¦¦EK¦¦MC¦¦EK |  |  | 18.6 |  | 4.5 |  |  |  | 99.5¦¦90¦¦ 97.5¦¦90¦¦ 97.5 | 0.05¦¦182¦¦ 26.1¦¦131¦¦ 17 | 97764¦¦91280¦¦ 100000¦¦96375¦¦ 112000 |  |  |  |  | COAL | [39 empty] | 0.43179 | 0.098672 | 10.825
9436 | Mosaic Phosphates Co. | 10198 | IMC Phosphates Company Uncle Sam | LA | St James | GEN1 | ST | OP | 11 | 10.2 | 10.3 |  | 1 | 1968 | OTH |  | N | Y | Y | Industrial CHP |  |  |  |  | N | [57 empty] | N/A | [39 empty] | 0 | 0 | 10.4
9436 | Mosaic Phosphates Co. | 10198 | IMC Phosphates Company Uncle Sam | LA | St James | GEN2 | ST | OP | 11 | 10.2 | 10.3 |  | 1 | 1968 | OTH |  | N | Y | Y | Industrial CHP |  |  |  |  | N | [57 empty] | N/A | [39 empty] | 0 | 0 | 10.4
9439 | Isabella Partners | 10139 | Isabella Hydro Project | CA | Kern | GEN1 | HY | OP | 5.9 | 5.9 | 5.9 |  | 12 | 1990 | WAT |  | N | Y | N | IPP Non-CHP |  |  |  |  | N | [57 empty] | N/A | [39 empty] | 0 | 0 | 10.4
9439 | Isabella Partners | 10139 | Isabella Hydro Project | CA | Kern | GEN2 | HY | OP | 5.9 | 5.9 | 5.9 |  | 12 | 1990 | WAT |  | N | Y | N | IPP Non-CHP |  |  |  |  | N | [57 empty] | N/A | [39 empty] | 0 | 0 | 10.4
9442 | Town of Ipswich | 57855 | Ipswich Wind Turbine | MA | Essex | 1 | WT | OP | 1.6 | 1.6 | 1.6 |  | 5 | 2011 | WND |  | N | N | N | Electric Utility |  |  |  |  | N | [57 empty] | N/A | [39 empty] | 0 | 0 | 10.4
9451 | HDI Associates I | 54572 | Lochmere Hydroelectric Plant | NH | Belknap | UNT1 | HY | OP | 0.3 | 0.1 | 0.1 |  | 12 | 1984 | WAT |  | N | Y | N | IPP Non-CHP | [62 empty] | N/A | [39 empty] | 0 | 0 | 10.4
9451 | HDI Associates I | 54572 | Lochmere Hydroelectric Plant | NH | Belknap | UNT2 | HY | OP | 0.3 | 0.1 | 0.1 |  | 12 | 1984 | WAT |  | N | Y | N | IPP Non-CHP | [62 empty] | N/A | [39 empty] | 0 | 0 | 10.4
9451 | HDI Associates I | 54572 | Lochmere Hydroelectric Plant | NH | Belknap | UNT3 | HY | OP | 0.3 | 0.1 | 0.1 |  | 12 | 1984 | WAT |  | N | Y | N | IPP Non-CHP | [62 empty] | N/A | [39 empty] | 0 | 0 | 10.4
9451 | HDI Associates I | 54572 | Lochmere Hydroelectric Plant | NH | Belknap | UNT4 | HY | OP | 0.3 | 0.1 | 0.1 |  | 12 | 1984 | WAT |  | N | Y | N | IPP Non-CHP | [62 empty] | N/A | [39 empty] | 0 | 0 | 10.4
9454 | ArcelorMittal Cleveland Inc | 10398 | Arcelormittal Cleveland Inc | OH | Cuyahoga | GEN3 | ST | OP | 10 | 10 | 10 |  | 1 | 1965 | BFG | NG | Y | N | Y | Industrial CHP |  |  |  |  | N | Y | [56 empty] | GAS | [39 empty] | 0.066 | 0.0019484 | 10.4
9454 | ArcelorMittal Cleveland Inc | 10398 | Arcelormittal Cleveland Inc | OH | Cuyahoga | GEN5 | ST | OP | 10 | 10 | 10 |  | 1 | 1965 | BFG | NG | Y | N | Y | Industrial CHP |  |  |  |  | N | Y | [56 empty] | GAS | [39 empty] | 0.066 | 0.0019484 | 10.4
9454 | ArcelorMittal Cleveland Inc | 10398 | Arcelormittal Cleveland Inc | OH | Cuyahoga | GENB | ST | OP | 10 | 10 | 10 |  | 1 | 1965 | BFG | NG | Y | N | Y | Industrial CHP |  |  |  |  | N | Y | [56 empty] | GAS | [39 empty] | 0.066 | 0.0019484 | 10.4
9454 | ArcelorMittal Cleveland Inc | 10398 | Arcelormittal Cleveland Inc | OH | Cuyahoga | GENC | ST | OP | 23 | 23 | 23 |  | 2 | 2010 | BFG | NG | Y | N | Y | Industrial CHP |  |  |  |  | N | Y | [56 empty] | GAS | OH | ArcelorMittal Cleveland, Inc. | 10398 | B002 | 2010 |  | CAIROS | 942.59 | 6 |  | 158431.53 |  | 0.0526 | 5.693 |  | 273006.855 | 5 |  | Cuyahoga | Iron & Steel | 3312 | Blast Furnaces and Steel Mills | 41.4631 | -81.6747 | ArcelorMittal (Owner/Operator) |  |  | Operating | Dry bottom wall-fired boiler | Process Gas | Residual Oil, Pipeline Natural Gas |  |  |  | 337 | 10.4 | GAS | 28.2127 | -113.3196 | 0.0526 | 0.0019484 | 10.4
9570 | Jackson County Res Recovery | 10722 | Jackson County Resource Recovery | MI | Jackson | 1 | ST | OP | 3.7 | 3 | 2 |  | 11 | 1987 | MSW | NG | N | Y | Y | Commercial CHP |  |  |  |  | N | [57 empty] | OTHER SOLID | [39 empty] | 0 | 0 | 10.4
9603 | City of Jackson - (MO) | 2137 | Jackson | MO | Cape Girardeau | 10 | IC | OP | 2 | 2 | 2 |  | 9 | 2006 | DFO |  | N | N | N | Electric Utility |  |  |  |  | N | [57 empty] | LIQUID | [39 empty] | 0.7385 | 0.025484 | 12.5895
9603 | City of Jackson - (MO) | 2137 | Jackson | MO | Cape Girardeau | 11 | IC | OP | 2 | 2 | 2 |  | 9 | 2006 | DFO |  | N | N | N | Electric Utility |  |  |  |  | N | [57 empty] | LIQUID | [39 empty] | 0.7385 | 0.025484 | 12.5895
9603 | City of Jackson - (MO) | 2137 | Jackson | MO | Cape Girardeau | 12 | IC | OP | 2 | 2 | 2 |  | 9 | 2006 | DFO |  | N | N | N | Electric Utility |  |  |  |  | N | [57 empty] | LIQUID | [39 empty] | 0.7385 | 0.025484 | 12.5895
9603 | City of Jackson - (MO) | 2137 | Jackson | MO | Cape Girardeau | 3 | IC | OP | 1 | 1 | 1 |  | 4 | 1963 | DFO | NG | Y | N | N | Electric Utility | [62 empty] | LIQUID | [39 empty] | 0.7385 | 0.025484 | 12.5895
9603 | City of Jackson - (MO) | 2137 | Jackson | MO | Cape Girardeau | 4 | IC | OP | 1 | 1 | 1 |  | 7 | 1963 | DFO | NG | Y | N | N | Electric Utility |  |  |  |  | N | [57 empty] | LIQUID | [39 empty] | 0.7385 | 0.025484 | 12.5895
9603 | City of Jackson - (MO) | 2137 | Jackson | MO | Cape Girardeau | 5 | IC | OP | 0.7 | 0.6 | 0.6 |  | 1 | 1936 | DFO |  | N | N | N | Electric Utility |  |  |  |  | N | [57 empty] | LIQUID | [39 empty] | 0.7385 | 0.025484 | 12.5895
9603 | City of Jackson - (MO) | 2137 | Jackson | MO | Cape Girardeau | 6 | IC | OP | 1 | 1 | 1 |  | 6 | 1946 | DFO |  | N | N | N | Electric Utility |  |  |  |  | N | [57 empty] | LIQUID | [39 empty] | 0.7385 | 0.025484 | 12.5895
9603 | City of Jackson - (MO) | 2137 | Jackson | MO | Cape Girardeau | 7 | IC | OP | 6.8 | 6.5 | 6.8 |  | 8 | 1973 | DFO | NG | Y | N | N | Electric Utility |  |  |  |  | N | [57 empty] | LIQUID | [39 empty] | 0.7385 | 0.025484 | 12.5895
9603 | City of Jackson - (MO) | 2137 | Jackson | MO | Cape Girardeau | 8 | IC | OP | 6.8 | 6.5 | 6.8 |  | 7 | 1973 | DFO | NG | Y | N | N | Electric Utility |  |  |  |  | N | [57 empty] | LIQUID | [39 empty] | 0.7385 | 0.025484 | 12.5895
9603 | City of Jackson - (MO) | 2137 | Jackson | MO | Cape Girardeau | 9 | IC | OP | 3 | 2.7 | 3 |  | 7 | 1983 | DFO | NG | Y | N | N | Electric Utility |  |  |  |  | N | [57 empty] | LIQUID | [39 empty] | 0.7385 | 0.025484 | 12.5895
9617 | JEA | 207 | St Johns River Power Park | FL | Duval | 1 | ST | OP | 679 | 626 | 638 |  | 4 | 1987 | BIT | PC | Y | Y | N | Electric Utility |  |  |  |  | N | Y |  | Y |  |  |  | 1 | 1987 | 1361160 | 0.1 | 440 |  | PB | DM | OT | 1989 | 1992 | 2005 | MS | OT | [5 empty] | OP | SP |  |  |  | LS |  |  |  | Y | 2.2 | 90 | 4669 | 1920000 | 90 | OP | EK |  |  | 6 | 0.1 | 0.5 | 4 | 2.3 | 3.5 | 99.8 | 185 | 2500000 |  |  |  |  | COAL | FL | St. Johns River Power | 207 | 1 | 2010 |  | ARP, CAIRNOX, CAIROS, CAIRSO2 | 8485.71 | 12 | 5084178.94 |  | 4786.272 | 0.1434 | 3452.754 | 5024286.47 | 48969630.06 | 4 | Southeastern Electric Reliability Council | Duval | Electric Utility | 4911 | Electric Services | 30.4311 | -81.5508 | JEA (Owner/Operator) Florida Power & Light Company (Owner) | Phase 2 | Early Election | Operating | Dry bottom wall-fired boiler | Coal | Pipeline Natural Gas | Dual Alkali | Selective Catalytic Reduction Low NOx Burner Technology w/ Overfire Air | Electrostatic Precipitator | 6144 | 9.6235 | COAL | 686 | 1962.3824 | 0.1434 | 0.19548 | 9.6235
9617 | JEA | 207 | St Johns River Power Park | FL | Duval | 2 | ST | OP | 679 | 626 | 638 |  | 7 | 1988 | BIT | PC | Y | Y | N | Electric Utility |  |  |  |  | N | Y |  | Y |  |  |  | 1 | 1987 | 1361160 | [16 empty] | OP | SP |  |  |  | LS |  |  |  | Y | 2.2 | 90 | 4669 | 1920000 | 90 | OP | EK |  |  | 6 | 0.1 | 0.5 | 4 | 2.3 | 3.5 | 99.8 | 185 | 2500000 |  |  |  |  | COAL | FL | St. Johns River Power | 207 | 2 | 2010 |  | ARP, CAIRNOX, CAIROS, CAIRSO2 | 7899.49 | 12 | 4681927.51 |  | 4635.727 | 0.1388 | 3257.711 | 4968374.467 | 48424140.88 | 4 | Southeastern Electric Reliability Council | Duval | Electric Utility | 4911 | Electric Services | 30.4311 | -81.5508 | JEA (Owner/Operator) Florida Power & Light Company (Owner) | Phase 2 | Early Election | Operating | Dry bottom wall-fired boiler | Coal | Diesel Oil | Dual Alkali | Selective Catalytic Reduction Low NOx Burner Technology (Dry Bottom only) | Electrostatic Precipitator | 6144 | 10.3194 | COAL | 684 | 1963.9498 | 0.1388 | 0.19146 | 10.3194
9617 | JEA | 666 | J D Kennedy | FL | Duval | GT37 | GT | OP | 185 | 158.6 | 191.2 |  | 6 | 2000 | NG | DFO | Y | Y | N | Electric Utility |  |  |  |  | N | [57 empty] | GAS | FL | J D Kennedy | 666 | CT8 | 2010 |  | ARP, CAIRNOX, CAIROS, CAIRSO2 | 817.07 | 12 | 98400.42 |  | 1.063 | 0.0523 | 20.718 | 62743.191 | 1028984.582 | 4 | Southeastern Electric Reliability Council | Duval | Electric Utility | 4911 | Electric Services | 30.3644 | -81.6236 | JEA (Owner/Operator) | Phase 2 |  | Operating | Combustion turbine | Pipeline Natural Gas | Diesel Oil |  | Dry Low NOx Burners |  | 1989 | 9.5713 | GAS | 191 | -0.52356 | 0.0523 | 0.0020661 | 9.5713
9617 | JEA | 667 | Northside Generating Station | FL | Duval | 1 | ST | OP | 297.5 | 275 | 275 |  | 3 | 1966 | PC | BIT | Y | Y | N | Electric Utility |  |  |  |  | N |  | Y | Y |  |  |  | 1 | 2002 | 420000 | [16 empty] | OP | SP |  |  |  | LF |  |  |  | Y | 1.7 | 85 | 2056 | 750000 | 100 | OP | BP |  |  | 6 |  | 0.5 | 6 | 3 | 8 | 99.8 | 185 | 800000 |  |  |  |  | Petroleum Coke | [39 empty] | 0.095706 | 0.47457 | 10.4
9617 | JEA | 667 | Northside Generating Station | FL | Duval | 2 | ST | OP | 297.5 | 275 | 275 |  | 6 | 1972 | PC | BIT | Y | Y | N | Electric Utility |  |  |  |  | N |  | Y | Y |  |  |  | 2 | 2002 | 420000 | 0.1 | 440 |  | PB | DM | OT | 1989 | 1992 | 2005 | MS | OT | [5 empty] | OP | SP |  |  |  | LF |  |  |  | Y | 1.7 | 85 | 2056 | 750000 | 100 | OP | BP |  |  | 6 |  | 0.5 | 6 | 3 | 8 | 99.8 | 185 | 800000 |  |  |  |  | Petroleum Coke | [39 empty] | 0.08861 | 0.47457 | 10.4
9617 | JEA | 667 | Northside Generating Station | FL | Duval | 4 | GT | OP | 62.1 | 52 | 61.6 |  | 1 | 1975 | DFO |  | N | Y | N | Electric Utility |  |  |  |  | N | [57 empty] | LIQUID | FL | Northside | 667 | GT4 | 2010 |  | CAIRNOX, CAIROS, CAIRSO2 | 70.77 | 12 | 1368.09 |  | 0.273 | 0.4288 | 5.746 |  | 23405.233 | 4 |  | Duval | Electric Utility | 4911 | Electric Services | 30.4172 | -81.5525 | JEA (Owner/Operator) |  |  | Operating | Combustion turbine | Diesel Oil |  |  |  |  | 901 | 10.9079 | LIQUID | 50 | 384 | 0.4288 | 0.023328 | 10.9079
9617 | JEA | 667 | Northside Generating Station | FL | Duval | 5 | GT | OP | 62.1 | 52 | 61.6 |  | 12 | 1974 | DFO |  | N | Y | N | Electric Utility |  |  |  |  | N | [57 empty] | LIQUID | FL | Northside | 667 | GT5 | 2010 |  | CAIRNOX, CAIROS, CAIRSO2 | 25.61 | 12 | 531 |  | 0.046 | 0.4122 | 2.233 |  | 9250.382 | 4 |  | Duval | Electric Utility | 4911 | Electric Services | 30.4172 | -81.5525 | JEA (Owner/Operator) |  |  | Operating | Combustion turbine | Diesel Oil |  |  |  |  | 901 | 11.654 | LIQUID | 52 | 407.6923 | 0.4122 | 0.0099455 | 11.654
9617 | JEA | 667 | Northside Generating Station | FL | Duval | 6 | GT | OP | 62.1 | 52 | 61.6 |  | 12 | 1974 | DFO |  | N | Y | N | Electric Utility |  |  |  |  | N | [57 empty] | LIQUID | FL | Northside | 667 | GT6 | 2010 |  | CAIRNOX, CAIROS, CAIRSO2 | 66.15 | 12 | 1276.43 |  | 0.275 | 0.4507 | 5.753 |  | 22509.174 | 4 |  | Duval | Electric Utility | 4911 | Electric Services | 30.4172 | -81.5525 | JEA (Owner/Operator) |  |  | Operating | Combustion turbine | Diesel Oil |  |  |  |  | 901 | 10.8944 | LIQUID | 51 | 396.0784 | 0.4507 | 0.024434 | 10.8944
9617 | JEA | 667 | Northside Generating Station | FL | Duval | GT3 | GT | OP | 62.1 | 52 | 61.6 |  | 1 | 1975 | DFO |  | N | Y | N | Electric Utility |  |  |  |  | N | [57 empty] | LIQUID | FL | Northside | 667 | GT3 | 2010 |  | CAIRNOX, CAIROS, CAIRSO2 | 62.96 | 12 | 1404.11 |  | 0.278 | 0.453 | 6.167 |  | 23584.221 | 4 |  | Duval | Electric Utility | 4911 | Electric Services | 30.4172 | -81.5525 | JEA (Owner/Operator) |  |  | Operating | Combustion turbine | Diesel Oil |  |  |  |  | 901 | 10.729 | LIQUID | 52 | 1907.6923 | 0.453 | 0.023575 | 10.729
9617 | JEA | 667 | Northside Generating Station | FL | Duval | ST3 | ST | OP | 563.7 | 505 | 505 |  | 6 | 1977 | NG | RFO | Y | Y | N | Electric Utility |  |  |  |  | N | [6 empty] | 3 | 1977 | 1020900 | [48 empty] | GAS | [39 empty] | 0.10164 | 0.002977 | 10.384
9617 | JEA | 7846 | Brandy Branch | FL | Duval | 1 | GT | OP | 185 | 158.6 | 191.2 |  | 5 | 2001 | NG | DFO | Y | Y | N | Electric Utility |  |  |  |  | N | [57 empty] | GAS | FL | Brandy Branch | 7846 | 1 | 2010 |  | ARP, CAIRNOX, CAIROS, CAIRSO2 | 289.19 | 12 | 33960.74 |  | 0.499 | 0.0577 | 7.305 | 20868.001 | 348867.784 | 4 |  | Duval | Electric Utility | 4911 | Electric Services | 30.3206 | -81.9486 | JEA (Owner/Operator) | Phase 2 |  | Operating | Combustion turbine | Pipeline Natural Gas | Diesel Oil |  | Dry Low NOx Burners Water Injection |  | 1822 | 9.6648 | GAS | 176 | 1956.8182 | 0.0577 | 0.0028607 | 9.6648
9617 | JEA | 7846 | Brandy Branch | FL | Duval | 2 | CT | OP | 185 | 158.6 | 191.2 |  | 5 | 2001 | NG | DFO | Y | Y | N | Electric Utility |  |  |  |  | N | [57 empty] | GAS | FL | Brandy Branch | 7846 | 2 | 2010 |  | ARP, CAIRNOX, CAIROS, CAIRSO2 | 5352.49 | 12 | 721563.94 |  | 2.418 | 0.0109 | 30.162 | 479049.846 | 8060923.056 | 4 |  | Duval | Electric Utility | 4911 | Electric Services | 30.3206 | -81.9486 | JEA (Owner/Operator) | Phase 2 |  | Operating | Combustion turbine | Pipeline Natural Gas | Diesel Oil |  | Dry Low NOx Burners Selective Catalytic Reduction Water Injection |  | 2145 | 10.7238 | GAS | 203 | 1969.1423 | 0.0109 | 0.0006 | 10.7238
9617 | JEA | 7846 | Brandy Branch | FL | Duval | 3 | CT | OP | 185 | 158.6 | 191.2 |  | 10 | 2001 | NG | DFO | Y | Y | N | Electric Utility |  |  |  |  | N | [57 empty] | GAS | FL | Brandy Branch | 7846 | 3 | 2010 |  | ARP, CAIRNOX, CAIROS, CAIRSO2 | 5622.85 | 12 | 753104.72 |  | 2.557 | 0.0125 | 37.276 | 499066.025 | 8397736.85 | 4 |  | Duval | Electric Utility | 4911 | Electric Services | 30.3206 | -81.9486 | JEA (Owner/Operator) | Phase 2 |  | Operating | Combustion turbine | Pipeline Natural Gas | Diesel Oil |  | Dry Low NOx Burners Selective Catalytic Reduction Water Injection |  | 2145 | 10.6378 | GAS | 203 | 1969.1423 | 0.0125 | 0.000609 | 10.6378
9617 | JEA | 7846 | Brandy Branch | FL | Duval | 4 | CA | OP | 228.1 | 185 | 190 |  | 2 | 2005 | NG | DFO | Y | Y | N | Electric Utility |  |  |  |  | N | [6 empty] | 2¦¦3 | 2005 | 613034¦¦ 620838 | [48 empty] | GAS | [39 empty] | 0 | 0 | 10.4
9617 | JEA | 56799 | Greenland Energy Center | FL | Duval | 1 | GT | OP | 190.4 | 148 | 184.1 |  | 6 | 2011 | NG | DFO | Y | Y | N | Electric Utility | [62 empty] | GAS | [39 empty] | 0.017344 | 0.0002977 | 10.0595
9617 | JEA | 56799 | Greenland Energy Center | FL | Duval | 2 | GT | OP | 190.4 | 148 | 184.1 |  | 6 | 2011 | NG | DFO | Y | Y | N | Electric Utility | [62 empty] | GAS | [39 empty] | 0.017344 | 0.0002977 | 10.0595
9617 | JEA | 666 | J D Kennedy | FL | Duval | GT38 | GT | OP | 185 | 158.6 | 191.2 |  | 6 | 2009 | NG | DFO | Y | Y | N | Electric Utility |  |  |  |  | N | [57 empty] | GAS | FL | J D Kennedy | 666 | CT8 | 2010 |  | ARP, CAIRNOX, CAIROS, CAIRSO2 | 817.07 | 12 | 98400.42 |  | 1.063 | 0.0523 | 20.718 | 62743.191 | 1028984.582 | 4 | Southeastern Electric Reliability Council | Duval | Electric Utility | 4911 | Electric Services | 30.3644 | -81.6236 | JEA (Owner/Operator) | Phase 2 |  | Operating | Combustion turbine | Pipeline Natural Gas | Diesel Oil |  | Dry Low NOx Burners |  | 1989 | 9.5713 | GAS | 191 | -0.52356 | 0.0523 | 0.0020661 | 9.5713
9617 | JEA | 7705 | Girvin Landfill | FL | Duval | 1 | IC | OP | 3 | 3 | 3 |  | 7 | 1997 | LFG |  | N | Y | N | Electric Utility |  |  |  |  | N | [57 empty] | GAS | [39 empty] | 1.1659 | 0.0016829 | 10.4
9628 | Hopewell Operating Services LLC | 10377 | James River Genco LLC | VA | HOPEWELL CITY | GEN1 | ST | OP | 57.4 | 46.3 | 46.3 |  | 1 | 1988 | BIT |  | N | Y | Y | IPP CHP |  |  |  |  | N |  |  | Y | N |  |  | UNIT1 | 1988 | 116200 | [16 empty] | OP | CD |  |  |  | LF |  |  |  | N | 1 | 90 | 541 | 57586 | 100 | OP | BP |  |  | 11 |  |  | 2 |  |  | 99.8 | 1 | 75000 |  |  |  |  | COAL | VA | Cogentrix-Hopewell | 10377 | BLR01B | 2010 | CS001 | ARP, CAIRNOX, CAIROS, CAIRSO2 | 6205.58 | 12 |  | 801163.35 | 387.666 | 0.3619 | 213.888 | 126555.906 | 1233495.7 | 3 | Southeastern Electric Reliability Council | Hopewell (City) | Cogeneration | 4911 | Electric Services | 37.2939 | -77.2697 | James River Cogeneration Company (Owner/Operator) | Opt-In |  | Operating | Stoker | Coal |  | Dry Lime FGD | Other |  | 200 | 10.4 | COAL | 30.1329 | 231.7377 | 0.3619 | 0.62856 | 11.1013
9628 | Hopewell Operating Services LLC | 10377 | James River Genco LLC | VA | HOPEWELL CITY | GEN2 | ST | OP | 57.4 | 46.3 | 46.3 |  | 1 | 1988 | BIT |  | N | Y | Y | IPP CHP |  |  |  |  | N |  |  | Y | N |  |  | UNIT2 | 1988 | 116200 | [16 empty] | OP | CD |  |  |  | LF |  |  |  | N | 1 | 90 | 541 | 57586 | 100 | OP | BP |  |  | 11 |  |  | 2 |  |  | 99.8 | 5 | 75000 |  |  |  |  | COAL | VA | Cogentrix-Hopewell | 10377 | BLR02C | 2010 | CS002 | ARP, CAIRNOX, CAIROS, CAIRSO2 | 6334.68 | 12 |  | 824256.25 | 378.741 | 0.3505 | 200.177 | 122333.044 | 1192344.762 | 3 | Southeastern Electric Reliability Council | Hopewell (City) | Cogeneration | 4911 | Electric Services | 37.2939 | -77.2697 | James River Cogeneration Company (Owner/Operator) | Opt-In |  | Operating | Stoker | Coal |  | Dry Lime FGD | Other | Baghouse | 200 | 10.4 | COAL | 29.8375 | 224.1312 | 0.3505 | 0.63529 | 11.1013
9645 | Jamestown Board of Public Util | 2682 | S A Carlson | NY | Chautauqua | 5 | ST | OP | 24.5 | 22.5 | 22.5 | 1 | 8 | 1951 | BIT | NG | N | Y | N | Electric Utility |  |  |  |  | N | Y |  | Y | [37 empty] | OP | EK |  |  | 8 |  | 1 | 2.4 |  |  | 99.5 | 10¦¦ 15¦¦ 10 | 76288¦¦ 113058¦¦ 76288 |  |  |  |  | COAL | NY | S A Carlson | 2682 | 9 | 2010 | CS0001 | ARP, CAIRNOX, CAIROS, CAIRSO2 | 2198.75 | 12 |  | 171932 | 352.367 | 0.3866 | 62.782 | 31374.502 | 305800.875 | 2 | Northeast Power Coordinating Council | Chautauqua | Electric Utility | 4911 | Electric Services | 42.0917 | -79.2417 | Jamestown Board of Public Utilities (Owner/Operator) | Phase 2 | Early Election | Operating | Dry bottom wall-fired boiler | Coal |  |  | Low NOx Burner Technology (Dry Bottom only) | Electrostatic Precipitator | 190 | 10.4 | COAL | 20.384 | 448.0978 | 0.3866 | 2.3046 | 12.439
9645 | Jamestown Board of Public Util | 2682 | S A Carlson | NY | Chautauqua | 6 | ST | OP | 24.5 | 22.5 | 22.5 | 1 | 8 | 1968 | BIT | NG | N | Y | N | Electric Utility |  |  |  |  | N | Y |  | Y | [37 empty] | OP | EK |  |  | 8 |  | 1 | 2.4 |  |  | 99.5 | 10¦¦ 15¦¦ 10 | 76288¦¦ 113058¦¦ 76288 |  |  |  |  | COAL | NY | S A Carlson | 2682 | 9 | 2010 | CS0001 | ARP, CAIRNOX, CAIROS, CAIRSO2 | 2198.75 | 12 |  | 171932 | 352.367 | 0.3866 | 62.782 | 31374.502 | 305800.875 | 2 | Northeast Power Coordinating Council | Chautauqua | Electric Utility | 4911 | Electric Services | 42.0917 | -79.2417 | Jamestown Board of Public Utilities (Owner/Operator) | Phase 2 | Early Election | Operating | Dry bottom wall-fired boiler | Coal |  |  | Low NOx Burner Technology (Dry Bottom only) | Electrostatic Precipitator | 190 | 10.4 | COAL | 20.384 | 448.0978 | 0.3866 | 2.3046 | 11.9195
9645 | Jamestown Board of Public Util | 2682 | S A Carlson | NY | Chautauqua | 7 | GT | OP | 47.3 | 42 | 47 | 1 | 11 | 2001 | NG |  | N | Y | N | Electric Utility |  |  |  |  | N | [57 empty] | GAS | NY | S A Carlson | 2682 | 20 | 2010 |  | ARP, CAIRNOX, CAIROS, CAIRSO2, RGGI | 464 | 12 | 18043.25 |  | 0.053 | 0.1176 | 10.424 | 10432.2 | 175552.2 | 2 | Northeast Power Coordinating Council | Chautauqua | Electric Utility | 4911 | Electric Services | 42.0917 | -79.2417 | Jamestown Board of Public Utilities (Owner/Operator) | Phase 2 |  | Operating | Combined cycle | Pipeline Natural Gas |  |  | Water Injection |  | 554 | 9.6349 | GAS | 46 | 489.1304 | 0.1176 | 0.000604 | 9.6349
9650 | City of Janesville - (MN) | 1982 | Janesville | MN | Waseca | 1 | IC | OP | 1.1 | 0.9 | 1 |  | 5 | 1965 | DFO | NG | Y | Y | N | Electric Utility | [62 empty] | LIQUID | [39 empty] | 0.7385 | 0.025484 | 12.5895
9650 | City of Janesville - (MN) | 1982 | Janesville | MN | Waseca | 2 | IC | OP | 1.3 | 1.1 | 1.2 |  | 5 | 1972 | DFO | NG | Y | Y | N | Electric Utility | [62 empty] | LIQUID | [39 empty] | 0.7385 | 0.025484 | 12.5895
9650 | City of Janesville - (MN) | 1982 | Janesville | MN | Waseca | 3 | IC | OP | 0.7 | 0.5 | 0.6 |  | 5 | 1955 | DFO | NG | Y | Y | N | Electric Utility | [62 empty] | LIQUID | [39 empty] | 0.7385 | 0.025484 | 12.5895
9650 | City of Janesville - (MN) | 1982 | Janesville | MN | Waseca | 4 | IC | OP | 1.8 | 1.8 | 1.8 |  | 12 | 1998 | DFO |  | N | Y | N | Electric Utility | [62 empty] | LIQUID | [39 empty] | 0.7385 | 0.025484 | 12.5895
9667 | City of Jasper | 6225 | Jasper 2 | IN | Dubois | 1 | ST | OP | 14.5 | 13.6 | 13.6 |  | 9 | 1968 | BIT |  | N | Y | N | Electric Utility |  |  |  |  | N | [40 empty] | OP | EW¦¦MC | MC¦¦ |  | 6¦¦ .2 |  | 0.8 | 1.5 |  |  | 99.9¦¦ 30 | 4.3 | 103000¦¦ 130000 |  |  |  |  | COAL | [39 empty] | 0.63151 | 1.0631 | 12.4505
9686 | RockTenn-Jackson Fenandina | 10202 | Fernandina Beach Mill | FL | Nassau | GEN5 | ST | OP | 44 | 30 | 30 |  | 1 | 1988 | WDL | RFO | Y | Y | Y | Industrial CHP |  |  |  |  | N | Y | [5 empty] | 007¦¦006¦¦011¦¦015 | 1969¦¦ 1968¦¦ 1978¦¦ 1981 | 65000¦¦ 66000¦¦ 65000¦¦ 80000 | [31 empty] | OP | EW¦¦MC¦¦EW¦¦EW | ¦¦EW |  | ¦¦ 10 |  | ¦¦ .8 |  |  |  | 99 | 137¦¦ 22¦¦ 12¦¦ 65 | 420000¦¦ 340000¦¦ 475000¦¦ 460000 |  |  |  |  | LIQUID | [39 empty] | 0.022263 | 0.049001 | 10.4
9686 | RockTenn-Jackson Fenandina | 10202 | Fernandina Beach Mill | FL | Nassau | GEN6 | ST | OP | 74.4 | 50 | 50 |  | 9 | 1982 | BIT | RFO | Y | Y | Y | Industrial CHP |  |  |  |  | N | Y | [5 empty] | 007¦¦006¦¦011¦¦015 | 1969¦¦ 1968¦¦ 1978¦¦ 1981 | 65000¦¦ 66000¦¦ 65000¦¦ 80000 | [31 empty] | OP | EW¦¦MC¦¦EW¦¦EW | ¦¦EW |  | ¦¦ 10 |  | ¦¦ .8 |  |  |  | 99 | 137¦¦ 22¦¦ 12¦¦ 65 | 420000¦¦ 340000¦¦ 475000¦¦ 460000 |  |  |  |  | COAL | [39 empty] | 0.28231 | 0.61617 | 11.2406
9726 | Jersey Central Power & Lt Co | 6522 | Yards Creek | NJ | Warren | 1 | PS | OP | 151 | 140 | 140 |  | 11 | 1965 | WAT |  | N | Y | N | Electric Utility | [62 empty] | N/A | [39 empty] | 0 | 0 | 10.4
9726 | Jersey Central Power & Lt Co | 6522 | Yards Creek | NJ | Warren | 2 | PS | OP | 151 | 140 | 140 |  | 12 | 1965 | WAT |  | N | Y | N | Electric Utility | [62 empty] | N/A | [39 empty] | 0 | 0 | 10.4
9726 | Jersey Central Power & Lt Co | 6522 | Yards Creek | NJ | Warren | 3 | PS | OP | 151 | 120 | 120 |  | 9 | 1965 | WAT |  | N | Y | N | Electric Utility | [62 empty] | N/A | [39 empty] | 0 | 0 | 10.4
9732 | City of Jetmore | 1292 | Jetmore | KS | HODGEMAN | 1 | IC | OP | 1 | 1 | 1 |  | 1 | 1960 | DFO | NG | Y | Y | N | Electric Utility | [62 empty] | LIQUID | [39 empty] | 0.7385 | 0.025484 | 12.5895
9732 | City of Jetmore | 1292 | Jetmore | KS | HODGEMAN | 5 | IC | OP | 1.5 | 1.5 | 1.5 |  | 1 | 1966 | DFO | NG | Y | Y | N | Electric Utility | [62 empty] | LIQUID | [39 empty] | 0.7385 | 0.025484 | 12.5895
9732 | City of Jetmore | 1292 | Jetmore | KS | HODGEMAN | 6 | IC | OP | 1.2 | 1.2 | 1.2 |  | 1 | 1966 | DFO |  | N | Y | N | Electric Utility | [62 empty] | LIQUID | [39 empty] | 0.7385 | 0.025484 | 12.5895
9776 | City of Johnson - (KS) | 6579 | Johnson | KS | Stanton | 1 | IC | OP | 0.6 | 0.6 | 0.6 |  | 6 | 1959 | DFO | NG | N | Y | N | Electric Utility | [62 empty] | LIQUID | [39 empty] | 0.7385 | 0.025484 | 12.5895
9776 | City of Johnson - (KS) | 6579 | Johnson | KS | Stanton | 2 | IC | OP | 0.9 | 0.7 | 0.7 |  | 6 | 1963 | DFO | NG | N | Y | N | Electric Utility | [62 empty] | LIQUID | [39 empty] | 0.7385 | 0.025484 | 12.5895
9776 | City of Johnson - (KS) | 6579 | Johnson | KS | Stanton | 4 | IC | OP | 0.5 | 0.5 | 0.5 |  | 5 | 1954 | DFO | NG | N | Y | N | Electric Utility | [62 empty] | LIQUID | [39 empty] | 0.7385 | 0.025484 | 12.5895
9776 | City of Johnson - (KS) | 6579 | Johnson | KS | Stanton | 5 | IC | OP | 0.3 | 0.3 | 0.3 |  | 3 | 1950 | DFO | NG | N | Y | N | Electric Utility | [62 empty] | LIQUID | [39 empty] | 0.7385 | 0.025484 | 12.5895
9776 | City of Johnson - (KS) | 6579 | Johnson | KS | Stanton | 7 | IC | OP | 1.5 | 1.2 | 1.2 |  | 6 | 1983 | DFO | NG | N | Y | N | Electric Utility | [62 empty] | LIQUID | [39 empty] | 0.7385 | 0.025484 | 12.5895
9776 | City of Johnson - (KS) | 6579 | Johnson | KS | Stanton | 8 | IC | OP | 1.2 | 1.1 | 1.1 |  | 4 | 1993 | NG | DFO | N | Y | N | Electric Utility | [62 empty] | GAS | [39 empty] | 1.1659 | 0.0016829 | 10.4
9776 | City of Johnson - (KS) | 6579 | Johnson | KS | Stanton | IC6 | IC | OP | 1.5 | 1.2 | 1.2 |  | 11 | 1986 | DFO | NG | N | Y | N | Electric Utility | [62 empty] | LIQUID | [39 empty] | 0.7385 | 0.025484 | 12.5895
9879 | City Water and Light Plant | 56505 | Jonesboro City Water & Light Plant | AR | Craighead | SN01 | GT | OP | 24.5 | 20 | 23 |  | 7 | 1999 | NG | DFO | Y | Y | N | Electric Utility |  |  |  |  | N | [57 empty] | GAS | [39 empty] | 0.11943 | 0.0016132 | 10.9747
9879 | City Water and Light Plant | 56505 | Jonesboro City Water & Light Plant | AR | Craighead | SN02 | GT | OP | 21.4 | 19 | 22 |  | 7 | 1999 | NG | DFO | Y | Y | N | Electric Utility |  |  |  |  | N | [57 empty] | GAS | [39 empty] | 0.1257 | 0.0016636 | 10.8926
9879 | City Water and Light Plant | 56505 | Jonesboro City Water & Light Plant | AR | Craighead | SN04 | GT | OP | 60.5 | 46 | 49 |  | 5 | 2000 | NG | DFO | Y | Y | N | Electric Utility |  |  |  |  | N | [57 empty] | GAS | AR | City Water & Light - City of Jonesboro | 56505 | SN04 | 2010 |  | ARP, CAIROS | 704 | 12 | 25986 |  | 0.087 | 0.1269 | 17.321 | 16088.3 | 272742.7 | 6 | Southwest Power Pool | Craighead | Electric Utility |  |  | 35.8481 | -90.7257 | Jonesboro City Water and Light (Owner/Operator) | Phase 2 |  | Operating | Combustion turbine | Pipeline Natural Gas | Diesel Oil |  | Water Injection |  | 469 | 10.4943 | GAS | 49 | 2000 | 0.1269 | 0.000638 | 10.4943
9879 | City Water and Light Plant | 56505 | Jonesboro City Water & Light Plant | AR | Craighead | SN06 | GT | OP | 57.4 | 46 | 49 |  | 5 | 2003 | NG | DFO | Y | Y | N | Electric Utility |  |  |  |  | N | [57 empty] | GAS | AR | City Water & Light - City of Jonesboro | 56505 | SN06 | 2010 |  | ARP, CAIROS | 627 | 12 | 23219 |  | 0.075 | 0.1273 | 15.676 | 14563.2 | 246874.7 | 6 | Southwest Power Pool | Craighead | Electric Utility |  |  | 35.8481 | -90.7257 | Jonesboro City Water and Light (Owner/Operator) | Phase 2 |  | Operating | Combustion turbine | Pipeline Natural Gas | Diesel Oil |  | Water Injection |  | 469 | 10.6302 | GAS | 51 | 1979.5918 | 0.1273 | 0.000608 | 10.6302
9879 | City Water and Light Plant | 56505 | Jonesboro City Water & Light Plant | AR | Craighead | SN07 | GT | OP | 60.5 | 46 | 49 |  | 5 | 2007 | NG |  | N | Y | N | Electric Utility |  |  |  |  | N | [57 empty] | GAS | AR | City Water & Light - City of Jonesboro | 56505 | SN07 | 2010 |  | ARP, CAIROS | 786 | 12 | 29725 |  | 0.088 | 0.1269 | 18.067 | 16785.6 | 284572.5 | 6 | Southwest Power Pool | Craighead | Electric Utility |  |  | 35.8481 | -90.7257 | Jonesboro City Water and Light (Owner/Operator) | Phase 2 |  | Operating | Combustion turbine | Pipeline Natural Gas |  |  | Water Injection |  | 468 | 9.5634 | GAS | 51 | 1979.5918 | 0.1269 | 0.000618 | 9.5634
9897 | City of King Cove | 7493 | King Cove | AK | Aleutian Islands | 1 | IC | OP | 0.3 | 0.3 | 0.3 |  | 2 | 1980 | DFO |  | N | N | Y | Electric Utility |  |  |  |  | N | [57 empty] | LIQUID | [39 empty] | 0.7385 | 0.025484 | 12.5895
9897 | City of King Cove | 7493 | King Cove | AK | Aleutian Islands | 2 | IC | OP | 0.5 | 0.4 | 0.4 |  | 1 | 1986 | DFO |  | N | N | Y | Electric Utility |  |  |  |  | N | [57 empty] | LIQUID | [39 empty] | 0.7385 | 0.025484 | 12.5895
9897 | City of King Cove | 7493 | King Cove | AK | Aleutian Islands | 3 | IC | OP | 0.7 | 0.6 | 0.6 |  | 6 | 1992 | DFO |  | N | N | Y | Electric Utility |  |  |  |  | N | [57 empty] | LIQUID | [39 empty] | 0.7385 | 0.025484 | 12.5895
9897 | City of King Cove | 7493 | King Cove | AK | Aleutian Islands | 4 | HY | OP | 0.8 | 0.7 | 0.2 |  | 2 | 1995 | WAT |  | N | N | N | Electric Utility |  |  |  |  | N | [57 empty] | N/A | [39 empty] | 0 | 0 | 10.4
9897 | City of King Cove | 7493 | King Cove | AK | Aleutian Islands | 5 | IC | OP | 0.3 | 0.3 | 0.3 |  | 2 | 1980 | DFO |  | N | N | Y | Electric Utility |  |  |  |  | N | [57 empty] | LIQUID | [39 empty] | 0.7385 | 0.025484 | 12.5895
9973 | City of Kahoka | 2138 | Kahoka | MO | Clark | 10 | IC | OP | 1.1 | 1.1 | 1.1 |  | 7 | 1999 | DFO |  | N | N | N | Electric Utility |  |  |  |  | N | [57 empty] | LIQUID | [39 empty] | 0.7385 | 0.025484 | 12.5895
9973 | City of Kahoka | 2138 | Kahoka | MO | Clark | 11 | IC | OP | 1.1 | 1.1 | 1.1 |  | 7 | 1999 | DFO |  | N | N | N | Electric Utility |  |  |  |  | N | [57 empty] | LIQUID | [39 empty] | 0.7385 | 0.025484 | 12.5895
9973 | City of Kahoka | 2138 | Kahoka | MO | Clark | 12 | IC | OP | 1.1 | 1.1 | 1.1 |  | 9 | 1999 | DFO |  | N | N | N | Electric Utility |  |  |  |  | N | [57 empty] | LIQUID | [39 empty] | 0.7385 | 0.025484 | 12.5895
9973 | City of Kahoka | 2138 | Kahoka | MO | Clark | 3 | IC | OP | 0.2 | 0.2 | 0.2 |  | 1 | 1941 | DFO |  | N | N | N | Electric Utility |  |  |  |  | N | [57 empty] | LIQUID | [39 empty] | 0.7385 | 0.025484 | 12.5895
9973 | City of Kahoka | 2138 | Kahoka | MO | Clark | 6 | IC | OP | 0.7 | 0.7 | 0.7 |  | 1 | 1952 | DFO |  | N | N | N | Electric Utility |  |  |  |  | N | [57 empty] | LIQUID | [39 empty] | 0.7385 | 0.025484 | 12.5895
9973 | City of Kahoka | 2138 | Kahoka | MO | Clark | 7 | IC | OP | 0.8 | 0.7 | 0.8 |  | 1 | 1956 | NG | DFO | Y | N | N | Electric Utility |  |  |  |  | N | [57 empty] | GAS | [39 empty] | 1.1659 | 0.0016829 | 10.4
9973 | City of Kahoka | 2138 | Kahoka | MO | Clark | 8 | IC | OP | 1.5 | 1.4 | 1.5 |  | 9 | 1969 | NG | DFO | Y | N | N | Electric Utility |  |  |  |  | N | [57 empty] | GAS | [39 empty] | 1.1659 | 0.0016829 | 10.4
9973 | City of Kahoka | 2138 | Kahoka | MO | Clark | 9 | IC | OP | 0.9 | 0.8 | 0.9 |  | 7 | 1982 | NG | DFO | Y | N | N | Electric Utility |  |  |  |  | N | [57 empty] | GAS | [39 empty] | 1.1659 | 0.0016829 | 10.4
9989 | Kalaeloa Partners LP | 54646 | Kalaeola Cogen Plant | HI | Honolulu | CT1 | CT | OP | 119.2 | 82 | 82 |  | 10 | 1989 | RFO | DFO | Y | Y | Y | IPP CHP |  |  |  |  | N | [57 empty] | LIQUID | [39 empty] | 0.012455 | 0.0013494 | 10.4
9989 | Kalaeloa Partners LP | 54646 | Kalaeola Cogen Plant | HI | Honolulu | CT2 | CT | OP | 119.2 | 82 | 82 |  | 1 | 1991 | RFO | DFO | Y | Y | Y | IPP CHP |  |  |  |  | N | [57 empty] | LIQUID | [39 empty] | 0.012455 | 0.0013494 | 10.4
9989 | Kalaeloa Partners LP | 54646 | Kalaeola Cogen Plant | HI | Honolulu | ST | CA | OP | 61 | 50 | 50 |  | 3 | 1991 | RFO | DFO | N | Y | Y | IPP CHP |  |  |  |  | N | [57 empty] | LIQUID | [39 empty] | 0 | 0 | 10.4
9996 | City of Kansas City - (KS) | 1295 | Quindaro | KS | Wyandotte | GT1 | GT | OP | 17.9 | 13 | 13 |  | 6 | 1969 | NG | DFO | Y | Y | N | Electric Utility |  |  |  |  | N | [57 empty] | GAS | [39 empty] | 0.25702 | 0.0034968 | 12.0228
9996 | City of Kansas City - (KS) | 1295 | Quindaro | KS | Wyandotte | GT2 | GT | OP | 65.7 | 56 | 56 |  | 7 | 1974 | DFO |  | N | Y | N | Electric Utility |  |  |  |  | N | [57 empty] | LIQUID | [39 empty] | 0.89064 | 0.071037 | 14.1753
9996 | City of Kansas City - (KS) | 1295 | Quindaro | KS | Wyandotte | GT3 | GT | OP | 65.7 | 46 | 46 |  | 8 | 1977 | DFO |  | N | Y | N | Electric Utility |  |  |  |  | N | [57 empty] | LIQUID | [39 empty] | 0.83013 | 0.065163 | 13.9748
9996 | City of Kansas City - (KS) | 1295 | Quindaro | KS | Wyandotte | ST1 | ST | OP | 81.6 | 72 | 72 |  | 5 | 1965 | SUB | NG | Y | Y | N | Electric Utility |  |  |  |  | N | N |  | Y |  |  |  | 1 | 1965 | 127700 | [31 empty] | OP | EK |  |  | 3 | 0.1 | 2 | 3.8 | 0.5 |  | 99.9 | 17 | 545000 |  |  |  |  | COAL | KS | Quindaro | 1295 | 1 | 2010 |  | ARP | 7644.77 | 12 | 543043.59 |  | 1698.41 | 0.828 | 2355.28 | 574556.857 | 5654911.284 | 7 | Southwest Power Pool | Wyandotte | Electric Utility | 4911 | Electric Services | 39.1486 | -94.6405 | Kansas City Board of Public Utilities (Owner/Operator) | Phase 2 | Group 2 | Operating | Cyclone boiler | Coal |  |  |  | Electrostatic Precipitator | 783 | 10.3896 | COAL | 80 | 444.4444 | 0.828 | 0.60068 | 10.3896
9996 | City of Kansas City - (KS) | 1295 | Quindaro | KS | Wyandotte | ST2 | ST | OP | 157.5 | 111 | 111 |  | 12 | 1971 | SUB | NG | Y | Y | N | Electric Utility |  |  |  |  | N | Y |  | Y |  |  |  | 2 | 1971 | 293200 | [31 empty] | OP | EK |  |  | 3 | 0.1 | 3.6 |  | 0.5 |  | 99.9 | 17 | 34000 |  |  |  |  | COAL | KS | Quindaro | 1295 | 2 | 2010 |  | ARP | 7795.3 | 12 | 643222.38 |  | 2201.557 | 0.3057 | 1149.999 | 758395.648 | 7437130.143 | 7 | Southwest Power Pool | Wyandotte | Electric Utility | 4911 | Electric Services | 39.1486 | -94.6405 | Kansas City Board of Public Utilities (Owner/Operator) | Table 1 | Phase 1 Group 1 | Operating | Dry bottom wall-fired boiler | Coal |  |  | Low NOx Burner Technology (Dry Bottom only) | Electrostatic Precipitator | 1394.4 | 11.6064 | COAL | 115 | 481.982 | 0.3057 | 0.59204 | 11.5623
9996 | City of Kansas City - (KS) | 6064 | Nearman Creek | KS | Wyandotte | 1 | ST | OP | 261 | 229 | 229 |  | 6 | 1981 | SUB |  | N | Y | N | Electric Utility |  |  |  |  | N | Y |  | Y |  |  |  | NF | 1981 | 379000 | [31 empty] | OP | EC |  |  | 4 | 0.1 | 0.2 | 0.5 | 0.5 |  | 99.5 | 52 | 981660 |  |  |  |  | COAL | KS | Nearman Creek | 6064 | N1 | 2010 |  | ARP | 7831.56 | 12 | 1635032.47 |  | 6126.365 | 0.3918 | 3855.945 | 1967574.861 | 19171192.35 | 7 | Southwest Power Pool | Wyandotte | Electric Utility | 4911 | Electric Services | 39.1714 | -94.6958 | Kansas City Board of Public Utilities (Owner/Operator) | Phase 2 | Early Election | Operating | Dry bottom wall-fired boiler | Coal |  |  | Low NOx Burner Technology (Dry Bottom only) | Electrostatic Precipitator | 2433.1 | 11.64 | COAL | 248 | 458.5153 | 0.3918 | 0.63912 | 11.64
9996 | City of Kansas City - (KS) | 6064 | Nearman Creek | KS | Wyandotte | CT4 | GT | OP | 94 | 76 | 76 |  | 2 | 2006 | NG | DFO | Y | Y | N | Electric Utility |  |  |  |  | N | [57 empty] | GAS | KS | Nearman Creek | 6064 | CT4 | 2010 |  | ARP | 672.35 | 12 | 34527.21 |  | 0.387 | 0.1269 | 28.518 | 28370.977 | 474717.543 | 7 | Southwest Power Pool | Wyandotte | Electric Utility | 4911 | Electric Services | 39.1714 | -94.6958 | Kansas City Board of Public Utilities (Owner/Operator) | Phase 2 |  | Operating | Combustion turbine | Pipeline Natural Gas | Diesel Oil |  | Dry Low NOx Burners Water Injection |  | 1136 | 12.4211 | GAS | 77 | 1993.4211 | 0.1269 | 0.0016304 | 12.4211
10000 | Kansas City Power & Light Co | 1241 | La Cygne | KS | Linn | 1 | ST | OP | 893 | 735 | 735 |  | 6 | 1973 | SUB | BIT | N | Y | N | Electric Utility |  |  |  |  | N | Y |  | Y | N |  |  | 1 | 1973 | 1362924 | [16 empty] | OP¦¦ 0 | VE¦¦ 0 |  |  |  | LS¦¦ 0 |  |  |  | Y¦¦ 0 | 5.4¦¦ 0 | 80¦¦ 0 | 8165¦¦ 0 | 2500000¦¦ 0 | 100¦¦ 0 | OP | WS |  |  | 25.4 |  | 5.4 |  |  |  | 98.7 | 654 | 2500000 |  |  |  |  | COAL | KS | La Cygne | 1241 | 1 | 2010 |  | ARP | 6850.77 | 12 | 4896483.24 |  | 3802.113 | 0.0956 | 2046.761 | 4830240.005 | 46054951.05 | 7 | Southwest Power Pool | Linn | Electric Utility | 4911 | Electric Services | 38.3472 | -94.6389 | Kansas City Power & Light Company (Owner/Operator) Westar Energy, Inc. (Owner) | Phase 2 | Group 2 | Operating | Cyclone boiler | Coal |  | Wet Limestone | Overfire Air Selective Catalytic Reduction | Wet Scrubber | 8850 | 9.3624 | COAL | 812 | 1947.619 | 0.0956 | 0.16511 | 9.3624
10000 | Kansas City Power & Light Co | 1241 | La Cygne | KS | Linn | 2 | ST | OP | 685 | 686.2 | 686.2 |  | 5 | 1977 | SUB |  | N | Y | N | Electric Utility |  |  |  |  | N | Y |  | Y |  |  |  | 2 | 1977 | 1585800 | [31 empty] | OP | EK |  |  | 5.8 |  | 0.3 |  |  |  | 99.4 | 74 | 2926000 | OP | OT |  |  | COAL | KS | La Cygne | 1241 | 2 | 2010 |  | ARP | 7675.77 | 12 | 4759655.19 |  | 16698.211 | 0.2968 | 7540.766 | 5171181.911 | 49305667.77 | 7 | Southwest Power Pool | Linn | Electric Utility | 4911 | Electric Services | 38.3472 | -94.6389 | Westar Energy, Inc. (Owner) Kansas City Power & Light Company (Owner/Operator) | Phase 2 | Phase 1 Group 1 | Operating | Dry bottom wall-fired boiler | Coal | Other Oil |  | Low NOx Burner Technology (Dry Bottom only) | Electrostatic Precipitator | 7700 | 10.3233 | COAL | 717 | 1977.5576 | 0.2968 | 0.67733 | 10.3233
10000 | Kansas City Power & Light Co | 2079 | Hawthorn | MO | Jackson | 5 | ST | OP | 594.3 | 564 | 564 |  | 5 | 1969 | SUB | NG | N | Y | N | Electric Utility | [7 empty] | Y |  |  |  | 5A | 2001 | 950000 | [16 empty] | OP | SD |  |  |  | LA |  |  |  | N | 0.3 | 94 | 567 | 1764180 | 100 | OP | BP |  |  | 5.5 |  | 0.3 |  |  |  | 99.9 | 96 | 1778030 |  |  |  |  | COAL | MO | Hawthorn | 2079 | 5A | 2010 |  | ARP, CAIRNOX, CAIROS, CAIRSO2 | 7707.21 | 12 | 4063119.13 |  | 1945.444 | 0.0728 | 1475.837 | 4262904.841 | 40666214.8 | 7 | Southwest Power Pool | Jackson | Electric Utility | 4911 | Electric Services | 39.1306 | -94.4778 | Kansas City Power & Light Company (Owner/Operator) | Phase 2 |  | Operating | Dry bottom wall-fired boiler | Coal |  | Dry Lime FGD | Low NOx Burner Technology w/ Overfire Air Selective Catalytic Reduction | Baghouse | 6600 | 9.9811 | COAL | 590 | 476.9504 | 0.0728 | 0.095679 | 9.9811
10000 | Kansas City Power & Light Co | 2079 | Hawthorn | MO | Jackson | 6 | CT | OP | 176 | 136 | 176 |  | 6 | 1997 | NG |  | N | Y | N | Electric Utility | [62 empty] | GAS | MO | Hawthorn | 2079 | 9 | 2010 |  | ARP, CAIRNOX, CAIROS, CAIRSO2 | 1494.98 | 12 | 236474.4 |  | 0.598 | 0.0239 | 15.571 | 118452.21 | 1993169.838 | 7 | Southwest Power Pool | Jackson | Electric Utility | 4911 | Electric Services | 39.1306 | -94.4778 | Kansas City Power & Light Company (Owner/Operator) | Phase 2 |  | Operating | Combined cycle | Pipeline Natural Gas |  |  | Selective Catalytic Reduction |  | 2439 | 7.8332 | GAS | 260 | 261.3636 | 0.0239 | 0.0006 | 7.8332
10000 | Kansas City Power & Light Co | 2079 | Hawthorn | MO | Jackson | 7 | GT | OP | 77 | 76.5 | 90 |  | 5 | 2000 | NG |  | N | Y | N | Electric Utility | [62 empty] | GAS | MO | Hawthorn | 2079 | 7 | 2010 |  | ARP, CAIRNOX, CAIROS, CAIRSO2 | 61.9 | 12 | 3201.18 |  | 0.013 | 0.0293 | 0.549 | 2500.271 | 42076.801 | 7 | Southwest Power Pool | Jackson | Electric Utility | 4911 | Electric Services | 39.1306 | -94.4778 | Kansas City Power & Light Company (Owner/Operator) | Phase 2 |  | Operating | Combustion turbine | Pipeline Natural Gas |  |  | Other |  | 925 | 12.2463 | GAS | 76 | 1907.8947 | 0.0293 | 0.000618 | 12.2463
10000 | Kansas City Power & Light Co | 2079 | Hawthorn | MO | Jackson | 8 | GT | OP | 77 | 77.2 | 90 |  | 7 | 2000 | NG |  | N | Y | N | Electric Utility | [62 empty] | GAS | MO | Hawthorn | 2079 | 8 | 2010 |  | ARP, CAIRNOX, CAIROS, CAIRSO2 | 80.96 | 12 | 4276.91 |  | 0.017 | 0.0323 | 0.794 | 3345.058 | 56289.174 | 7 | Southwest Power Pool | Jackson | Electric Utility | 4911 | Electric Services | 39.1306 | -94.4778 | Kansas City Power & Light Company (Owner/Operator) | Phase 2 |  | Operating | Combustion turbine | Pipeline Natural Gas |  |  | Other |  | 925 | 12.1606 | GAS | 80 | 1937.5 | 0.0323 | 0.000604 | 12.1606
10000 | Kansas City Power & Light Co | 2079 | Hawthorn | MO | Jackson | 9 | CA | OP | 146 | 96 | 130 |  | 7 | 2000 | NG |  | N | Y | N | Electric Utility | [11 empty] | 9 | 2000 | 723600 | [48 empty] | GAS | [39 empty] | 0 | 0 | 10.4
10000 | Kansas City Power & Light Co | 2080 | Montrose | MO | Henry | 1 | ST | OP | 188 | 170 | 170 |  | 7 | 1958 | SUB |  | N | Y | N | Electric Utility |  |  |  | 2016 |  |  |  | Y |  |  |  | 1 | 1963 | 290800 | [31 empty] | OP | EC |  |  | 25 |  | 5 |  |  |  | 99.5 | 219 | 581600 |  |  |  |  | COAL | MO | Montrose | 2080 | 1 | 2010 |  | ARP, CAIRNOX, CAIROS, CAIRSO2 | 7880.14 | 12 | 1105057.05 |  | 3904.107 | 0.3412 | 2009.668 | 1192682.619 | 11371876.62 | 7 |  | Henry | Electric Utility | 4911 | Electric Services | 38.3108 | -93.9331 | Kansas City Power & Light Company (Owner/Operator) | Table 1 | Phase 1 Group 1 | Operating | Tangentially-fired | Coal |  |  |  | Electrostatic Precipitator | 2140 | 10.2647 | COAL | 182 | 1964.7059 | 0.3412 | 0.68662 | 10.2647
10000 | Kansas City Power & Light Co | 2080 | Montrose | MO | Henry | 2 | ST | OP | 188 | 164 | 164 |  | 4 | 1960 | SUB |  | N | Y | N | Electric Utility | [7 empty] | Y |  |  |  | 2 | 1964 | 581600 | [31 empty] | OP | EC |  |  | 25 |  | 5 |  |  |  | 99.5 | 219 | 581600 |  |  |  |  | COAL | MO | Montrose | 2080 | 2 | 2010 | CS023 | ARP, CAIRNOX, CAIROS, CAIRSO2 | 8245.59 | 12 | 1162228.54 |  | 3964.419 | 0.3366 | 2005.067 | 1248183.689 | 11901076.41 | 7 |  | Henry | Electric Utility | 4911 | Electric Services | 38.3108 | -93.9331 | Kansas City Power & Light Company (Owner/Operator) | Table 1 | Phase 1 Group 1 | Operating | Tangentially-fired | Coal |  |  |  | Electrostatic Precipitator | 2130 | 10.1922 | COAL | 176 | 1963.4146 | 0.3366 | 0.66623 | 10.1922
10000 | Kansas City Power & Light Co | 2080 | Montrose | MO | Henry | 3 | ST | OP | 188 | 176 | 176 |  | 5 | 1964 | SUB |  | N | Y | N | Electric Utility | [7 empty] | Y |  |  |  | 2 | 1964 | 581600 | [31 empty] | OP | EC |  |  | 25 |  | 5 |  |  |  | 99.5 | 219 | 581600 |  |  |  |  | COAL | MO | Montrose | 2080 | 3 | 2010 | CS023 | ARP, CAIRNOX, CAIROS, CAIRSO2 | 7747.71 | 12 | 1127555.79 |  | 3881.587 | 0.3327 | 1918.174 | 1206968.808 | 11508092.57 | 7 |  | Henry | Electric Utility | 4911 | Electric Services | 38.3108 | -93.9331 | Kansas City Power & Light Company (Owner/Operator) | Table 1 | Phase 1 Group 1 | Operating | Tangentially-fired | Coal |  |  |  | Electrostatic Precipitator | 2250 | 10.1605 | COAL | 189 | 1963.0682 | 0.3327 | 0.67458 | 10.1605
10000 | Kansas City Power & Light Co | 2081 | Northeast | MO | Jackson | 11 | GT | OP | 50 | 47.8 | 65 |  | 5 | 1972 | DFO |  | N | Y | N | Electric Utility | [62 empty] | LIQUID | MO | Northeast Generating Station | 2081 | 11 | 2010 |  | CAIRNOX, CAIROS, CAIRSO2 | 4 | 12 | 143.4 |  | 0.033 | 1.2 | 1.327 |  | 2211.1 | 7 |  | Jackson | Electric Utility |  |  | 39.1231 | -94.5605 | Kansas City Power & Light Company (Owner/Operator) |  |  | Operating | Combustion turbine | Diesel Oil |  |  |  |  | 1000 | 12.4286 | LIQUID | 50 | 1850 | 1.2 | 0.029849 | 12.4286
10000 | Kansas City Power & Light Co | 2081 | Northeast | MO | Jackson | 12 | GT | OP | 64 | 50.5 | 65 |  | 5 | 1972 | DFO |  | N | Y | N | Electric Utility | [62 empty] | LIQUID | MO | Northeast Generating Station | 2081 | 12 | 2010 |  | CAIRNOX, CAIROS, CAIRSO2 | 3.4 | 12 | 141.4 |  | 0.03 | 1.2028 | 1.196 |  | 1994 | 7 |  | Jackson | Electric Utility |  |  | 39.1231 | -94.5605 | Kansas City Power & Light Company (Owner/Operator) |  |  | Operating | Combustion turbine | Diesel Oil |  |  |  |  | 1000 | 13.6636 | LIQUID | 56 | 1919.6429 | 1.2028 | 0.03009 | 13.6636
10000 | Kansas City Power & Light Co | 2081 | Northeast | MO | Jackson | 13 | GT | OP | 50 | 51.4 | 65 |  | 5 | 1975 | DFO |  | N | Y | N | Electric Utility | [62 empty] | LIQUID | MO | Northeast Generating Station | 2081 | 13 | 2010 |  | CAIRNOX, CAIROS, CAIRSO2 | 7.3 | 12 | 197 |  | 0.047 | 1.2012 | 1.871 |  | 3118.1 | 7 |  | Jackson | Electric Utility |  |  | 39.1231 | -94.5605 | Kansas City Power & Light Company (Owner/Operator) |  |  | Operating | Combustion turbine | Diesel Oil |  |  |  |  | 1000 | 13.5138 | LIQUID | 47 | 1808.5106 | 1.2012 | 0.030147 | 13.5138
10000 | Kansas City Power & Light Co | 2081 | Northeast | MO | Jackson | 14 | GT | OP | 64 | 53.6 | 65 |  | 5 | 1975 | DFO |  | N | Y | N | Electric Utility | [62 empty] | LIQUID | MO | Northeast Generating Station | 2081 | 14 | 2010 |  | CAIRNOX, CAIROS, CAIRSO2 | 15.2 | 12 | 294.3 |  | 0.069 | 1.2011 | 2.768 |  | 4614.1 | 7 |  | Jackson | Electric Utility |  |  | 39.1231 | -94.5605 | Kansas City Power & Light Company (Owner/Operator) |  |  | Operating | Combustion turbine | Diesel Oil |  |  |  |  | 1000 | 15.2946 | LIQUID | 46 | 1793.4783 | 1.2011 | 0.029908 | 15.2946
10000 | Kansas City Power & Light Co | 2081 | Northeast | MO | Jackson | 15 | GT | OP | 64 | 50 | 65 |  | 6 | 1976 | DFO |  | N | Y | N | Electric Utility | [62 empty] | LIQUID | MO | Northeast Generating Station | 2081 | 15 | 2010 |  | CAIRNOX, CAIROS, CAIRSO2 | 14.6 | 12 | 410.2 |  | 0.095 | 1.2004 | 3.73 |  | 6217.2 | 7 |  | Jackson | Electric Utility |  |  | 39.1231 | -94.5605 | Kansas City Power & Light Company (Owner/Operator) |  |  | Operating | Combustion turbine | Diesel Oil |  |  |  |  | 1000 | 13.8153 | LIQUID | 60 | 1958.3333 | 1.2004 | 0.03056 | 13.8153
10000 | Kansas City Power & Light Co | 2081 | Northeast | MO | Jackson | 16 | GT | OP | 64 | 44 | 65 |  | 6 | 1976 | DFO |  | N | Y | N | Electric Utility | [62 empty] | LIQUID | MO | Northeast Generating Station | 2081 | 16 | 2010 |  | CAIRNOX, CAIROS, CAIRSO2 | 9.1 | 12 | 215.2 |  | 0.062 | 1.2008 | 2.392 |  | 3986 | 7 |  | Jackson | Electric Utility |  |  | 39.1231 | -94.5605 | Kansas City Power & Light Company (Owner/Operator) |  |  | Operating | Combustion turbine | Diesel Oil |  |  |  |  | 1000 | 13.6042 | LIQUID | 51 | 1862.7451 | 1.2008 | 0.031109 | 13.6042
10000 | Kansas City Power & Light Co | 2081 | Northeast | MO | Jackson | 17 | GT | OP | 64 | 54.2 | 65 |  | 5 | 1977 | DFO |  | N | Y | N | Electric Utility | [62 empty] | LIQUID | MO | Northeast Generating Station | 2081 | 17 | 2010 |  | CAIRNOX, CAIROS, CAIRSO2 | 18.9 | 12 | 398.1 |  | 0.122 | 1.2 | 4.6 |  | 7666.1 | 7 |  | Jackson | Electric Utility |  |  | 39.1231 | -94.5605 | Kansas City Power & Light Company (Owner/Operator) |  |  | Operating | Combustion turbine | Diesel Oil |  |  |  |  | 1000 | 16.754 | LIQUID | 54 | 1898.1481 | 1.2 | 0.031828 | 16.754
10000 | Kansas City Power & Light Co | 2081 | Northeast | MO | Jackson | 18 | GT | OP | 64 | 56.1 | 65 |  | 5 | 1977 | DFO |  | N | Y | N | Electric Utility | [62 empty] | LIQUID | MO | Northeast Generating Station | 2081 | 18 | 2010 |  | CAIRNOX, CAIROS, CAIRSO2 | 18.2 | 12 | 368.1 |  | 0.105 | 1.2 | 3.935 |  | 6558.2 | 7 |  | Jackson | Electric Utility |  |  | 39.1231 | -94.5605 | Kansas City Power & Light Company (Owner/Operator) |  |  | Operating | Combustion turbine | Diesel Oil |  |  |  |  | 1000 | 14.9044 | LIQUID | 50 | 1850 | 1.2 | 0.032021 | 14.9044
10000 | Kansas City Power & Light Co | 6065 | Iatan | MO | Platte | 1 | ST | OP | 726 | 704.7 | 704.7 |  | 5 | 1980 | SUB |  | N | Y | N | Electric Utility |  |  |  |  | N |  |  | Y |  |  |  | 1 | 1980 | 1636000 | [16 empty] | OP | SP |  |  |  | LS |  |  |  | N | 0.7 | 98 | 199 | 3172000 | 100 | OP | BP |  |  | 4.5 |  | 0.3 | 0.7 |  |  | 99.4 | 256 | 2643000 |  |  |  |  | COAL | MO | Iatan | 6065 | 1 | 2010 |  | ARP, CAIRNOX, CAIROS, CAIRSO2 | 8012.6 | 12 | 5500568.81 |  | 152.068 | 0.0753 | 2121.593 | 6171460.186 | 58843047.33 | 7 | Southwest Power Pool | Platte | Electric Utility | 4911 | Electric Services | 39.4472 | -94.98 | Empire District Electric Company (Owner) Kansas City Power & Light Company (Owner/Operator) KCP&L Greater Missouri Operations Company (Owner) | Phase 2 | Phase 1 Group 1 | Operating | Dry bottom wall-fired boiler | Coal |  | Wet Lime FGD | Low NOx Burner Technology w/ Overfire Air Overfire Air Selective Catalytic Reduction | Baghouse | 7800 | 10.6776 | COAL | 757 | 1962.892 | 0.0753 | 0.0051686 | 10.6776
10000 | Kansas City Power & Light Co | 6065 | Iatan | MO | Platte | 2 | ST | OP | 914 | 881.1 | 881.1 |  | 8 | 2010 | SUB |  | N | Y | N | Electric Utility |  |  |  |  | N | Y |  |  | Y |  |  | 2 | 2010 | 1501800 | [16 empty] | OP | SD |  |  |  | LS |  |  |  | N | 0.3 | 98 | 226 | 3172000 | 100 | OP | BP |  |  | 4.5 |  | 0.3 | 0.7 |  |  | 99.9 | 97 | 3172000 |  |  |  |  | COAL | MO | Iatan | 6065 | 2 | 2010 |  | ARP, CAIRNOX, CAIROS, CAIRSO2 | 1874.85 | 3 | 1333280.26 |  | 38.003 | 0.0532 | 297.176 | 1211012.585 | 11546639.3 | 7 | Southwest Power Pool | Platte | Electric Utility | 4911 | Electric Services | 39.4472 | -94.98 | Empire District Electric Company (Owner) Kansas City Power & Light Company (Owner/Operator) Missouri Joint Municipal Electric Utility Commission (Owner) Kansas Electric Power Cooperative (Owner) KCP&L Greater Missouri Operations Company (Owner) | Phase 2 |  | Operating (Started 07/20/2010) | Dry bottom wall-fired boiler (Started Jul 20, 2010) | Coal |  | Wet Lime FGD (Began Aug 30, 2010) | Low NOx Burner Technology w/ Overfire Air (Began Aug 30, 2010) Overfire Air (Began Aug 30, 2010) Selective Catalytic Reduction (Began Aug 30, 2010) | Baghouse (Began Aug 30, 2010) | 8100 | 8.6445 | COAL | 947 | 1962.6036 | 0.0532 | 0.0065825 | 8.6445
10000 | Kansas City Power & Light Co | 7928 | Osawatomie | KS | Miami | 1 | GT | OP | 90 | 75.1 | 90 |  | 6 | 2003 | NG |  | N | Y | N | Electric Utility | [62 empty] | GAS | KS | Osawatomie Generating Station | 7928 | 1 | 2010 |  | ARP | 36.4 | 12 | 2001.63 |  | 0.008 | 0.0479 | 0.484 | 1491.603 | 25094.796 | 7 |  | Miami | Electric Utility |  |  | 38.5325 | -94.9042 | Kansas City Power & Light Company (Owner/Operator) | Phase 2 |  | Operating | Combustion turbine | Pipeline Natural Gas |  |  | Other |  | 902 | 11.7425 | GAS | 76 | 1907.8947 | 0.0479 | 0.000638 | 11.7425
10000 | Kansas City Power & Light Co | 7929 | West Gardner | KS | Johnson | 1 | GT | OP | 91.3 | 77 | 90 |  | 6 | 2003 | NG |  | N | Y | N | Electric Utility | [62 empty] | GAS | KS | West Gardner Generating Station | 7929 | 1 | 2010 |  | ARP | 359.98 | 12 | 18432.38 |  | 0.068 | 0.0286 | 2.817 | 13434.432 | 226056.547 | 7 |  | Johnson | Electric Utility |  |  | 38.7878 | -94.985 | Kansas City Power & Light Company (Owner/Operator) | Phase 2 |  | Operating | Combustion turbine | Pipeline Natural Gas |  |  | Other |  | 975 | 11.6215 | GAS | 78 | 1923.0769 | 0.0286 | 0.000602 | 11.6215
10000 | Kansas City Power & Light Co | 7929 | West Gardner | KS | Johnson | 2 | GT | OP | 91.3 | 78.2 | 90 |  | 6 | 2003 | NG |  | N | Y | N | Electric Utility | [62 empty] | GAS | KS | West Gardner Generating Station | 7929 | 2 | 2010 |  | ARP | 378.22 | 12 | 19394.68 |  | 0.072 | 0.0269 | 2.524 | 14331.911 | 241154.148 | 7 |  | Johnson | Electric Utility |  |  | 38.7878 | -94.985 | Kansas City Power & Light Company (Owner/Operator) | Phase 2 |  | Operating | Combustion turbine | Pipeline Natural Gas |  |  | Other |  | 975 | 11.6574 | GAS | 79 | 1930.3797 | 0.0269 | 0.000597 | 11.6574
10000 | Kansas City Power & Light Co | 7929 | West Gardner | KS | Johnson | 3 | GT | OP | 91.3 | 76.9 | 90 |  | 6 | 2003 | NG |  | N | Y | N | Electric Utility | [62 empty] | GAS | KS | West Gardner Generating Station | 7929 | 3 | 2010 |  | ARP | 392.54 | 12 | 20378.43 |  | 0.079 | 0.0282 | 3.273 | 15656.28 | 263459.573 | 7 |  | Johnson | Electric Utility |  |  | 38.7878 | -94.985 | Kansas City Power & Light Company (Owner/Operator) | Phase 2 |  | Operating | Combustion turbine | Pipeline Natural Gas |  |  | Other |  | 975 | 12.0824 | GAS | 80 | 1937.5 | 0.0282 | 0.0006 | 12.0824
10000 | Kansas City Power & Light Co | 7929 | West Gardner | KS | Johnson | 4 | GT | OP | 91.3 | 77.5 | 90 |  | 6 | 2003 | NG |  | N | Y | N | Electric Utility | [62 empty] | GAS | KS | West Gardner Generating Station | 7929 | 4 | 2010 |  | ARP | 367.74 | 12 | 19117.64 |  | 0.071 | 0.0437 | 4.325 | 13987.534 | 235371.357 | 7 |  | Johnson | Electric Utility |  |  | 38.7878 | -94.985 | Kansas City Power & Light Company (Owner/Operator) | Phase 2 |  | Operating | Combustion turbine | Pipeline Natural Gas |  |  | Other |  | 975 | 11.5034 | GAS | 87 | 1982.7586 | 0.0437 | 0.000603 | 11.5034
10000 | Kansas City Power & Light Co | 56351 | Spearville | KS | Ford | 1 | WT | OP | 100 | 100 | 100 |  | 10 | 2006 | WND |  | N | Y | N | Electric Utility |  |  |  |  | N | [57 empty] | N/A | [39 empty] | 0 | 0 | 10.4
10000 | Kansas City Power & Light Co | 2081 | Northeast | MO | Jackson | 19 | IC | OP | 2 | 2 | 2 |  | 6 | 1985 | DFO |  | N | Y | N | Electric Utility | [62 empty] | LIQUID | [39 empty] | 0.7385 | 0.025484 | 12.5895
10000 | Kansas City Power & Light Co | 56351 | Spearville | KS | Ford | 2 | WT | OP | 48 | 48 | 48 |  | 12 | 2010 | WND |  | N | Y | N | Electric Utility |  |  |  |  | N | [57 empty] | N/A | [39 empty] | 0 | 0 | 10.4
10005 | Kansas Gas & Electric Co | 1240 | Gordon Evans Energy Center | KS | Sedgwick | 1 | ST | OP | 136 | 155 | 155 |  | 6 | 1961 | NG | RFO | Y | Y | N | Electric Utility |  |  |  |  | N | [6 empty] | 1 | 1961 | 258458 | [48 empty] | GAS | KS | Gordon Evans Energy Center | 1240 | 1 | 2010 |  | ARP | 2602.94 | 12 | 165464.34 |  | 0.528 | 0.1725 | 178.754 | 104627.764 | 1760536.685 | 7 | Southwest Power Pool | Sedgwick | Electric Utility | 4911 | Electric Services | 37.7903 | -97.5217 | Kansas Gas & Electric Company (Owner) Westar Energy, Inc. (Owner/Operator) | Phase 2 |  | Operating | Dry bottom wall-fired boiler | Pipeline Natural Gas | Residual Oil |  |  |  | 1700 | 9.8995 | GAS | 162 | 1977.4194 | 0.1725 | 0.0006 | 9.8995
10005 | Kansas Gas & Electric Co | 1240 | Gordon Evans Energy Center | KS | Sedgwick | 2 | ST | OP | 390 | 384 | 384 |  | 6 | 1967 | NG | RFO | Y | Y | N | Electric Utility |  |  |  |  | N | [6 empty] | 2A | 1967 | 316599 | [48 empty] | GAS | KS | Gordon Evans Energy Center | 1240 | 2 | 2010 |  | ARP | 3419.1 | 12 | 368680.1 |  | 1.257 | 0.2457 | 635.833 | 248958.585 | 4189215.209 | 7 | Southwest Power Pool | Sedgwick | Electric Utility | 4911 | Electric Services | 37.7903 | -97.5217 | Kansas Gas & Electric Company (Owner) Westar Energy, Inc. (Owner/Operator) | Phase 2 |  | Operating | Dry bottom wall-fired boiler | Pipeline Natural Gas | Residual Oil |  |  |  | 4225 | 10.3739 | GAS | 387 | 1996.0938 | 0.2457 | 0.0006 | 10.3739
10005 | Kansas Gas & Electric Co | 1240 | Gordon Evans Energy Center | KS | Sedgwick | GT1 | GT | OP | 98.3 | 73 | 73 |  | 6 | 2000 | NG | DFO | Y | Y | N | Electric Utility |  |  |  |  | N | [57 empty] | GAS | KS | Gordon Evans Energy Center | 1240 | E1CT | 2010 |  | ARP | 123.45 | 12 | 7482.19 |  | 0.051 | 0.0469 | 1.64 | 5645.401 | 94532.679 | 7 | Southwest Power Pool | Sedgwick | Electric Utility | 4911 | Electric Services | 37.7903 | -97.5217 | Westar Energy, Inc. (Owner/Operator) | Phase 2 |  | Operating | Combustion turbine | Pipeline Natural Gas | Diesel Oil |  |  |  | 975 | 12.4542 | GAS | 75 | 486.3014 | 0.0469 | 0.001079 | 12.4542
10005 | Kansas Gas & Electric Co | 1240 | Gordon Evans Energy Center | KS | Sedgwick | GT2 | GT | OP | 98.3 | 71 | 71 |  | 6 | 2000 | NG | DFO | Y | Y | N | Electric Utility |  |  |  |  | N | [57 empty] | GAS | KS | Gordon Evans Energy Center | 1240 | E2CT | 2010 |  | ARP | 129.13 | 12 | 7113.38 |  | 0.07 | 0.0688 | 2.721 | 5929.825 | 98979.96 | 7 | Southwest Power Pool | Sedgwick | Electric Utility | 4911 | Electric Services | 37.7903 | -97.5217 | Westar Energy, Inc. (Owner/Operator) | Phase 2 |  | Operating | Combustion turbine | Pipeline Natural Gas | Diesel Oil |  |  |  | 975 | 13.0228 | GAS | 71 | 500 | 0.0688 | 0.0014144 | 13.0228
10005 | Kansas Gas & Electric Co | 1240 | Gordon Evans Energy Center | KS | Sedgwick | GT3 | GT | OP | 178.5 | 150 | 150 |  | 6 | 2001 | NG | DFO | Y | Y | N | Electric Utility |  |  |  |  | N | [57 empty] | GAS | KS | Gordon Evans Energy Center | 1240 | E3CT | 2010 |  | ARP | 544.78 | 12 | 78583.63 |  | 0.248 | 0.0445 | 11.725 | 49031.05 | 825044.606 | 7 | Southwest Power Pool | Sedgwick | Electric Utility | 4911 | Electric Services | 37.7903 | -97.5217 | Westar Energy, Inc. (Owner/Operator) | Phase 2 |  | Operating | Combustion turbine | Pipeline Natural Gas | Diesel Oil |  |  |  | 1860 | 10.3412 | GAS | 184 | 386.6667 | 0.0445 | 0.000601 | 10.3412
10005 | Kansas Gas & Electric Co | 1242 | Murray Gill | KS | Sedgwick | 1 | ST | OP | 46 | 40 | 40 |  | 5 | 1952 | NG |  | N | Y | N | Electric Utility |  |  |  |  | N | [6 empty] | 1 | 1952 | 340500 | [48 empty] | GAS | KS | Murray Gill Energy Center | 1242 | 1 | 2010 |  | ARP | 469.11 | 12 | 11055.7 |  | 0.044 | 0.1702 | 13.757 | 8775.576 | 147674.246 | 7 |  | Sedgwick | Electric Utility | 4911 | Electric Services | 37.5956 | -97.4131 | Kansas Gas & Electric Company (Owner) Westar Energy, Inc. (Owner/Operator) | Phase 2 |  | Operating | Dry bottom wall-fired boiler | Pipeline Natural Gas |  |  |  |  | 603 | 12.8024 | GAS | 39 | 1987.1795 | 0.1702 | 0.000596 | 12.8024
10005 | Kansas Gas & Electric Co | 1242 | Murray Gill | KS | Sedgwick | 2 | ST | OP | 75 | 56 | 56 |  | 2 | 1954 | NG | RFO | Y | Y | N | Electric Utility |  |  |  |  | N | [6 empty] | 1 | 1952 | 340500 | 15 |  |  | OP |  |  | 1993 | [41 empty] | GAS | KS | Murray Gill Energy Center | 1242 | 2 | 2010 |  | ARP | 681.86 | 12 | 20780.38 |  | 0.077 | 0.1928 | 26.664 | 15520.045 | 261146.373 | 7 |  | Sedgwick | Electric Utility | 4911 | Electric Services | 37.5956 | -97.4131 | Kansas Gas & Electric Company (Owner) Westar Energy, Inc. (Owner/Operator) | Phase 2 |  | Operating | Dry bottom wall-fired boiler | Pipeline Natural Gas | Residual Oil |  |  |  | 920 | 11.854 | GAS | 59 | 1973.2143 | 0.1928 | 0.00059 | 11.854
10005 | Kansas Gas & Electric Co | 1242 | Murray Gill | KS | Sedgwick | 3 | ST | OP | 114 | 102 | 102 |  | 6 | 1956 | NG | RFO | Y | Y | N | Electric Utility |  |  |  |  | N | [6 empty] | 3A | 1956 | 122357 | 15 |  |  | OP |  |  | 1993 | [41 empty] | GAS | KS | Murray Gill Energy Center | 1242 | 3 | 2010 |  | ARP | 2152.85 | 12 | 106072.75 |  | 0.388 | 0.1779 | 145.077 | 76241.727 | 1282944.152 | 7 |  | Sedgwick | Electric Utility | 4911 | Electric Services | 37.5956 | -97.4131 | Kansas Gas & Electric Company (Owner) Westar Energy, Inc. (Owner/Operator) | Phase 2 |  | Operating | Dry bottom wall-fired boiler | Pipeline Natural Gas | Residual Oil |  |  |  | 1300 | 11.2948 | GAS | 102 | 2000 | 0.1779 | 0.000605 | 11.2948
10005 | Kansas Gas & Electric Co | 1242 | Murray Gill | KS | Sedgwick | 4 | ST | OP | 114 | 95 | 95 |  | 4 | 1959 | NG | RFO | Y | Y | N | Electric Utility |  |  |  |  | N | [6 empty] | 4A | 1959 | 122357 | 15 |  |  | OP |  |  | 1993 | [41 empty] | GAS | KS | Murray Gill Energy Center | 1242 | 4 | 2010 |  | ARP | 1673.17 | 12 | 73980.78 |  | 0.264 | 0.2555 | 142.344 | 52388.919 | 881515.6 | 7 |  | Sedgwick | Electric Utility | 4911 | Electric Services | 37.5956 | -97.4131 | Kansas Gas & Electric Company (Owner) Westar Energy, Inc. (Owner/Operator) | Phase 2 |  | Operating | Dry bottom wall-fired boiler | Pipeline Natural Gas | Residual Oil |  |  |  | 1300 | 10.4857 | GAS | 98 | 1984.2105 | 0.2555 | 0.000599 | 10.4857
10005 | Kansas Gas & Electric Co | 1243 | Neosho | KS | Labette | 3 | ST | OP | 69 | 67 | 67 |  | 11 | 1954 | NG | RFO | Y | Y | N | Electric Utility |  |  |  |  | N | [57 empty] | GAS | [39 empty] | 0.1266 | 0.0009182 | 11.8837
10023 | TC Ravenswood LLC | 2500 | Ravenswood | NY | Queens | 1 | ST | OP | 400 | 364.7 | 377 |  | 2 | 1963 | NG | RFO | Y | Y | N | IPP Non-CHP |  |  |  |  | N | [6 empty] | 1 | 1963 | 663650 | [48 empty] | GAS | NY | Ravenswood Generating Station | 2500 | 10 | 2010 |  | ARP, CAIRNOX, CAIROS, CAIRSO2, RGGI | 3616.5 | 12 | 673788.5 |  | 37.838 | 0.0619 | 212.495 | 415734.85 | 6911990.825 | 2 |  | Queens | Electric Utility | 4911 | Electric Services | 40.7585 | -73.9451 | TC Ravenswood Services Corp. (Operator) TC Ravenswood, LLC (Owner) | Phase 2 |  | Operating | Tangentially-fired | Pipeline Natural Gas | Residual Oil |  | Overfire Air |  | 4204 | 9.7598 | GAS | 395 | 476.1273 | 0.0619 | 0.010949 | 9.7598
10023 | TC Ravenswood LLC | 2500 | Ravenswood | NY | Queens | 2 | ST | OP | 400 | 362.7 | 366.9 |  | 5 | 1963 | NG | RFO | Y | Y | N | IPP Non-CHP |  |  |  |  | N | [6 empty] | 2 | 1963 | 658440 | [48 empty] | GAS | NY | Ravenswood Generating Station | 2500 | 10 | 2010 |  | ARP, CAIRNOX, CAIROS, CAIRSO2, RGGI | 3616.5 | 12 | 673788.5 |  | 37.838 | 0.0619 | 212.495 | 415734.85 | 6911990.825 | 2 |  | Queens | Electric Utility | 4911 | Electric Services | 40.7585 | -73.9451 | TC Ravenswood Services Corp. (Operator) TC Ravenswood, LLC (Owner) | Phase 2 |  | Operating | Tangentially-fired | Pipeline Natural Gas | Residual Oil |  | Overfire Air |  | 4204 | 9.7598 | GAS | 395 | 461.7062 | 0.0619 | 0.010949 | 9.7598
10023 | TC Ravenswood LLC | 2500 | Ravenswood | NY | Queens | 3 | ST | OP | 1027 | 961 | 971.5 |  | 6 | 1965 | NG | RFO | Y | Y | N | IPP Non-CHP |  |  |  |  | N | [6 empty] | 3 | 1965 | 1441792 | [48 empty] | GAS | NY | Ravenswood Generating Station | 2500 | 10 | 2010 |  | ARP, CAIRNOX, CAIROS, CAIRSO2, RGGI | 3616.5 | 12 | 673788.5 |  | 37.838 | 0.0619 | 212.495 | 415734.85 | 6911990.825 | 2 |  | Queens | Electric Utility | 4911 | Electric Services | 40.7585 | -73.9451 | TC Ravenswood Services Corp. (Operator) TC Ravenswood, LLC (Owner) | Phase 2 |  | Operating | Tangentially-fired | Pipeline Natural Gas | Residual Oil |  | Overfire Air |  | 4204 | 9.7598 | GAS | 395 | -229.7468 | 0.0619 | 0.010949 | 9.7598
10023 | TC Ravenswood LLC | 2500 | Ravenswood | NY | Queens | 4 | CT | OP | 170 | 142.3 | 172.2 |  | 12 | 2003 | NG | KER | Y | Y | N | IPP Non-CHP |  |  |  |  | N | [57 empty] | GAS | NY | Ravenswood Generating Station | 2500 | 10 | 2010 |  | ARP, CAIRNOX, CAIROS, CAIRSO2, RGGI | 3616.5 | 12 | 673788.5 |  | 37.838 | 0.0619 | 212.495 | 415734.85 | 6911990.825 | 2 |  | Queens | Electric Utility | 4911 | Electric Services | 40.7585 | -73.9451 | TC Ravenswood Services Corp. (Operator) TC Ravenswood, LLC (Owner) | Phase 2 |  | Operating | Tangentially-fired | Pipeline Natural Gas | Residual Oil |  | Overfire Air |  | 4204 | 9.7598 | GAS | 395 | -146.9222 | 0.0619 | 0.010949 | 9.7598
10023 | TC Ravenswood LLC | 2500 | Ravenswood | NY | Queens | 4S | CA | OP | 80 | 69.9 | 80 |  | 12 | 2003 | NG | KER | Y | Y | N | IPP Non-CHP |  |  |  |  | N | [6 empty] | 40 | 2004 | 811906 | [48 empty] | GAS | [39 empty] | 0 | 0 | 10.4
10046 | Kas Brothers Windfarm LLC | 55809 | Kas Brothers Windfarm | MN | Pipestone | G1 | WT | OP | 1.5 | 1.5 | 1.5 |  | 12 | 2001 | WND |  | N | Y | N | IPP Non-CHP | [62 empty] | N/A | [39 empty] | 0 | 0 | 10.4
10056 | City of Kaukauna | 4118 | Kaukauna Gas Turbine | WI | Outagamie | GT1 | GT | OP | 18 | 15.8 | 18.3 |  | 5 | 1969 | NG |  | N | Y | N | Electric Utility |  |  |  |  | N | [57 empty] | GAS | [39 empty] | 0.27348 | 0.0040051 | 12.1674
10056 | City of Kaukauna | 4119 | Little Chute | WI | Outagamie | 1 | HY | OP | 1.1 | 1.1 | 1.1 |  | 6 | 1948 | WAT |  | N | Y | N | Electric Utility | [62 empty] | N/A | [39 empty] | 0 | 0 | 10.4
10056 | City of Kaukauna | 4119 | Little Chute | WI | Outagamie | 2 | HY | OP | 1.1 | 1.1 | 1.1 |  | 6 | 1948 | WAT |  | N | Y | N | Electric Utility | [62 empty] | N/A | [39 empty] | 0 | 0 | 10.4
10056 | City of Kaukauna | 4119 | Little Chute | WI | Outagamie | 3 | HY | OP | 1.1 | 1.1 | 1.1 |  | 6 | 1948 | WAT |  | N | Y | N | Electric Utility | [62 empty] | N/A | [39 empty] | 0 | 0 | 10.4
10056 | City of Kaukauna | 4120 | New Badger | WI | Outagamie | 1 | HY | OP | 1.8 | 1.8 | 1.8 |  | 1 | 1928 | WAT |  | N | Y | N | Electric Utility | [62 empty] | N/A | [39 empty] | 0 | 0 | 10.4
10056 | City of Kaukauna | 4120 | New Badger | WI | Outagamie | 2 | HY | OP | 1.8 | 1.8 | 1.8 |  | 1 | 1928 | WAT |  | N | Y | N | Electric Utility | [62 empty] | N/A | [39 empty] | 0 | 0 | 10.4
10056 | City of Kaukauna | 4121 | Old Badger | WI | Outagamie | 3 | HY | OP | 1 | 1 | 1 |  | 1 | 1907 | WAT |  | N | Y | N | Electric Utility | [62 empty] | N/A | [39 empty] | 0 | 0 | 10.4
10056 | City of Kaukauna | 4121 | Old Badger | WI | Outagamie | 4 | HY | OP | 1 | 1 | 1 |  | 1 | 1907 | WAT |  | N | Y | N | Electric Utility | [62 empty] | N/A | [39 empty] | 0 | 0 | 10.4
10056 | City of Kaukauna | 4122 | Rapide Croche | WI | Outagamie | 1 | HY | OP | 0.6 | 0.6 | 0.6 |  | 1 | 1926 | WAT |  | N | Y | N | Electric Utility | [62 empty] | N/A | [39 empty] | 0 | 0 | 10.4
10056 | City of Kaukauna | 4122 | Rapide Croche | WI | Outagamie | 2 | HY | OP | 0.6 | 0.6 | 0.6 |  | 1 | 1926 | WAT |  | N | Y | N | Electric Utility | [62 empty] | N/A | [39 empty] | 0 | 0 | 10.4
10056 | City of Kaukauna | 4122 | Rapide Croche | WI | Outagamie | 3 | HY | OP | 0.6 | 0.6 | 0.6 |  | 1 | 1926 | WAT |  | N | Y | N | Electric Utility | [62 empty] | N/A | [39 empty] | 0 | 0 | 10.4
10056 | City of Kaukauna | 4122 | Rapide Croche | WI | Outagamie | 4 | HY | OP | 0.6 | 0.6 | 0.6 |  | 1 | 1926 | WAT |  | N | Y | N | Electric Utility | [62 empty] | N/A | [39 empty] | 0 | 0 | 10.4
10056 | City of Kaukauna | 4201 | Combined Locks | WI | Outagamie | HC1 | HY | OP | 3.1 | 3.1 | 3.1 |  | 2 | 1988 | WAT |  | N | Y | N | Electric Utility | [62 empty] | N/A | [39 empty] | 0 | 0 | 10.4
10056 | City of Kaukauna | 4201 | Combined Locks | WI | Outagamie | HC2 | HY | OP | 3.1 | 3.1 | 3.1 |  | 2 | 1988 | WAT |  | N | Y | N | Electric Utility | [62 empty] | N/A | [39 empty] | 0 | 0 | 10.4
10056 | City of Kaukauna | 7822 | Kaukauna City Hydro | WI | OUTAGAMIE | 1 | HY | OP | 2.4 | 2.4 | 2.4 |  | 12 | 1940 | WAT |  | N | Y | N | Electric Utility | [62 empty] | N/A | [39 empty] | 0 | 0 | 10.4
10056 | City of Kaukauna | 7822 | Kaukauna City Hydro | WI | OUTAGAMIE | 2 | HY | OP | 2.4 | 2.4 | 2.4 |  | 10 | 1942 | WAT |  | N | Y | N | Electric Utility | [62 empty] | N/A | [39 empty] | 0 | 0 | 10.4
10071 | Kauai Island Utility Cooperative | 6474 | Port Allen | HI | Kauai | 3 | IC | OP | 2.7 | 2.5 | 2.5 |  | 6 | 1968 | DFO |  | N | Y | N | Electric Utility |  |  |  |  | N | [57 empty] | LIQUID | [39 empty] | 0.7385 | 0.025484 | 12.5895
10071 | Kauai Island Utility Cooperative | 6474 | Port Allen | HI | Kauai | 4 | IC | OP | 2.7 | 2.5 | 2.5 |  | 6 | 1968 | DFO |  | N | Y | N | Electric Utility |  |  |  |  | N | [57 empty] | LIQUID | [39 empty] | 0.7385 | 0.025484 | 12.5895
10071 | Kauai Island Utility Cooperative | 6474 | Port Allen | HI | Kauai | 5 | IC | OP | 2.7 | 2.5 | 2.5 |  | 6 | 1968 | DFO |  | N | Y | N | Electric Utility |  |  |  |  | N | [57 empty] | LIQUID | [39 empty] | 0.7385 | 0.025484 | 12.5895
10071 | Kauai Island Utility Cooperative | 6474 | Port Allen | HI | Kauai | 8 | IC | OP | 8.6 | 7.6 | 7.6 |  | 12 | 1991 | DFO |  | N | Y | N | Electric Utility |  |  |  |  | N | [57 empty] | LIQUID | [39 empty] | 0.7385 | 0.025484 | 12.5895
10071 | Kauai Island Utility Cooperative | 6474 | Port Allen | HI | Kauai | 9 | IC | OP | 8.6 | 7.6 | 7.6 |  | 12 | 1991 | DFO |  | N | Y | N | Electric Utility |  |  |  |  | N | [57 empty] | LIQUID | [39 empty] | 0.7385 | 0.025484 | 12.5895
10071 | Kauai Island Utility Cooperative | 6474 | Port Allen | HI | Kauai | D6 | IC | OP | 8.6 | 7.6 | 7.6 |  | 11 | 1990 | DFO |  | N | Y | N | Electric Utility | [62 empty] | LIQUID | [39 empty] | 0.7385 | 0.025484 | 12.5895
10071 | Kauai Island Utility Cooperative | 6474 | Port Allen | HI | Kauai | D7 | IC | OP | 8.6 | 7.6 | 7.6 |  | 11 | 1990 | DFO |  | N | Y | N | Electric Utility |  |  |  |  | N | [57 empty] | LIQUID | [39 empty] | 0.7385 | 0.025484 | 12.5895
10071 | Kauai Island Utility Cooperative | 6474 | Port Allen | HI | Kauai | GT1 | CT | OP | 19.2 | 17.5 | 17.5 |  | 8 | 1973 | DFO |  | N | Y | N | Electric Utility |  |  |  |  | N | [57 empty] | LIQUID | [39 empty] | 1.2 | 0.5342 | 12.647
10071 | Kauai Island Utility Cooperative | 6474 | Port Allen | HI | Kauai | GT2 | CT | OP | 23.8 | 22.6 | 22.6 |  | 12 | 1977 | DFO |  | N | Y | N | Electric Utility |  |  |  |  | N | [57 empty] | LIQUID | [39 empty] | 1.2 | 0.50362 | 12.4649
10071 | Kauai Island Utility Cooperative | 6474 | Port Allen | HI | Kauai | IC1 | IC | OP | 2 | 1.7 | 1.7 |  | 1 | 1964 | DFO |  | N | Y | N | Electric Utility |  |  |  |  | N | [57 empty] | LIQUID | [39 empty] | 0.7385 | 0.025484 | 12.5895
10071 | Kauai Island Utility Cooperative | 6474 | Port Allen | HI | Kauai | IC2 | IC | OP | 2 | 1.7 | 1.7 |  | 1 | 1964 | DFO |  | N | Y | N | Electric Utility |  |  |  |  | N | [57 empty] | LIQUID | [39 empty] | 0.7385 | 0.025484 | 12.5895
10071 | Kauai Island Utility Cooperative | 6474 | Port Allen | HI | Kauai | ST1 | CA | OP | 10 | 9 | 9 |  | 1 | 1969 | DFO |  | N | Y | N | Electric Utility |  |  |  |  | N | [57 empty] | LIQUID | [39 empty] | 0 | 0 | 10.4
10071 | Kauai Island Utility Cooperative | 56258 | Kapaia Power Station | HI | Kauai | CT1 | GT | OP | 39.1 | 26.6 | 26.6 |  | 9 | 2002 | JF | DFO | Y | Y | N | Electric Utility |  |  |  |  | N | [57 empty] | LIQUID | [39 empty] | 0.9 | 0.026988 | 10.4
10077 | Kaweah Delta Hospital | 10042 | Kaweah Delta District Hospital | CA | Tulare | KDHT1 | GT | OP | 3.5 | 3.5 | 3.5 |  | 10 | 2008 | NG |  | N | N | N | Commercial CHP |  |  |  |  | N | [57 empty] | GAS | [39 empty] | 0.07951 | 0.000529 | 10.4755
10099 | Kaweah River Power Authority | 54343 | Terminus Hydroelectric Project | CA | Tulare | GEN1 | HY | OP | 20.1 | 20 | 10 |  | 3 | 1990 | WAT |  | N | Y | N | IPP Non-CHP |  |  |  |  | N | [57 empty] | N/A | [39 empty] | 0 | 0 | 10.4
10127 | Kenetech Windpower Inc | 50712 | Altamont Pass Windplant | CA | Alameda | GEN1 | WT | OP | 332.5 | 332.5 | 332.5 |  | 1 | 1983 | WND |  | N | Y | N | IPP Non-CHP | [62 empty] | N/A | [39 empty] | 0 | 0 | 10.4
10152 | City of Kennett | 2139 | Kennett | MO | Dunklin | 1 | IC | OP | 0.4 | 0.4 | 0.4 |  | 8 | 1942 | DFO |  | N | Y | N | Electric Utility |  |  |  |  | N | [57 empty] | LIQUID | [39 empty] | 0.7385 | 0.025484 | 12.5895
10152 | City of Kennett | 2139 | Kennett | MO | Dunklin | 10 | IC | OP | 6.2 | 6.2 | 6.2 |  | 8 | 1971 | NG | DFO | N | Y | N | Electric Utility |  |  |  |  | N | [57 empty] | GAS | [39 empty] | 1.1659 | 0.0016829 | 10.4
10152 | City of Kennett | 2139 | Kennett | MO | Dunklin | 11 | IC | OP | 6.2 | 6.2 | 6.2 |  | 8 | 1975 | NG | DFO | N | Y | N | Electric Utility |  |  |  |  | N | [57 empty] | GAS | [39 empty] | 1.1659 | 0.0016829 | 10.4
10152 | City of Kennett | 2139 | Kennett | MO | Dunklin | 12 | IC | OP | 6.4 | 6.4 | 6.4 |  | 8 | 2001 | NG |  | N | Y | N | Electric Utility |  |  |  |  | N | [57 empty] | GAS | [39 empty] | 1.1659 | 0.0016829 | 10.4
10152 | City of Kennett | 2139 | Kennett | MO | Dunklin | 13 | IC | OP | 6.4 | 6.4 | 6.4 |  | 8 | 2001 | NG |  | N | Y | N | Electric Utility |  |  |  |  | N | [57 empty] | GAS | [39 empty] | 1.1659 | 0.0016829 | 10.4
10152 | City of Kennett | 2139 | Kennett | MO | Dunklin | 2 | IC | OP | 0.4 | 0.4 | 0.4 |  | 8 | 1942 | DFO |  | N | Y | N | Electric Utility |  |  |  |  | N | [57 empty] | LIQUID | [39 empty] | 0.7385 | 0.025484 | 12.5895
10152 | City of Kennett | 2139 | Kennett | MO | Dunklin | 3 | IC | OP | 0.8 | 0.8 | 0.8 |  | 8 | 1945 | DFO |  | N | Y | N | Electric Utility |  |  |  |  | N | [57 empty] | LIQUID | [39 empty] | 0.7385 | 0.025484 | 12.5895
10152 | City of Kennett | 2139 | Kennett | MO | Dunklin | 4 | IC | OP | 2.5 | 2.5 | 2.5 |  | 8 | 1955 | NG | DFO | Y | Y | N | Electric Utility |  |  |  |  | N | [57 empty] | GAS | [39 empty] | 1.1659 | 0.0016829 | 10.4
10152 | City of Kennett | 2139 | Kennett | MO | Dunklin | 5 | IC | OP | 1.4 | 1.4 | 1.4 |  | 8 | 1949 | DFO |  | N | Y | N | Electric Utility |  |  |  |  | N | [57 empty] | LIQUID | [39 empty] | 0.7385 | 0.025484 | 12.5895
10152 | City of Kennett | 2139 | Kennett | MO | Dunklin | 6 | IC | OP | 2 | 2 | 2 |  | 8 | 1951 | NG | DFO | Y | Y | N | Electric Utility |  |  |  |  | N | [57 empty] | GAS | [39 empty] | 1.1659 | 0.0016829 | 10.4
10152 | City of Kennett | 2139 | Kennett | MO | Dunklin | 7 | IC | OP | 2.5 | 2.5 | 2.5 |  | 8 | 1960 | NG | DFO | Y | Y | N | Electric Utility |  |  |  |  | N | [57 empty] | GAS | [39 empty] | 1.1659 | 0.0016829 | 10.4
10152 | City of Kennett | 2139 | Kennett | MO | Dunklin | 8 | IC | OP | 3.1 | 3.1 | 3.1 |  | 8 | 1962 | NG | DFO | Y | Y | N | Electric Utility |  |  |  |  | N | [57 empty] | GAS | [39 empty] | 1.1659 | 0.0016829 | 10.4
10152 | City of Kennett | 2139 | Kennett | MO | Dunklin | 9 | IC | OP | 6.2 | 6.2 | 6.2 |  | 8 | 1965 | NG | DFO | Y | Y | N | Electric Utility |  |  |  |  | N | [57 empty] | GAS | [39 empty] | 1.1659 | 0.0016829 | 10.4
10162 | Kent County | 50860 | Kent County Waste to Energy Facility | MI | Kent | GEN1 | ST | OP | 18 | 15.7 | 15.7 |  | 10 | 1989 | MSW |  | N | Y | N | Commercial Non-CHP |  |  |  |  | N | [25 empty] | OP | SD |  |  |  | LI |  |  |  | N |  | 85 | 2.53¦¦ 2.32 | 72858¦¦ 69964 | 100 | OP | BP | [8 empty] | 99 | 0.11¦¦ .17 | 77900¦¦ 74408 |  |  |  |  | OTHER SOLID | [39 empty] | 0 | 0 | 10.4
10171 | Kentucky Utilities Co | 1354 | Dix Dam | KY | Mercer | 1 | HY | OP | 9.4 | 8 | 8 |  | 11 | 1925 | WAT |  | N | Y | N | Electric Utility |  |  |  |  | N | [57 empty] | N/A | [39 empty] | 0 | 0 | 10.4
10171 | Kentucky Utilities Co | 1354 | Dix Dam | KY | Mercer | 2 | HY | OP | 9.4 | 8 | 8 |  | 11 | 1925 | WAT |  | N | Y | N | Electric Utility |  |  |  |  | N | [57 empty] | N/A | [39 empty] | 0 | 0 | 10.4
10171 | Kentucky Utilities Co | 1354 | Dix Dam | KY | Mercer | 3 | HY | OP | 9.4 | 8 | 8 |  | 11 | 1925 | WAT |  | N | Y | N | Electric Utility |  |  |  |  | N | [57 empty] | N/A | [39 empty] | 0 | 0 | 10.4
10171 | Kentucky Utilities Co | 1355 | E W Brown | KY | Mercer | 1 | ST | OP | 113.6 | 106 | 107 |  | 5 | 1957 | BIT |  | N | Y | N | Electric Utility |  |  |  |  | N | Y |  | Y |  |  |  | CS123 | 2010 | 1310533 | [16 empty] | OP | SP |  |  |  | LS |  |  |  | N | 3.6 | 98 | 2621 | 3065415 | 100 | OP | EC |  |  | 11 |  | 3.1 |  |  |  | 98.5 | 69 | 430000 |  |  |  |  | COAL | KY | E W Brown | 1355 | 1 | 2010 | CS123, MS001 | ARP, CAIRNOX, CAIROS, CAIRSO2 | 7007.76 | 12 | 393029.13 |  | 5424.885 | 0.4521 | 1091.857 | 489124.741 | 4767341.743 | 4 | Southeastern Electric Reliability Council | Mercer | Electric Utility | 4911 | Electric Services | 37.7889 | -84.7139 | Louisville Gas and Electric Company (Owner/Operator) | Table 1 | Phase 1 Group 1 | Operating | Dry bottom wall-fired boiler | Coal |  | Wet Limestone (Began Apr 01, 2010) | Low NOx Burner Technology (Dry Bottom only) | Electrostatic Precipitator | 1386 | 10.0382 | COAL | 116 | 1957.9439 | 0.4521 | 2.2759 | 10.0382
10171 | Kentucky Utilities Co | 1355 | E W Brown | KY | Mercer | 10 | GT | OP | 126 | 102 | 138 |  | 12 | 1995 | NG | DFO | Y | Y | N | Electric Utility |  |  |  |  | N | [57 empty] | GAS | KY | E W Brown | 1355 | 10 | 2010 |  | ARP, CAIRNOX, CAIROS, CAIRSO2 | 104.48 | 12 | 5969.47 |  | 0.036 | 0.133 | 5.723 | 5131.99 | 86213.961 | 4 | Southeastern Electric Reliability Council | Mercer | Electric Utility | 4911 | Electric Services | 37.7889 | -84.7139 | Louisville Gas and Electric Company (Owner/Operator) | Phase 2 |  | Operating | Combustion turbine | Pipeline Natural Gas | Diesel Oil | Other | Water Injection |  | 1565 | 12.1616 | GAS | 128 | 1960.9375 | 0.133 | 0.000835 | 12.1616
10171 | Kentucky Utilities Co | 1355 | E W Brown | KY | Mercer | 11 | GT | OP | 126 | 102 | 128 |  | 5 | 1996 | NG | DFO | Y | Y | N | Electric Utility |  |  |  |  | N | [57 empty] | GAS | KY | E W Brown | 1355 | 11 | 2010 |  | ARP, CAIRNOX, CAIROS, CAIRSO2 | 146.49 | 12 | 10016.48 |  | 0.042 | 0.1228 | 8.623 | 8297.661 | 139622.882 | 4 | Southeastern Electric Reliability Council | Mercer | Electric Utility | 4911 | Electric Services | 37.7889 | -84.7139 | Louisville Gas and Electric Company (Owner/Operator) | Phase 2 |  | Operating | Combustion turbine | Pipeline Natural Gas | Diesel Oil | Other | Water Injection |  | 1530 | 12.204 | GAS | 127 | 1996.063 | 0.1228 | 0.000602 | 12.204
10171 | Kentucky Utilities Co | 1355 | E W Brown | KY | Mercer | 2 | ST | OP | 179.5 | 166 | 168 |  | 6 | 1963 | BIT |  | N | Y | N | Electric Utility |  |  |  |  | N | Y |  | Y | [22 empty] | OP | SP |  |  |  | LS |  |  |  | N | 3.6 | 98 | 2621 | 3065415 | 100 | OP | EK |  |  | 13.1 |  | 3.6 |  |  |  | 99 | 98 | 604725 |  |  |  |  | COAL | KY | E W Brown | 1355 | 2 | 2010 | CS003, MS002, CS123 | ARP, CAIRNOX, CAIROS, CAIRSO2 | 7385.41 | 12 | 713182.19 |  | 9135.319 | 0.3618 | 1279.06 | 716580.808 | 6984202.735 | 4 | Southeastern Electric Reliability Council | Mercer | Electric Utility | 4911 | Electric Services | 37.7889 | -84.7139 | Louisville Gas and Electric Company (Owner/Operator) | Table 1 | Phase 1 Group 1 | Operating | Tangentially-fired | Coal |  | Wet Limestone (Began Apr 01, 2010) | Low NOx Burner Technology w/ Closed-coupled/Separated OFA | Electrostatic Precipitator | 2000 | 8.647 | COAL | 180 | 1964.2857 | 0.3618 | 2.616 | 8.647
10171 | Kentucky Utilities Co | 1355 | E W Brown | KY | Mercer | 3 | ST | OP | 464 | 412 | 416 |  | 7 | 1971 | BIT |  | N | Y | N | Electric Utility |  |  |  |  | N | Y |  | Y | [22 empty] | OP | SP |  |  |  | LS |  |  |  | N | 3.6 | 98 | 2621 | 3065415 | 100 | OP | EK |  |  | 13.1 |  | 3.6 |  |  |  | 99 | 300 | 1750000 |  |  |  |  | COAL | KY | E W Brown | 1355 | 3 | 2010 | CS003, CS123 | ARP, CAIRNOX, CAIROS, CAIRSO2 | 7035.43 | 12 | 2022587.22 |  | 6361.809 | 0.3178 | 3320.107 | 2189791.471 | 21342978.71 | 4 | Southeastern Electric Reliability Council | Mercer | Electric Utility | 4911 | Electric Services | 37.7889 | -84.7139 | Louisville Gas and Electric Company (Owner/Operator) | Table 1 | Phase 1 Group 1 | Operating | Tangentially-fired | Coal |  | Wet Limestone (Began Apr 01, 2010) | Low NOx Burner Technology w/ Closed-coupled/Separated OFA | Electrostatic Precipitator | 4900 | 10.0408 | COAL | 459 | 1948.3173 | 0.3178 | 0.59615 | 10.0408
10171 | Kentucky Utilities Co | 1355 | E W Brown | KY | Mercer | 5 | GT | OP | 123 | 112 | 130 |  | 6 | 2001 | NG |  | N | Y | N | Electric Utility |  |  |  |  | N | [57 empty] | GAS | KY | E W Brown | 1355 | 5 | 2010 |  | ARP, CAIRNOX, CAIROS, CAIRSO2 | 141.93 | 12 | 9990.41 |  | 0.042 | 0.0739 | 4.708 | 8301.338 | 139689.442 | 4 | Southeastern Electric Reliability Council | Mercer | Electric Utility | 4911 | Electric Services | 37.7889 | -84.7139 | Louisville Gas and Electric Company (Owner) Kentucky Utilities Company (Owner/Operator) | Phase 2 |  | Operating | Combustion turbine | Pipeline Natural Gas |  |  | Water Injection |  | 1570 | 12.2359 | GAS | 129 | 1996.124 | 0.0739 | 0.000601 | 12.2359
10171 | Kentucky Utilities Co | 1355 | E W Brown | KY | Mercer | 6 | GT | OP | 176.8 | 146 | 171 |  | 8 | 1999 | NG | DFO | Y | Y | N | Electric Utility |  |  |  |  | N | [57 empty] | GAS | KY | E W Brown | 1355 | 6 | 2010 |  | ARP, CAIRNOX, CAIROS, CAIRSO2 | 575.04 | 12 | 50228.83 |  | 0.351 | 0.0409 | 10.827 | 37282.435 | 619589.742 | 4 | Southeastern Electric Reliability Council | Mercer | Electric Utility | 4911 | Electric Services | 37.7889 | -84.7139 | Louisville Gas and Electric Company (Owner) Kentucky Utilities Company (Owner/Operator) | Phase 2 |  | Operating | Combustion turbine | Pipeline Natural Gas | Diesel Oil |  | Dry Low NOx Burners Water Injection |  | 1970 | 10.91 | GAS | 164 | 1978.6585 | 0.0409 | 0.001133 | 10.91
10171 | Kentucky Utilities Co | 1355 | E W Brown | KY | Mercer | 7 | GT | OP | 176.8 | 146 | 171 |  | 8 | 1999 | NG | DFO | Y | Y | N | Electric Utility |  |  |  |  | N | [57 empty] | GAS | KY | E W Brown | 1355 | 7 | 2010 |  | ARP, CAIRNOX, CAIROS, CAIRSO2 | 660.43 | 12 | 49131.04 |  | 0.192 | 0.0589 | 17.286 | 37940.426 | 638426.317 | 4 | Southeastern Electric Reliability Council | Mercer | Electric Utility | 4911 | Electric Services | 37.7889 | -84.7139 | Louisville Gas and Electric Company (Owner) Kentucky Utilities Company (Owner/Operator) | Phase 2 |  | Operating | Combustion turbine | Pipeline Natural Gas | Diesel Oil |  | Dry Low NOx Burners Water Injection |  | 1970 | 10.7296 | GAS | 171 | 2000 | 0.0589 | 0.000601 | 10.7296
10171 | Kentucky Utilities Co | 1355 | E W Brown | KY | Mercer | 8 | GT | OP | 126 | 102 | 128 |  | 2 | 1995 | NG | DFO | Y | Y | N | Electric Utility |  |  |  |  | N | [57 empty] | GAS | KY | E W Brown | 1355 | 10 | 2010 |  | ARP, CAIRNOX, CAIROS, CAIRSO2 | 104.48 | 12 | 5969.47 |  | 0.036 | 0.133 | 5.723 | 5131.99 | 86213.961 | 4 | Southeastern Electric Reliability Council | Mercer | Electric Utility | 4911 | Electric Services | 37.7889 | -84.7139 | Louisville Gas and Electric Company (Owner/Operator) | Phase 2 |  | Operating | Combustion turbine | Pipeline Natural Gas | Diesel Oil | Other | Water Injection |  | 1565 | 12.1616 | GAS | 128 | 500 | 0.133 | 0.000835 | 12.1616
10171 | Kentucky Utilities Co | 1355 | E W Brown | KY | Mercer | 9 | GT | OP | 126 | 102 | 138 |  | 8 | 1994 | NG | DFO | Y | Y | N | Electric Utility |  |  |  |  | N | [57 empty] | GAS | KY | E W Brown | 1355 | 5 | 2010 |  | ARP, CAIRNOX, CAIROS, CAIRSO2 | 141.93 | 12 | 9990.41 |  | 0.042 | 0.0739 | 4.708 | 8301.338 | 139689.442 | 4 | Southeastern Electric Reliability Council | Mercer | Electric Utility | 4911 | Electric Services | 37.7889 | -84.7139 | Louisville Gas and Electric Company (Owner) Kentucky Utilities Company (Owner/Operator) | Phase 2 |  | Operating | Combustion turbine | Pipeline Natural Gas |  |  | Water Injection |  | 1570 | 12.2359 | GAS | 129 | 465.1163 | 0.0739 | 0.000601 | 12.2359
10171 | Kentucky Utilities Co | 1356 | Ghent | KY | Carroll | 1 | ST | OP | 556.9 | 479 | 481 |  | 2 | 1974 | BIT |  | N | Y | N | Electric Utility |  |  |  |  | N | Y |  | Y |  |  |  | 1 | 2009 | 684701 | [16 empty] | OP | SP |  |  |  | LS |  |  |  | N | 3.8 | 98.5 | 600 | 1879000 | 100 | OP | EK | [5 empty] | 3 |  |  | 99.2 | 345 | 1900000 |  |  |  |  | COAL | KY | Ghent | 1356 | 1 | 2010 |  | ARP, CAIRNOX, CAIROS, CAIRSO2 | 7825.26 | 12 | 3560270.3 |  | 1658.204 | 0.0598 | 942.67 | 3539200.938 | 34495124.41 | 4 |  | Carroll | Electric Utility | 4911 | Electric Services | 38.7497 | -85.035 | Kentucky Utilities Company (Owner/Operator) | Table 1 | Phase 1 Group 1 | Operating | Tangentially-fired | Coal |  | Wet Limestone | Low NOx Burner Technology w/ Separated OFA Selective Catalytic Reduction | Electrostatic Precipitator | 5500 | 9.6593 | COAL | 542 | 1936.5904 | 0.0598 | 0.096141 | 9.6593
10171 | Kentucky Utilities Co | 1356 | Ghent | KY | Carroll | 2 | ST | OP | 556.3 | 495 | 477 |  | 4 | 1977 | BIT |  | N | Y | N | Electric Utility |  |  |  |  | N | Y |  | Y |  |  |  | 2 | 1994 | 1449951 | [16 empty] | OP | SP | TR |  |  | LS |  |  |  | N | 3.5 | 93 | 2300 | 1680000 | 100 | OP | EW | [5 empty] | 3 |  |  | 99 | 481 | 2900000 |  |  |  |  | COAL | KY | Ghent | 1356 | 2 | 2010 | CS023 | ARP, CAIRNOX, CAIROS, CAIRSO2 | 8334.58 | 12 | 3545357.26 |  | 3926.32 | 0.1811 | 3024.852 | 3404931.096 | 33186513.12 | 4 |  | Carroll | Electric Utility | 4911 | Electric Services | 38.7497 | -85.035 | Kentucky Utilities Company (Owner/Operator) | Phase 2 | Phase II Group 1 | Operating | Tangentially-fired | Coal |  | Wet Limestone | Low NOx Burner Technology w/ Closed-coupled/Separated OFA | Electrostatic Precipitator | 5520 | 9.3269 | COAL | 547 | 1926.6247 | 0.1811 | 0.23662 | 9.3269
10171 | Kentucky Utilities Co | 1356 | Ghent | KY | Carroll | 3 | ST | OP | 556.5 | 489 | 482 |  | 5 | 1981 | BIT |  | N | Y | N | Electric Utility |  |  |  |  | N | Y |  | Y |  |  |  | 3 | 1994 | 1449951 | [16 empty] | OP | SP |  |  |  | LS |  |  |  | N | 3.8 | 98.5 | 600 | 1879000 | 100 | OP | EW | [5 empty] | 3 |  |  | 99.5 | 550 | 3450000 |  |  |  |  | COAL | KY | Ghent | 1356 | 3 | 2010 | CS023 | ARP, CAIRNOX, CAIROS, CAIRSO2 | 8198.27 | 12 | 3804285.79 |  | 3736.231 | 0.1688 | 2935.143 | 3677998.504 | 35847967.9 | 4 |  | Carroll | Electric Utility | 4911 | Electric Services | 38.7497 | -85.035 | Kentucky Utilities Company (Owner/Operator) | Phase 2 | Phase II Group 1 | Operating | Dry bottom wall-fired boiler | Coal |  | Wet Limestone | Low NOx Burner Technology w/ Overfire Air Selective Catalytic Reduction | Electrostatic Precipitator | 5500 | 9.4049 | COAL | 541 | 1938.7967 | 0.1688 | 0.20845 | 9.4049
10171 | Kentucky Utilities Co | 1356 | Ghent | KY | Carroll | 4 | ST | OP | 556.2 | 469 | 491 |  | 8 | 1984 | BIT |  | N | Y | N | Electric Utility |  |  |  |  | N | Y |  | Y |  |  |  | 4 | 2008 | 612975 | [16 empty] | OP | SP |  |  |  | LS |  |  |  | N | 3.8 | 98.5 | 600 | 1879000 | 100 | OP | EW | [5 empty] | 3 |  |  | 99.5 | 550 | 3450000 |  |  |  |  | COAL | KY | Ghent | 1356 | 4 | 2010 |  | ARP, CAIRNOX, CAIROS, CAIRSO2 | 6803.03 | 12 | 3000324.58 |  | 2055.178 | 0.0754 | 1018.639 | 2791755.667 | 27210096.78 | 4 |  | Carroll | Electric Utility | 4911 | Electric Services | 38.7497 | -85.035 | Kentucky Utilities Company (Owner/Operator) | Phase 2 | Phase II Group 1 | Operating | Dry bottom wall-fired boiler | Coal |  | Wet Limestone | Low NOx Burner Technology w/ Overfire Air Selective Catalytic Reduction | Electrostatic Precipitator | 5500 | 9.0564 | COAL | 545 | 1945.0102 | 0.0754 | 0.15106 | 9.0564
10171 | Kentucky Utilities Co | 1357 | Green River | KY | Muhlenberg | 3 | ST | OP | 75 | 68 | 71 |  | 4 | 1954 | BIT |  | N | Y | N | Electric Utility |  |  |  | 2016 | N | Y |  | Y |  |  |  | 2 | 1954 | 114376 | [31 empty] | OP | EK |  |  | 18 |  | 1 |  |  |  | 98.5 | 84 | 336000 |  |  |  |  | COAL | KY | Green River | 1357 | 4 | 2010 |  | ARP, CAIRNOX, CAIROS, CAIRSO2 | 6915.88 | 12 | 363257.34 |  | 8440.399 | 0.405 | 844.194 | 421528.747 | 4108462.447 | 4 | East Central Area Reliability Coordination Agreement | Muhlenberg | Electric Utility | 4911 | Electric Services | 37.3636 | -87.1214 | Kentucky Utilities Company (Owner/Operator) | Phase 2 | Phase II Group 1 | Operating | Dry bottom wall-fired boiler | Coal |  |  | Low NOx Burner Technology (Dry Bottom only) | Electrostatic Precipitator | 1074 | 11.2185 | COAL | 76 | 464.7887 | 0.405 | 4.1088 | 11.2185
10171 | Kentucky Utilities Co | 1357 | Green River | KY | Muhlenberg | 4 | ST | OP | 113.6 | 93 | 100 |  | 7 | 1959 | BIT |  | N | Y | N | Electric Utility |  |  |  | 2016 | N | Y |  | Y |  |  |  | 3 | 1959 | 214948 | [31 empty] | OP | EW |  |  | 15.1 |  | 0.7 |  |  |  | 99 | 355 | 620900 |  |  |  |  | COAL | KY | Green River | 1357 | 4 | 2010 |  | ARP, CAIRNOX, CAIROS, CAIRSO2 | 6915.88 | 12 | 363257.34 |  | 8440.399 | 0.405 | 844.194 | 421528.747 | 4108462.447 | 4 | East Central Area Reliability Coordination Agreement | Muhlenberg | Electric Utility | 4911 | Electric Services | 37.3636 | -87.1214 | Kentucky Utilities Company (Owner/Operator) | Phase 2 | Phase II Group 1 | Operating | Dry bottom wall-fired boiler | Coal |  |  | Low NOx Burner Technology (Dry Bottom only) | Electrostatic Precipitator | 1074 | 11.2185 | COAL | 76 | 1842.1053 | 0.405 | 4.1088 | 11.2185
10171 | Kentucky Utilities Co | 1358 | Haefling | KY | Fayette | 1 | GT | OP | 20.7 | 12 | 14 |  | 10 | 1970 | NG | DFO | Y | Y | N | Electric Utility |  |  |  |  | N | [57 empty] | GAS | [39 empty] | 0.26657 | 0.0041656 | 12.3367
10171 | Kentucky Utilities Co | 1358 | Haefling | KY | Fayette | 2 | GT | OP | 20.7 | 12 | 14 |  | 10 | 1970 | NG | DFO | Y | Y | N | Electric Utility |  |  |  |  | N | [57 empty] | GAS | [39 empty] | 0.26657 | 0.0041656 | 12.3367
10171 | Kentucky Utilities Co | 1358 | Haefling | KY | Fayette | 3 | GT | OP | 20.7 | 12 | 14 |  | 10 | 1970 | NG | DFO | Y | Y | N | Electric Utility |  |  |  |  | N | [57 empty] | GAS | [39 empty] | 0.26657 | 0.0041656 | 12.3367
10179 | Kenyon Municipal Utilities | 1983 | Kenyon Municipal | MN | Goodhue | 5 | IC | OP | 1.8 | 1.8 | 1.8 |  | 8 | 1997 | DFO |  | N | Y | N | Electric Utility |  |  |  |  | N | [57 empty] | LIQUID | [39 empty] | 0.7385 | 0.025484 | 12.5895
10179 | Kenyon Municipal Utilities | 1983 | Kenyon Municipal | MN | Goodhue | 6 | IC | OP | 1.8 | 1.8 | 1.8 |  | 8 | 1997 | DFO |  | N | Y | N | Electric Utility |  |  |  |  | N | [57 empty] | LIQUID | [39 empty] | 0.7385 | 0.025484 | 12.5895
10179 | Kenyon Municipal Utilities | 1983 | Kenyon Municipal | MN | Goodhue | 7 | IC | OP | 1.8 | 1.8 | 1.8 |  | 8 | 1997 | DFO |  | N | Y | N | Electric Utility |  |  |  |  | N | [57 empty] | LIQUID | [39 empty] | 0.7385 | 0.025484 | 12.5895
10203 | Kern River Cogeneration Co | 10496 | Kern River Cogeneration | CA | Kern | GTAG | GT | OP | 75 | 72 | 77 |  | 7 | 1985 | NG |  | N | Y | Y | IPP CHP | [62 empty] | GAS | [39 empty] | 0.093528 | 0.0011971 | 13.5682
10203 | Kern River Cogeneration Co | 10496 | Kern River Cogeneration | CA | Kern | GTBG | GT | OP | 75 | 72 | 77 |  | 7 | 1985 | NG |  | N | Y | Y | IPP CHP | [62 empty] | GAS | [39 empty] | 0.093528 | 0.0011971 | 13.5682
10203 | Kern River Cogeneration Co | 10496 | Kern River Cogeneration | CA | Kern | GTCG | GT | OP | 75 | 72 | 77 |  | 7 | 1985 | NG |  | N | Y | Y | IPP CHP | [62 empty] | GAS | [39 empty] | 0.093528 | 0.0011971 | 13.5682
10203 | Kern River Cogeneration Co | 10496 | Kern River Cogeneration | CA | Kern | GTDG | GT | OP | 75 | 72 | 77 |  | 7 | 1985 | NG |  | N | Y | Y | IPP CHP | [62 empty] | GAS | [39 empty] | 0.093528 | 0.0011971 | 13.5682
10210 | Ketchikan Public Utilities | 70 | Swan Lake | AK | Ketchikan Gateway | 1 | HY | OP | 11.2 | 11.2 | 11.2 |  | 6 | 1984 | WAT |  | N | Y | N | Electric Utility |  |  |  |  | N | [57 empty] | N/A | [39 empty] | 0 | 0 | 10.4
10210 | Ketchikan Public Utilities | 70 | Swan Lake | AK | Ketchikan Gateway | 2 | HY | OP | 11.2 | 11.2 | 11.2 |  | 6 | 1984 | WAT |  | N | Y | N | Electric Utility |  |  |  |  | N | [57 empty] | N/A | [39 empty] | 0 | 0 | 10.4
10210 | Ketchikan Public Utilities | 84 | Ketchikan | AK | Ketchikan Gateway | 3 | HY | OP | 1.4 | 1.4 | 1.1 |  | 1 | 1952 | WAT |  | N | Y | N | Electric Utility |  |  |  |  | N | [57 empty] | N/A | [39 empty] | 0 | 0 | 10.4
10210 | Ketchikan Public Utilities | 84 | Ketchikan | AK | Ketchikan Gateway | 4 | HY | OP | 1.4 | 1.4 | 1.1 |  | 1 | 1938 | WAT |  | N | Y | N | Electric Utility |  |  |  |  | N | [57 empty] | N/A | [39 empty] | 0 | 0 | 10.4
10210 | Ketchikan Public Utilities | 84 | Ketchikan | AK | Ketchikan Gateway | 5 | HY | OP | 1.4 | 1.4 | 1.1 |  | 1 | 1954 | WAT |  | N | Y | N | Electric Utility |  |  |  |  | N | [57 empty] | N/A | [39 empty] | 0 | 0 | 10.4
10210 | Ketchikan Public Utilities | 85 | S W Bailey | AK | Ketchikan Gateway | 1 | IC | OP | 4.5 | 3.5 | 3.5 |  | 1 | 1969 | DFO |  | N | Y | N | Electric Utility |  |  |  |  | N | [57 empty] | LIQUID | [39 empty] | 0.7385 | 0.025484 | 12.5895
10210 | Ketchikan Public Utilities | 85 | S W Bailey | AK | Ketchikan Gateway | 2 | IC | OP | 4.5 | 3.5 | 3.5 |  | 1 | 1970 | DFO |  | N | Y | N | Electric Utility |  |  |  |  | N | [57 empty] | LIQUID | [39 empty] | 0.7385 | 0.025484 | 12.5895
10210 | Ketchikan Public Utilities | 85 | S W Bailey | AK | Ketchikan Gateway | 3 | IC | OP | 6.4 | 5.5 | 5.5 |  | 1 | 1976 | DFO |  | N | Y | N | Electric Utility |  |  |  |  | N | [57 empty] | LIQUID | [39 empty] | 0.7385 | 0.025484 | 12.5895
10210 | Ketchikan Public Utilities | 85 | S W Bailey | AK | Ketchikan Gateway | 4 | IC | OP | 10.5 | 10.5 | 10.5 |  | 10 | 1998 | DFO |  | N | Y | N | Electric Utility |  |  |  |  | N | [57 empty] | LIQUID | [39 empty] | 0.7385 | 0.025484 | 12.5895
10210 | Ketchikan Public Utilities | 6580 | Beaver Falls | AK | Ketchikan Gateway | 1 | HY | OP | 1 | 1 | 1 |  | 1 | 1947 | WAT |  | N | Y | N | Electric Utility |  |  |  |  | N | [57 empty] | N/A | [39 empty] | 0 | 0 | 10.4
10210 | Ketchikan Public Utilities | 6580 | Beaver Falls | AK | Ketchikan Gateway | 3 | HY | OP | 2.2 | 2.2 | 1.8 |  | 1 | 1954 | WAT |  | N | Y | N | Electric Utility |  |  |  |  | N | [57 empty] | N/A | [39 empty] | 0 | 0 | 10.4
10210 | Ketchikan Public Utilities | 6580 | Beaver Falls | AK | Ketchikan Gateway | 4 | HY | OP | 2.2 | 2.2 | 1.8 |  | 1 | 1954 | WAT |  | N | Y | N | Electric Utility |  |  |  |  | N | [57 empty] | N/A | [39 empty] | 0 | 0 | 10.4
10210 | Ketchikan Public Utilities | 6581 | Silvis | AK | Ketchikan Gateway | 1 | HY | OP | 2.1 | 2.1 | 2.1 |  | 1 | 1968 | WAT |  | N | Y | N | Electric Utility |  |  |  |  | N | [57 empty] | N/A | [39 empty] | 0 | 0 | 10.4
10230 | Keystone Recovery Inc | 54934 | Keystone Landfill | PA | Lackawanna | NO 1 | IC | OP | 0.8 | 0.7 | 0.7 |  | 1 | 1995 | LFG |  | N | N | N | IPP Non-CHP |  |  |  |  | N | [57 empty] | GAS | [39 empty] | 1.1659 | 0.0016829 | 10.4
10230 | Keystone Recovery Inc | 54934 | Keystone Landfill | PA | Lackawanna | NO 2 | IC | OP | 0.8 | 0.7 | 0.7 |  | 1 | 1995 | LFG |  | N | N | N | IPP Non-CHP |  |  |  |  | N | [57 empty] | GAS | [39 empty] | 1.1659 | 0.0016829 | 10.4
10230 | Keystone Recovery Inc | 54934 | Keystone Landfill | PA | Lackawanna | NO 3 | IC | OP | 0.8 | 0.7 | 0.7 |  | 1 | 1995 | LFG |  | N | N | N | IPP Non-CHP |  |  |  |  | N | [57 empty] | GAS | [39 empty] | 1.1659 | 0.0016829 | 10.4
10230 | Keystone Recovery Inc | 54934 | Keystone Landfill | PA | Lackawanna | NO 4 | IC | OP | 0.8 | 0.7 | 0.7 |  | 1 | 1995 | LFG |  | N | N | N | IPP Non-CHP |  |  |  |  | N | [57 empty] | GAS | [39 empty] | 1.1659 | 0.0016829 | 10.4
10230 | Keystone Recovery Inc | 54934 | Keystone Landfill | PA | Lackawanna | NO 5 | IC | OP | 0.8 | 0.7 | 0.7 |  | 3 | 1996 | LFG |  | N | N | N | IPP Non-CHP |  |  |  |  | N | [57 empty] | GAS | [39 empty] | 1.1659 | 0.0016829 | 10.4
10230 | Keystone Recovery Inc | 54934 | Keystone Landfill | PA | Lackawanna | NO 6 | IC | OP | 0.8 | 0.7 | 0.7 |  | 3 | 1996 | LFG |  | N | N | N | IPP Non-CHP |  |  |  |  | N | [57 empty] | GAS | [39 empty] | 1.1659 | 0.0016829 | 10.4
10230 | Keystone Recovery Inc | 54934 | Keystone Landfill | PA | Lackawanna | NO 7 | IC | OP | 0.8 | 0.7 | 0.7 |  | 3 | 1996 | LFG |  | N | N | N | IPP Non-CHP |  |  |  |  | N | [57 empty] | GAS | [39 empty] | 1.1659 | 0.0016829 | 10.4
10260 | City of Kimball | 2248 | Kimball | NE | Kimball | 1 | IC | OP | 1 | 0.7 | 0.8 |  | 9 | 1956 | NG | DFO | N | Y | N | Electric Utility |  |  |  |  | N | [57 empty] | GAS | [39 empty] | 1.1659 | 0.0016829 | 10.4
10260 | City of Kimball | 2248 | Kimball | NE | Kimball | 2 | IC | OP | 1 | 0.7 | 0.8 |  | 9 | 1955 | NG | DFO | N | Y | N | Electric Utility |  |  |  |  | N | [57 empty] | GAS | [39 empty] | 1.1659 | 0.0016829 | 10.4
10260 | City of Kimball | 2248 | Kimball | NE | Kimball | 3 | IC | OP | 1.3 | 1 | 1.1 |  | 9 | 1959 | NG | DFO | N | Y | N | Electric Utility |  |  |  |  | N | [57 empty] | GAS | [39 empty] | 1.1659 | 0.0016829 | 10.4
10260 | City of Kimball | 2248 | Kimball | NE | Kimball | 4 | IC | OP | 1.3 | 1 | 1.1 |  | 9 | 1960 | NG | DFO | N | Y | N | Electric Utility |  |  |  |  | N | [57 empty] | GAS | [39 empty] | 1.1659 | 0.0016829 | 10.4
10260 | City of Kimball | 2248 | Kimball | NE | Kimball | 5 | IC | OP | 1.1 | 0.6 | 0.6 |  | 1 | 1944 | NG | DFO | N | Y | N | Electric Utility |  |  |  |  | N | [57 empty] | GAS | [39 empty] | 1.1659 | 0.0016829 | 10.4
10260 | City of Kimball | 2248 | Kimball | NE | Kimball | 6 | IC | OP | 3.9 | 3.6 | 3.7 |  | 9 | 1974 | NG | DFO | N | Y | N | Electric Utility |  |  |  |  | N | [57 empty] | GAS | [39 empty] | 1.1659 | 0.0016829 | 10.4
10273 | Kimberly-Clark Corp | 50410 | Chester Operations | PA | Delaware | 5 | ST | OP | 67 | 67 | 67 |  | 5 | 1986 | WC | PC | N | Y | Y | Industrial CHP |  |  |  |  | N | Y | Y | [38 empty] | OP | BP |  |  | 19.8 | 0.1 | 0.3 | 6.5 | 0.1 |  | 99.7 | 10 | 300000 |  |  |  |  | COAL | PA | Kimberly-Clark Tissue Company | 50410 | 35 | 2010 |  | SIPNOX | 7094 | 12 |  | 3748558.5 |  | 0.0748 | 202.587 |  | 5497586.975 | 3 |  | Delaware | Pulp & Paper Mill | 2621 | Paper Mills Exc Building Paper | 39.8439 | -75.3575 | Kimberly-Clark Tissue Company (Owner/Operator) |  |  | Operating | Circulating fluidized bed boiler | Coal | Residual Oil, Pipeline Natural Gas | Fluidized Bed Limestone Injection |  | Baghouse | 1200 | 10.4 | COAL | 115.3846 | 138.9208 | 0.0748 | 0.36785 | 11.4375
10277 | Kinsley's Landfill Inc | 10045 | Kinsleys Landfill | NJ | GLOUCESTER | 11 | IC | OP | 0.5 | 0.5 | 0.5 |  | 7 | 1985 | LFG |  | N | Y | N | IPP Non-CHP |  |  |  |  | N | [57 empty] | GAS | [39 empty] | 1.1659 | 0.0016829 | 10.4
10277 | Kinsley's Landfill Inc | 10045 | Kinsleys Landfill | NJ | GLOUCESTER | 12 | IC | OP | 0.5 | 0.5 | 0.5 |  | 7 | 1985 | LFG |  | N | Y | N | IPP Non-CHP |  |  |  |  | N | [57 empty] | GAS | [39 empty] | 1.1659 | 0.0016829 | 10.4
10277 | Kinsley's Landfill Inc | 10045 | Kinsleys Landfill | NJ | GLOUCESTER | 13 | IC | OP | 0.5 | 0.5 | 0.5 |  | 7 | 1985 | LFG |  | N | Y | N | IPP Non-CHP |  |  |  |  | N | [57 empty] | GAS | [39 empty] | 1.1659 | 0.0016829 | 10.4
10277 | Kinsley's Landfill Inc | 10045 | Kinsleys Landfill | NJ | GLOUCESTER | 14 | IC | OP | 0.5 | 0.5 | 0.5 |  | 7 | 1985 | LFG |  | N | Y | N | IPP Non-CHP |  |  |  |  | N | [57 empty] | GAS | [39 empty] | 1.1659 | 0.0016829 | 10.4
10320 | City of Kingfisher | 2986 | Kingfisher | OK | Kingfisher | 3 | IC | OP | 2.8 | 2.9 | 2.9 |  | 1 | 1965 | NG | DFO | N | Y | N | Electric Utility |  |  |  |  | N | [57 empty] | GAS | [39 empty] | 1.1659 | 0.0016829 | 10.4
10320 | City of Kingfisher | 2986 | Kingfisher | OK | Kingfisher | 4 | IC | OP | 1.3 | 1.2 | 1.2 |  | 1 | 1959 | NG | DFO | N | Y | N | Electric Utility |  |  |  |  | N | [57 empty] | GAS | [39 empty] | 1.1659 | 0.0016829 | 10.4
10320 | City of Kingfisher | 2986 | Kingfisher | OK | Kingfisher | 5 | IC | OP | 3.1 | 3 | 3 |  | 1 | 1970 | NG | DFO | N | Y | N | Electric Utility |  |  |  |  | N | [57 empty] | GAS | [39 empty] | 1.1659 | 0.0016829 | 10.4
10320 | City of Kingfisher | 2986 | Kingfisher | OK | Kingfisher | IC1 | IC | OP | 1.1 | 1 | 1 |  | 1 | 1954 | NG | DFO | N | Y | N | Electric Utility |  |  |  |  | N | [57 empty] | GAS | [39 empty] | 1.1659 | 0.0016829 | 10.4
10320 | City of Kingfisher | 2986 | Kingfisher | OK | Kingfisher | IC2 | IC | OP | 0.8 | 0.6 | 0.6 |  | 1 | 1954 | NG | DFO | N | Y | N | Electric Utility |  |  |  |  | N | [57 empty] | GAS | [39 empty] | 1.1659 | 0.0016829 | 10.4
10321 | City of Kingman - (KS) | 1296 | Kingman Municipal Power and Light Plant | KS | KINGMAN | 2 | IC | OP | 2.2 | 1.9 | 2 |  | 4 | 1962 | NG | DFO | Y | Y | N | Electric Utility |  |  |  |  | N | [57 empty] | GAS | [39 empty] | 1.1659 | 0.0016829 | 10.4
10321 | City of Kingman - (KS) | 1296 | Kingman Municipal Power and Light Plant | KS | KINGMAN | 4 | IC | OP | 2.2 | 1.9 | 2 |  | 6 | 1977 | NG | DFO | Y | Y | N | Electric Utility |  |  |  |  | N | [57 empty] | GAS | [39 empty] | 1.1659 | 0.0016829 | 10.4
10321 | City of Kingman - (KS) | 1296 | Kingman Municipal Power and Light Plant | KS | KINGMAN | 6 | IC | OP | 3.5 | 3.4 | 3.4 |  | 9 | 1969 | NG | DFO | Y | Y | N | Electric Utility |  |  |  |  | N | [57 empty] | GAS | [39 empty] | 1.1659 | 0.0016829 | 10.4
10321 | City of Kingman - (KS) | 1296 | Kingman Municipal Power and Light Plant | KS | KINGMAN | 7 | IC | OP | 2.4 | 2.1 | 2.1 |  | 11 | 1979 | NG | DFO | Y | Y | N | Electric Utility |  |  |  |  | N | [57 empty] | GAS | [39 empty] | 1.1659 | 0.0016829 | 10.4
10321 | City of Kingman - (KS) | 1296 | Kingman Municipal Power and Light Plant | KS | KINGMAN | 8 | IC | OP | 2.5 | 2.4 | 2.4 |  | 6 | 1984 | NG | DFO | Y | Y | N | Electric Utility |  |  |  |  | N | [57 empty] | GAS | [39 empty] | 1.1659 | 0.0016829 | 10.4
10321 | City of Kingman - (KS) | 1296 | Kingman Municipal Power and Light Plant | KS | KINGMAN | 9 | IC | OP | 6.3 | 6.3 | 6.3 |  | 12 | 1993 | NG | DFO | Y | Y | N | Electric Utility |  |  |  |  | N | [57 empty] | GAS | [39 empty] | 1.1659 | 0.0016829 | 10.4
10325 | Kings River Conservation Dist | 7907 | Pine Flat | CA | Fresno | 1 | HY | OP | 55 | 55 | 55 |  | 1 | 1984 | WAT |  | N | Y | N | Electric Utility | [62 empty] | N/A | [39 empty] | 0 | 0 | 10.4
10325 | Kings River Conservation Dist | 7907 | Pine Flat | CA | Fresno | 2 | HY | OP | 55 | 55 | 55 |  | 1 | 1984 | WAT |  | N | Y | N | Electric Utility | [62 empty] | N/A | [39 empty] | 0 | 0 | 10.4
10325 | Kings River Conservation Dist | 7907 | Pine Flat | CA | Fresno | 3 | HY | OP | 55 | 55 | 55 |  | 4 | 1984 | WAT |  | N | Y | N | Electric Utility | [62 empty] | N/A | [39 empty] | 0 | 0 | 10.4
10325 | Kings River Conservation Dist | 56239 | Kings River | CA | FRESNO | GT-1 | GT | OP | 60.5 | 54.5 | 54.5 |  | 9 | 2005 | NG |  | N | Y | N | Electric Utility |  |  |  |  | N | [57 empty] | GAS | CA | Kings River Conservation District Malaga | 56239 | GT-1 | 2010 |  | ARP | 392.35 | 12 | 17599.87 |  | 0.051 | 0.0255 | 0.833 | 10045.339 | 169037.945 | 9 | Western Electricity Coordinating Council | Fresno | Electric Utility |  |  | 36.6894 | -119.7399 | Wood Group Power Operations, Inc. (Operator) Kings River Conservation District (Owner) | Phase 2 |  | Operating | Combustion turbine | Pipeline Natural Gas |  |  | Selective Catalytic Reduction |  | 480 | 9.5449 | GAS | 50 | 1955 | 0.0255 | 0.000603 | 9.5449
10325 | Kings River Conservation Dist | 56239 | Kings River | CA | FRESNO | GT-2 | GT | OP | 60.5 | 54.5 | 54.5 |  | 9 | 2005 | NG |  | N | Y | N | Electric Utility |  |  |  |  | N | [57 empty] | GAS | CA | Kings River Conservation District Malaga | 56239 | GT-2 | 2010 |  | ARP | 405.16 | 12 | 17974.72 |  | 0.052 | 0.0253 | 0.884 | 10249.688 | 172462.66 | 9 | Western Electricity Coordinating Council | Fresno | Electric Utility |  |  | 36.6894 | -119.7399 | Wood Group Power Operations, Inc. (Operator) Kings River Conservation District (Owner) | Phase 2 |  | Operating | Combustion turbine | Pipeline Natural Gas |  |  | Selective Catalytic Reduction |  | 480 | 9.5311 | GAS | 49 | 1943.8776 | 0.0253 | 0.000603 | 9.5311
10337 | KES Kingsburg LP | 10405 | Kingsburg Cogen | CA | Fresno | GEN1 | CT | OP | 23.1 | 22 | 23 |  | 12 | 1990 | NG |  | N | Y | Y | IPP CHP |  |  |  |  | N | [57 empty] | GAS | [39 empty] | 0.098981 | 0.0010628 | 12.2468
10337 | KES Kingsburg LP | 10405 | Kingsburg Cogen | CA | Fresno | GEN2 | CA | OP | 13.1 | 11.8 | 11.8 |  | 12 | 1990 | NG |  | N | Y | Y | IPP CHP |  |  |  |  | N | [57 empty] | GAS | [39 empty] | 0 | 0 | 10.4
10347 | Kinneytown Hydro Co Inc | 54385 | Kinneytown New Old | CT | New Haven | GEN1 | HY | OP | 0.8 | 0.8 | 0.7 |  | 11 | 1986 | WAT |  | N | Y | N | IPP Non-CHP |  |  |  |  | N | [57 empty] | N/A | [39 empty] | 0 | 0 | 10.4
10347 | Kinneytown Hydro Co Inc | 54385 | Kinneytown New Old | CT | New Haven | GEN2 | HY | OP | 1.5 | 1.4 | 1.4 |  | 1 | 1995 | WAT |  | N | Y | N | IPP Non-CHP |  |  |  |  | N | [57 empty] | N/A | [39 empty] | 0 | 0 | 10.4
10349 | KIAC Partners | 54114 | Kennedy International Airport Cogen | NY | Queens | GEN1 | CT | OP | 47.1 | 48.9 | 49.7 |  | 12 | 1994 | NG | DFO | Y | Y | Y | IPP CHP |  |  |  |  | N | [57 empty] | GAS | NY | KIAC Cogeneration | 54114 | GT1 | 2010 |  | CAIRNOX, CAIROS, CAIRSO2, RGGI | 6555.76 | 12 | 286336.08 |  | 0.857 | 0.0222 | 29.518 | 169721.287 | 2855909.547 | 2 | Northeast Power Coordinating Council | Queens | Cogeneration | 4911 | Electric Services | 40.6417 | -73.7778 | Calpine Corporation (Owner/Operator) |  |  | Operating | Combined cycle | Pipeline Natural Gas | Diesel Oil |  | Water Injection Selective Catalytic Reduction |  | 718 | 9.4363 | GAS | 69 | 305.835 | 0.0222 | 0.0006 | 9.4363
10349 | KIAC Partners | 54114 | Kennedy International Airport Cogen | NY | Queens | GEN2 | CT | OP | 47.1 | 48.9 | 49.4 |  | 12 | 1994 | NG | DFO | Y | Y | Y | IPP CHP |  |  |  |  | N | [57 empty] | GAS | NY | KIAC Cogeneration | 54114 | GT2 | 2010 |  | CAIRNOX, CAIROS, CAIRSO2, RGGI | 5920.98 | 12 | 262713.31 |  | 0.771 | 0.0229 | 26.982 | 152638.772 | 2568451.092 | 2 | Northeast Power Coordinating Council | Queens | Cogeneration | 4911 | Electric Services | 40.6417 | -73.7778 | Calpine Corporation (Owner/Operator) |  |  | Operating | Combined cycle | Pipeline Natural Gas | Diesel Oil |  | Water Injection Selective Catalytic Reduction |  | 718 | 9.6283 | GAS | 66 | 331.9838 | 0.0229 | 0.0006 | 9.6283
10349 | KIAC Partners | 54114 | Kennedy International Airport Cogen | NY | Queens | GEN3 | CA | OP | 27 | 25.9 | 25 |  | 1 | 1995 | NG | DFO | Y | Y | Y | IPP CHP |  |  |  |  | N | [57 empty] | GAS | [39 empty] | 0 | 0 | 10.4
10362 | Kiowa Power Partners LLC | 55501 | Kiamichi Energy Facility | OK | Pittsburg | CTG1 | CT | OP | 183.9 | 158.2 | 172.9 |  | 4 | 2003 | NG |  | N | Y | N | IPP Non-CHP |  |  |  |  | N | [57 empty] | GAS | OK | Tenaska Kiamichi Generating Station | 55501 | CTGDB1 | 2010 |  | ARP | 3899.56 | 12 | 920829.7 |  | 1.911 | 0.0322 | 94.149 | 378552.49 | 6369897.451 | 6 |  | Pittsburg | Electric Utility | 4911 | Electric Services | 34.6831 | -95.9349 | Kiowa Power Partners, LLC (Owner/Operator) | Phase 2 |  | Operating | Combined cycle | Pipeline Natural Gas |  |  | Dry Low NOx Burners |  | 2495 | 6.9984 | GAS | 350 | -12.1457 | 0.0322 | 0.0006 | 9.4145
10362 | Kiowa Power Partners LLC | 55501 | Kiamichi Energy Facility | OK | Pittsburg | CTG2 | CT | OP | 183.9 | 158.2 | 172.9 |  | 4 | 2003 | NG |  | N | Y | N | IPP Non-CHP |  |  |  |  | N | [57 empty] | GAS | OK | Tenaska Kiamichi Generating Station | 55501 | CTGDB2 | 2010 |  | ARP | 3646.4 | 12 | 867396.08 |  | 1.801 | 0.0344 | 94.903 | 356841.832 | 6004516.705 | 6 |  | Pittsburg | Electric Utility | 4911 | Electric Services | 34.6831 | -95.9349 | Kiowa Power Partners, LLC (Owner/Operator) | Phase 2 |  | Operating | Combined cycle | Pipeline Natural Gas |  |  | Dry Low NOx Burners |  | 2495 | 6.9714 | GAS | 345 | 2.3135 | 0.0344 | 0.0006 | 9.4145
10362 | Kiowa Power Partners LLC | 55501 | Kiamichi Energy Facility | OK | Pittsburg | CTG3 | CT | OP | 183.9 | 158.2 | 172.9 |  | 4 | 2003 | NG |  | N | Y | N | IPP Non-CHP |  |  |  |  | N | [57 empty] | GAS | OK | Tenaska Kiamichi Generating Station | 55501 | CTGDB3 | 2010 |  | ARP | 3388.81 | 12 | 810627.95 |  | 1.683 | 0.0316 | 83.755 | 333319.024 | 5608724.745 | 6 |  | Pittsburg | Electric Utility | 4911 | Electric Services | 34.6831 | -95.9349 | Kiowa Power Partners, LLC (Owner/Operator) | Phase 2 |  | Operating | Combined cycle | Pipeline Natural Gas |  |  | Dry Low NOx Burners |  | 2495 | 6.9717 | GAS | 342 | 10.989 | 0.0316 | 0.0006 | 9.4145
10362 | Kiowa Power Partners LLC | 55501 | Kiamichi Energy Facility | OK | Pittsburg | CTG4 | CT | OP | 183.9 | 158.2 | 172.9 |  | 4 | 2003 | NG |  | N | Y | N | IPP Non-CHP |  |  |  |  | N | [57 empty] | GAS | OK | Tenaska Kiamichi Generating Station | 55501 | CTGDB4 | 2010 |  | ARP | 3212.25 | 12 | 774254.09 |  | 1.618 | 0.0319 | 80.286 | 320509.624 | 5393187.056 | 6 |  | Pittsburg | Electric Utility | 4911 | Electric Services | 34.6831 | -95.9349 | Kiowa Power Partners, LLC (Owner/Operator) | Phase 2 |  | Operating | Combined cycle | Pipeline Natural Gas |  |  | Dry Low NOx Burners |  | 2495 | 7.0349 | GAS | 347 | -3.4702 | 0.0319 | 0.0006 | 9.4145
10362 | Kiowa Power Partners LLC | 55501 | Kiamichi Energy Facility | OK | Pittsburg | STG1 | CA | OP | 317.2 | 272.8 | 298.2 |  | 4 | 2003 | NG |  | N | Y | N | IPP Non-CHP |  |  |  |  | N | [6 empty] | CTGDB1¦¦CTGDB2 | 2002 | 705753 | [48 empty] | GAS | [39 empty] | 0 | 0 | 10.4
10362 | Kiowa Power Partners LLC | 55501 | Kiamichi Energy Facility | OK | Pittsburg | STG2 | CA | OP | 317.2 | 272.8 | 298.2 |  | 4 | 2003 | NG |  | N | Y | N | IPP Non-CHP |  |  |  |  | N | [6 empty] | CTGDB3¦¦CTGDB4 | 2002 | 705753 | [48 empty] | GAS | [39 empty] | 0 | 0 | 10.4
10363 | Koyle Hydro Inc | 10781 | Koyle Ranch Hydroelectric Project | ID | Gooding | GEN1 | HY | OP | 0.2 | 0.2 | 0.2 |  | 12 | 1983 | WAT |  | N | Y | N | IPP Non-CHP |  |  |  |  | N | [57 empty] | N/A | [39 empty] | 0 | 0 | 10.4
10363 | Koyle Hydro Inc | 10781 | Koyle Ranch Hydroelectric Project | ID | Gooding | GEN2 | HY | OP | 0.3 | 0.3 | 0.3 |  | 12 | 1983 | WAT |  | N | Y | N | IPP Non-CHP |  |  |  |  | N | [57 empty] | N/A | [39 empty] | 0 | 0 | 10.4
10363 | Koyle Hydro Inc | 10781 | Koyle Ranch Hydroelectric Project | ID | Gooding | GEN3 | HY | OP | 0.8 | 0.8 | 0.7 |  | 12 | 1983 | WAT |  | N | Y | N | IPP Non-CHP |  |  |  |  | N | [57 empty] | N/A | [39 empty] | 0 | 0 | 10.4
10376 | Kissimmee Utility Authority | 672 | Hansel | FL | Osceola | 21 | CT | OP | 35 | 30 | 38 |  | 2 | 1983 | NG | DFO | Y | Y | N | Electric Utility |  |  |  |  | N | [57 empty] | GAS | FL | Roy E Hansel Power Plant | 672 | CT21 | 2010 |  | CAIRNOX, CAIROS, CAIRSO2 | 460.87 | 12 | 17328.07 |  | 0.062 | 0.2023 | 20.495 |  | 205646.612 | 4 |  | Osceola | Electric Utility |  |  | 28.2908 | -81.4069 | Kissimmee Utility Authority (Owner/Operator) |  |  | Operating | Combined cycle | Pipeline Natural Gas |  |  | Water Injection |  | 540.1 | 10.8784 | GAS | 50 | 342.1053 | 0.2023 | 0.000603 | 10.8784
10376 | Kissimmee Utility Authority | 672 | Hansel | FL | Osceola | 22 | CA | OP | 10 | 8 | 6 |  | 11 | 1983 | NG | DFO | N | Y | N | Electric Utility |  |  |  |  | N | [57 empty] | GAS | [39 empty] | 0 | 0 | 10.4
10376 | Kissimmee Utility Authority | 672 | Hansel | FL | Osceola | 23 | CA | OP | 10 | 8 | 6 |  | 11 | 1983 | NG | DFO | N | Y | N | Electric Utility |  |  |  |  | N | [57 empty] | GAS | [39 empty] | 0 | 0 | 10.4
10376 | Kissimmee Utility Authority | 7238 | Cane Island | FL | Osceola | 1 | GT | OP | 42 | 32 | 40 |  | 11 | 1994 | NG | DFO | Y | Y | N | Electric Utility | [62 empty] | GAS | FL | Cane Island | 7238 | **1 | 2010 |  | ARP, CAIRNOX, CAIROS, CAIRSO2 | 234.52 | 12 | 7424.89 |  | 0.025 | 0.0857 | 3.269 | 4936.415 | 83055.992 | 4 | Florida Reliability Coordinating Council | Osceola | Electric Utility |  |  | 28.2764 | -81.533 | Kissimmee Utility Authority (Owner/Operator) Florida Municipal Power Agency (Owner) | Phase 2 |  | Operating | Combustion turbine | Pipeline Natural Gas | Diesel Oil |  | Dry Low NOx Burners Water Injection |  | 435 | 9.5525 | GAS | 43 | 462.5 | 0.0857 | 0.000602 | 9.5525
10376 | Kissimmee Utility Authority | 7238 | Cane Island | FL | Osceola | 2 | CT | OP | 80 | 69 | 79 |  | 6 | 1995 | NG | DFO | Y | Y | N | Electric Utility | [62 empty] | GAS | FL | Cane Island | 7238 | 2 | 2010 |  | ARP, CAIRNOX, CAIROS, CAIRSO2 | 2099.92 | 12 | 175135.14 |  | 0.455 | 0.0386 | 24.545 | 90064.928 | 1515518.439 | 4 | Florida Reliability Coordinating Council | Osceola | Electric Utility |  |  | 28.2764 | -81.533 | Kissimmee Utility Authority (Owner/Operator) Florida Municipal Power Agency (Owner) | Phase 2 |  | Operating | Combined cycle | Pipeline Natural Gas | Diesel Oil |  | Dry Low NOx Burners Water Injection |  | 987 | 8.0967 | GAS | 122 | 1727.8481 | 0.0386 | 0.0006 | 8.0967
10376 | Kissimmee Utility Authority | 7238 | Cane Island | FL | Osceola | 2A | CA | OP | 40 | 39 | 40 |  | 6 | 1995 | NG | DFO | N | Y | N | Electric Utility | [62 empty] | GAS | [39 empty] | 0 | 0 | 10.4
10376 | Kissimmee Utility Authority | 7238 | Cane Island | FL | Osceola | 3 | CT | OP | 167.5 | 150 | 160 |  | 1 | 2002 | NG | DFO | Y | Y | N | Electric Utility | [62 empty] | GAS | FL | Cane Island | 7238 | 3 | 2010 |  | ARP, CAIRNOX, CAIROS, CAIRSO2 | 6733.28 | 12 | 1237328.52 |  | 2.793 | 0.0112 | 43.306 | 553159.368 | 9307968.433 | 4 | Florida Reliability Coordinating Council | Osceola | Electric Utility |  |  | 28.2764 | -81.533 | Kissimmee Utility Authority (Owner/Operator) Florida Municipal Power Agency (Owner) | Phase 2 |  | Operating | Combined cycle | Pipeline Natural Gas | Diesel Oil |  | Dry Low NOx Burners Water Injection Selective Catalytic Reduction |  | 2076 | 7.2858 | GAS | 264 | 1675 | 0.0112 | 0.0006 | 7.2858
10376 | Kissimmee Utility Authority | 7238 | Cane Island | FL | Osceola | 3A | CA | OP | 82.5 | 90 | 90 |  | 1 | 2002 | NG | DFO | N | Y | N | Electric Utility |  |  |  |  | N | [57 empty] | GAS | [39 empty] | 0 | 0 | 10.4
10376 | Kissimmee Utility Authority | 7238 | Cane Island | FL | Osceola | 4 | CT | OP | 180 | 160 | 180 |  | 7 | 2011 | NG |  | N | Y | N | Electric Utility |  |  |  |  | N | [57 empty] | GAS | FL | Cane Island | 7238 | 3 | 2010 |  | ARP, CAIRNOX, CAIROS, CAIRSO2 | 6733.28 | 12 | 1237328.52 |  | 2.793 | 0.0112 | 43.306 | 553159.368 | 9307968.433 | 4 | Florida Reliability Coordinating Council | Osceola | Electric Utility |  |  | 28.2764 | -81.533 | Kissimmee Utility Authority (Owner/Operator) Florida Municipal Power Agency (Owner) | Phase 2 |  | Operating | Combined cycle | Pipeline Natural Gas | Diesel Oil |  | Dry Low NOx Burners Water Injection Selective Catalytic Reduction |  | 2076 | 7.2858 | GAS | 264 | 266.6667 | 0.0112 | 0.0006 | 7.2858
10376 | Kissimmee Utility Authority | 7238 | Cane Island | FL | Osceola | 4A | CA | OP | 143.5 | 130 | 140 |  | 7 | 2011 | NG |  | N | Y | N | Electric Utility |  |  |  |  | N | [57 empty] | GAS | [39 empty] | 0 | 0 | 10.4
10393 | PUD No 1 of Klickitat County | 7832 | Roosevelt Biogas 1 | WA | Klickitat | 1 | IC | OP | 2.1 | 2.1 | 2.1 |  | 6 | 1999 | LFG |  | N | Y | N | Electric Utility |  |  |  |  | N | [57 empty] | GAS | [39 empty] | 1.1659 | 0.0016829 | 10.4
10393 | PUD No 1 of Klickitat County | 7832 | Roosevelt Biogas 1 | WA | Klickitat | 2 | IC | OP | 2.1 | 2.1 | 2.1 |  | 6 | 1999 | LFG |  | N | Y | N | Electric Utility |  |  |  |  | N | [57 empty] | GAS | [39 empty] | 1.1659 | 0.0016829 | 10.4
10393 | PUD No 1 of Klickitat County | 7832 | Roosevelt Biogas 1 | WA | Klickitat | 3 | IC | OP | 2.1 | 2.1 | 2.1 |  | 6 | 1999 | LFG |  | N | Y | N | Electric Utility |  |  |  |  | N | [57 empty] | GAS | [39 empty] | 1.1659 | 0.0016829 | 10.4
10393 | PUD No 1 of Klickitat County | 7832 | Roosevelt Biogas 1 | WA | Klickitat | 4 | IC | OP | 2.1 | 2.1 | 2.1 |  | 6 | 1999 | LFG |  | N | Y | N | Electric Utility |  |  |  |  | N | [57 empty] | GAS | [39 empty] | 1.1659 | 0.0016829 | 10.4
10393 | PUD No 1 of Klickitat County | 7832 | Roosevelt Biogas 1 | WA | Klickitat | 5 | IC | OP | 2.1 | 2.1 | 2.1 |  | 8 | 2000 | LFG |  | N | Y | N | Electric Utility |  |  |  |  | N | [57 empty] | GAS | [39 empty] | 1.1659 | 0.0016829 | 10.4
10393 | PUD No 1 of Klickitat County | 7832 | Roosevelt Biogas 1 | WA | Klickitat | 7 | CT | OP | 10 | 10 | 10 |  | 10 | 2011 | LFG |  | N | Y | N | Electric Utility |  |  |  |  | N | [57 empty] | GAS | [39 empty] | 0.000124 | 0.000124 | 10.4
10393 | PUD No 1 of Klickitat County | 7832 | Roosevelt Biogas 1 | WA | Klickitat | 8 | CT | OP | 10 | 10 | 10 |  | 10 | 2011 | LFG |  | N | Y | N | Electric Utility |  |  |  |  | N | [57 empty] | GAS | [39 empty] | 0.000124 | 0.000124 | 10.4
10393 | PUD No 1 of Klickitat County | 7832 | Roosevelt Biogas 1 | WA | Klickitat | 9 | CA | OP | 6 | 6 | 6 |  | 10 | 2011 | LFG |  | N | Y | N | Electric Utility |  |  |  |  | N | [57 empty] | GAS | [39 empty] | 0 | 0 | 10.4
10433 | Kodiak Electric Assn Inc | 71 | Terror Lake | AK | Kodiak Island | 1 | HY | OP | 11.2 | 11.2 | 11.2 |  | 12 | 1984 | WAT |  | N | Y | N | Electric Utility |  |  |  |  | N | [57 empty] | N/A | [39 empty] | 0 | 0 | 10.4
10433 | Kodiak Electric Assn Inc | 71 | Terror Lake | AK | Kodiak Island | 2 | HY | OP | 11.2 | 11.2 | 11.2 |  | 12 | 1984 | WAT |  | N | Y | N | Electric Utility |  |  |  |  | N | [57 empty] | N/A | [39 empty] | 0 | 0 | 10.4
10433 | Kodiak Electric Assn Inc | 6281 | Kodiak | AK | Kodiak Island | 1 | IC | OP | 2.5 | 2.5 | 2.5 |  | 88 | 1976 | DFO |  | N | Y | N | Electric Utility |  |  |  |  | N | [57 empty] | LIQUID | [39 empty] | 0.7385 | 0.025484 | 12.5895
10433 | Kodiak Electric Assn Inc | 6281 | Kodiak | AK | Kodiak Island | 2c | IC | OP | 4.4 | 4.4 | 4.4 |  | 6 | 2005 | DFO |  | N | Y | N | Electric Utility |  |  |  |  | N | [57 empty] | LIQUID | [39 empty] | 0.7385 | 0.025484 | 12.5895
10433 | Kodiak Electric Assn Inc | 6281 | Kodiak | AK | Kodiak Island | 3c | IC | OP | 4.4 | 4.4 | 4.4 |  | 6 | 2005 | DFO |  | N | Y | N | Electric Utility |  |  |  |  | N | [57 empty] | LIQUID | [39 empty] | 0.7385 | 0.025484 | 12.5895
10433 | Kodiak Electric Assn Inc | 6281 | Kodiak | AK | Kodiak Island | 4 | IC | OP | 7 | 7 | 7 |  | 7 | 1981 | DFO |  | N | Y | N | Electric Utility |  |  |  |  | N | [57 empty] | LIQUID | [39 empty] | 0.7385 | 0.025484 | 12.5895
10433 | Kodiak Electric Assn Inc | 6281 | Kodiak | AK | Kodiak Island | 6A | IC | OP | 2 | 2 | 2 |  | 6 | 2002 | DFO |  | N | Y | N | Electric Utility |  |  |  |  | N | [57 empty] | LIQUID | [39 empty] | 0.7385 | 0.025484 | 12.5895
10433 | Kodiak Electric Assn Inc | 6281 | Kodiak | AK | Kodiak Island | 7A | IC | OP | 2 | 2 | 2 |  | 2 | 2002 | DFO |  | N | Y | N | Electric Utility |  |  |  |  | N | [57 empty] | LIQUID | [39 empty] | 0.7385 | 0.025484 | 12.5895
10433 | Kodiak Electric Assn Inc | 7723 | Nymans Plant | AK | Kodiak Island | 1 | IC | OP | 2.5 | 2.5 | 2.5 |  | 1 | 1994 | DFO |  | N | Y | N | Electric Utility |  |  |  |  | N | [57 empty] | LIQUID | [39 empty] | 0.7385 | 0.025484 | 12.5895
10433 | Kodiak Electric Assn Inc | 7723 | Nymans Plant | AK | Kodiak Island | 2 | IC | OP | 7.5 | 7.3 | 7.4 |  | 1 | 2000 | DFO |  | N | Y | N | Electric Utility |  |  |  |  | N | [57 empty] | LIQUID | [39 empty] | 0.7385 | 0.025484 | 12.5895
10433 | Kodiak Electric Assn Inc | 57187 | Pillar Mountain Wind Project | AK | KODIAK ISLAND | 1 | WT | OP | 4.5 | 4.5 | 4.5 |  | 6 | 2009 | WND |  | N | Y | N | Electric Utility |  |  |  |  | N | [57 empty] | N/A | [39 empty] | 0 | 0 | 10.4
10451 | Kotzebue Electric Assn Inc | 6304 | Kotzebue | AK | NORTHWEST ARCTIC | 10 | IC | OP | 3 | 3 | 3 |  | 12 | 1992 | DFO |  | N | N | N | Electric Utility |  |  |  |  | N | [57 empty] | LIQUID | [39 empty] | 0.7385 | 0.025484 | 12.5895
10451 | Kotzebue Electric Assn Inc | 6304 | Kotzebue | AK | NORTHWEST ARCTIC | 10wt | WT | OP | 0.1 | 0.1 | 0.1 |  | 7 | 1999 | WND |  | N | N | N | Electric Utility |  |  |  |  | N | [57 empty] | N/A | [39 empty] | 0 | 0 | 10.4
10451 | Kotzebue Electric Assn Inc | 6304 | Kotzebue | AK | NORTHWEST ARCTIC | 11 | IC | OP | 1 | 1 | 1 |  | 7 | 1994 | DFO |  | N | N | N | Electric Utility |  |  |  |  | N | [57 empty] | LIQUID | [39 empty] | 0.7385 | 0.025484 | 12.5895
10451 | Kotzebue Electric Assn Inc | 6304 | Kotzebue | AK | NORTHWEST ARCTIC | 11wt | WT | OP | 0.1 | 0.1 | 0.1 |  | 5 | 2005 | WND |  | N | N | N | Electric Utility |  |  |  |  | N | [57 empty] | N/A | [39 empty] | 0 | 0 | 10.4
10451 | Kotzebue Electric Assn Inc | 6304 | Kotzebue | AK | NORTHWEST ARCTIC | 12 | IC | OP | 1 | 1 | 1 |  | 7 | 1994 | DFO |  | N | N | N | Electric Utility |  |  |  |  | N | [57 empty] | LIQUID | [39 empty] | 0.7385 | 0.025484 | 12.5895
10451 | Kotzebue Electric Assn Inc | 6304 | Kotzebue | AK | NORTHWEST ARCTIC | 12wt | WT | OP | 0.1 | 0.1 | 0.1 |  | 5 | 2005 | WND |  | N | N | N | Electric Utility |  |  |  |  | N | [57 empty] | N/A | [39 empty] | 0 | 0 | 10.4
10451 | Kotzebue Electric Assn Inc | 6304 | Kotzebue | AK | NORTHWEST ARCTIC | 13WT | WT | OP | 0.1 | 0.1 | 0.1 |  | 5 | 2006 | WND |  | N | N | N | Electric Utility |  |  |  |  | N | [57 empty] | N/A | [39 empty] | 0 | 0 | 10.4
10451 | Kotzebue Electric Assn Inc | 6304 | Kotzebue | AK | NORTHWEST ARCTIC | 14 | IC | OP | 2.8 | 2.5 | 2.5 |  | 7 | 1994 | DFO |  | N | N | N | Electric Utility |  |  |  |  | N | [57 empty] | LIQUID | [39 empty] | 0.7385 | 0.025484 | 12.5895
10451 | Kotzebue Electric Assn Inc | 6304 | Kotzebue | AK | NORTHWEST ARCTIC | 14wt | WT | OP | 0.1 | 0.1 | 0.1 |  | 5 | 2002 | WND |  | N | N | N | Electric Utility |  |  |  |  | N | [57 empty] | N/A | [39 empty] | 0 | 0 | 10.4
10451 | Kotzebue Electric Assn Inc | 6304 | Kotzebue | AK | NORTHWEST ARCTIC | 15 | IC | OP | 2.8 | 2.5 | 2.5 |  | 2 | 2006 | DFO |  | N | N | N | Electric Utility |  |  |  |  | N | [57 empty] | LIQUID | [39 empty] | 0.7385 | 0.025484 | 12.5895
10451 | Kotzebue Electric Assn Inc | 6304 | Kotzebue | AK | NORTHWEST ARCTIC | 15WT | WT | OP | 0.1 | 0.1 | 0.1 |  | 5 | 2006 | WND |  | N | N | N | Electric Utility |  |  |  |  | N | [57 empty] | N/A | [39 empty] | 0 | 0 | 10.4
10451 | Kotzebue Electric Assn Inc | 6304 | Kotzebue | AK | NORTHWEST ARCTIC | 16WT | WT | OP | 0.1 | 0.1 | 0.1 |  | 5 | 2006 | WND |  | N | N | N | Electric Utility |  |  |  |  | N | [57 empty] | N/A | [39 empty] | 0 | 0 | 10.4
10451 | Kotzebue Electric Assn Inc | 6304 | Kotzebue | AK | NORTHWEST ARCTIC | 17WT | WT | OP | 0.1 | 0.1 | 0.1 |  | 5 | 2006 | WND |  | N | N | N | Electric Utility | [62 empty] | N/A | [39 empty] | 0 | 0 | 10.4
10451 | Kotzebue Electric Assn Inc | 6304 | Kotzebue | AK | NORTHWEST ARCTIC | 1WT | WT | OP | 0.6 | 0.6 | 0.6 |  | 5 | 1999 | WND |  | N | N | N | Electric Utility |  |  |  |  | N | [57 empty] | N/A | [39 empty] | 0 | 0 | 10.4
10451 | Kotzebue Electric Assn Inc | 6304 | Kotzebue | AK | NORTHWEST ARCTIC | 2WT | WT | OP | 0.1 | 0.1 | 0.1 |  | 5 | 1999 | WND |  | N | N | N | Electric Utility |  |  |  |  | N | [57 empty] | N/A | [39 empty] | 0 | 0 | 10.4
10451 | Kotzebue Electric Assn Inc | 6304 | Kotzebue | AK | NORTHWEST ARCTIC | 3WT | WT | OP | 0.2 | 0.2 | 0.2 |  | 1 | 1997 | WND |  | N | N | N | Electric Utility |  |  |  |  | N | [57 empty] | N/A | [39 empty] | 0 | 0 | 10.4
10451 | Kotzebue Electric Assn Inc | 6304 | Kotzebue | AK | NORTHWEST ARCTIC | 4WT | WT | OP | 0.5 | 0.5 | 0.5 |  | 1 | 1999 | WND |  | N | N | N | Electric Utility |  |  |  |  | N | [57 empty] | N/A | [39 empty] | 0 | 0 | 10.4
10451 | Kotzebue Electric Assn Inc | 6304 | Kotzebue | AK | NORTHWEST ARCTIC | 5WT | WT | OP | 0.1 | 0.1 | 0.1 |  | 1 | 2002 | WND |  | N | N | N | Electric Utility |  |  |  |  | N | [57 empty] | N/A | [39 empty] | 0 | 0 | 10.4
10451 | Kotzebue Electric Assn Inc | 6304 | Kotzebue | AK | NORTHWEST ARCTIC | 6WT | WT | OP | 0.1 | 0.1 | 0.1 |  | 1 | 2005 | WND |  | N | N | N | Electric Utility |  |  |  |  | N | [57 empty] | N/A | [39 empty] | 0 | 0 | 10.4
10451 | Kotzebue Electric Assn Inc | 6304 | Kotzebue | AK | NORTHWEST ARCTIC | 7A | IC | OP | 1.1 | 1.1 | 1.1 |  | 8 | 1987 | DFO |  | N | N | N | Electric Utility |  |  |  |  | N | [57 empty] | LIQUID | [39 empty] | 0.7385 | 0.025484 | 12.5895
10451 | Kotzebue Electric Assn Inc | 6304 | Kotzebue | AK | NORTHWEST ARCTIC | 7WT | WT | OP | 0.3 | 0.3 | 0.3 |  | 2 | 2006 | WND |  | N | N | N | Electric Utility |  |  |  |  | N | [57 empty] | N/A | [39 empty] | 0 | 0 | 10.4
10451 | Kotzebue Electric Assn Inc | 6304 | Kotzebue | AK | NORTHWEST ARCTIC | 8WT | WT | OP | 0.1 | 0.1 | 0.1 |  | 7 | 1999 | WND |  | N | N | N | Electric Utility |  |  |  |  | N | [57 empty] | N/A | [39 empty] | 0 | 0 | 10.4
10451 | Kotzebue Electric Assn Inc | 6304 | Kotzebue | AK | NORTHWEST ARCTIC | 9wt | WT | OP | 0.1 | 0.1 | 0.1 |  | 7 | 1999 | WND |  | N | N | N | Electric Utility |  |  |  |  | N | [57 empty] | N/A | [39 empty] | 0 | 0 | 10.4
10456 | Koppers Inc - Susquehanna | 10731 | Koppers Susquehanna Plant | PA | LYCOMING | GEN1 | ST | OP | 12.5 | 12 | 12 |  | 6 | 1988 | WDS |  | N | Y | Y | IPP CHP |  |  |  |  | N | [40 empty] | OP | MC | EK | [7 empty] | 96.6 | 1.38 | 95000 |  |  |  |  | OTHER SOLID | [39 empty] | 0.1025 | 0.030589 | 14.0078
10525 | La Farge Municipal Electric Co | 4124 | La Farge | WI | Vernon | 2A | IC | OP | 1.5 | 1.5 | 1.5 |  | 10 | 1990 | DFO |  | N | Y | N | Electric Utility | [62 empty] | LIQUID | [39 empty] | 0.7385 | 0.025484 | 12.5895
10542 | La Porte City Utilities | 1156 | La Porte | IA | Black Hawk | 2 | IC | OP | 1.1 | 1.1 | 1.1 |  | 10 | 1963 | DFO |  | N | Y | N | Electric Utility |  |  |  |  | N | [57 empty] | LIQUID | [39 empty] | 0.7385 | 0.025484 | 12.5895
10542 | La Porte City Utilities | 1156 | La Porte | IA | Black Hawk | 3A | IC | OP | 1.8 | 1.7 | 1.8 |  | 12 | 2000 | DFO |  | N | Y | N | Electric Utility |  |  |  |  | N | [57 empty] | LIQUID | [39 empty] | 0.7385 | 0.025484 | 12.5895
10542 | La Porte City Utilities | 1156 | La Porte | IA | Black Hawk | 4A | IC | OP | 1.8 | 1.7 | 1.8 |  | 12 | 2000 | DFO |  | N | Y | N | Electric Utility |  |  |  |  | N | [57 empty] | LIQUID | [39 empty] | 0.7385 | 0.025484 | 12.5895
10542 | La Porte City Utilities | 1156 | La Porte | IA | Black Hawk | 5 | IC | OP | 0.8 | 0.8 | 0.8 |  | 9 | 1956 | DFO |  | N | Y | N | Electric Utility |  |  |  |  | N | [57 empty] | LIQUID | [39 empty] | 0.7385 | 0.025484 | 12.5895
10545 | Teton Operating Services LLC | 54423 | Lake Cogen Ltd | FL | Lake | GT1 | CT | OP | 57.4 | 48.5 | 48.5 |  | 7 | 1993 | NG | DFO | Y | Y | Y | IPP CHP |  |  |  |  | N | [57 empty] | GAS | FL | Lake Cogeneration | 54423 | EU003 | 2010 |  | CAIRNOX, CAIROS, CAIRSO2 | 5305.11 | 12 | 295303.07 |  | 0.774 | 0.0891 | 110.847 |  | 2556010.056 | 4 |  | Lake | Cogeneration |  |  | 28.9158 | -81.676 | Lake Cogen, Ltd (Owner/Operator) |  |  | Operating | Combined cycle | Pipeline Natural Gas | Diesel Oil |  | Water Injection |  | 590 | 8.6181 | GAS | 61 | -128.866 | 0.0891 | 0.000606 | 8.6181
10545 | Teton Operating Services LLC | 54423 | Lake Cogen Ltd | FL | Lake | GT2 | CT | OP | 69.2 | 48.5 | 48.5 |  | 7 | 1993 | NG | DFO | Y | Y | Y | IPP CHP |  |  |  |  | N | [57 empty] | GAS | FL | Lake Cogeneration | 54423 | EU003 | 2010 |  | CAIRNOX, CAIROS, CAIRSO2 | 5305.11 | 12 | 295303.07 |  | 0.774 | 0.0891 | 110.847 |  | 2556010.056 | 4 |  | Lake | Cogeneration |  |  | 28.9158 | -81.676 | Lake Cogen, Ltd (Owner/Operator) |  |  | Operating | Combined cycle | Pipeline Natural Gas | Diesel Oil |  | Water Injection |  | 590 | 8.6181 | GAS | 61 | -128.866 | 0.0891 | 0.000606 | 8.6181
10545 | Teton Operating Services LLC | 54423 | Lake Cogen Ltd | FL | Lake | ST1 | CA | OP | 31.1 | 24 | 24 |  | 7 | 1993 | NG |  | N | Y | Y | IPP CHP |  |  |  |  | N | [57 empty] | GAS | [39 empty] | 0 | 0 | 10.4
10545 | Teton Operating Services LLC | 54424 | Pasco Cogen Ltd | FL | Pasco | GT1 | CT | OP | 57.4 | 48.8 | 48.8 |  | 7 | 1993 | NG | DFO | Y | Y | Y | IPP CHP |  |  |  |  | N | [57 empty] | GAS | FL | Pasco Cogeneration | 54424 | EU001 | 2010 |  | CAIRNOX, CAIROS, CAIRSO2 | 2771.37 | 12 | 129673.44 |  | 0.648 | 0.0829 | 46.799 |  | 1163301.903 | 4 |  | Pasco | Cogeneration |  |  | 28.3744 | -82.1892 | Pasco Cogen, Ltd. (Owner/Operator) |  |  | Operating | Combined cycle | Pipeline Natural Gas | Diesel Oil |  | Water Injection |  | 517 | 8.7693 | GAS | 59 | 395.4918 | 0.0829 | 0.0011141 | 8.7693
10545 | Teton Operating Services LLC | 54424 | Pasco Cogen Ltd | FL | Pasco | GT2 | CT | OP | 57.4 | 48.8 | 48.8 |  | 7 | 1993 | NG | DFO | Y | Y | Y | IPP CHP |  |  |  |  | N | [57 empty] | GAS | FL | Pasco Cogeneration | 54424 | EU002 | 2010 |  | CAIRNOX, CAIROS, CAIRSO2 | 2750.74 | 12 | 130326.19 |  | 0.706 | 0.0851 | 47.068 |  | 1142558.649 | 4 |  | Pasco | Cogeneration |  |  | 28.3744 | -82.1892 | Pasco Cogen, Ltd. (Owner/Operator) |  |  | Operating | Combined cycle | Pipeline Natural Gas | Diesel Oil |  | Water Injection |  | 517 | 8.5734 | GAS | 60 | 385.2459 | 0.0851 | 0.0012358 | 8.5734
10545 | Teton Operating Services LLC | 54424 | Pasco Cogen Ltd | FL | Pasco | ST1 | CA | OP | 26.5 | 24 | 24 |  | 7 | 1993 | NG |  | N | Y | Y | IPP CHP |  |  |  |  | N | [57 empty] | GAS | [39 empty] | 0 | 0 | 10.4
10545 | Teton Operating Services LLC | 54658 | Auburndale Power Partners | FL | Polk | CT | CT | OP | 121.5 | 111.3 | 117 |  | 4 | 1994 | NG | DFO | Y | Y | Y | IPP CHP |  |  |  |  | N | [57 empty] | GAS | FL | Auburndale Cogeneration Facility | 54658 | 1 | 2010 |  | ARP, CAIRNOX, CAIROS, CAIRSO2 | 4940.43 | 12 | 627932.49 |  | 1.617 | 0.057 | 131.576 | 317507.833 | 5342634.593 | 4 |  | Polk | Electric Utility | 4911 | Electric Services | 28.0542 | -81.8058 | Auburndale Power Partners, LP (Owner) Teton Operating Services, LLC (Operator) | Phase 2 |  | Operating | Combined cycle | Pipeline Natural Gas | Diesel Oil |  | Water Injection Steam Injection Selective Catalytic Reduction |  | 1600 | 8.289 | GAS | 154 | -158.1197 | 0.057 | 0.000605 | 8.289
10545 | Teton Operating Services LLC | 54658 | Auburndale Power Partners | FL | Polk | ST | CA | OP | 52 | 44 | 45.1 |  | 4 | 1994 | NG | DFO | Y | Y | Y | IPP CHP |  |  |  |  | N | [57 empty] | GAS | [39 empty] | 0 | 0 | 10.4
10559 | City of La Crosse | 1297 | La Crosse | KS | Rush | 1 | IC | OP | 1.1 | 0.7 | 0.7 |  | 11 | 1962 | DFO | NG | N | Y | N | Electric Utility |  |  |  |  | N | [57 empty] | LIQUID | [39 empty] | 0.7385 | 0.025484 | 12.5895
10559 | City of La Crosse | 1297 | La Crosse | KS | Rush | 2 | IC | OP | 1.1 | 0.9 | 0.9 |  | 12 | 1964 | DFO | NG | N | Y | N | Electric Utility | [62 empty] | LIQUID | [39 empty] | 0.7385 | 0.025484 | 12.5895
10559 | City of La Crosse | 1297 | La Crosse | KS | Rush | 5 | IC | OP | 1.5 | 1.5 | 1.5 |  | 1 | 1969 | DFO | NG | N | Y | N | Electric Utility | [62 empty] | LIQUID | [39 empty] | 0.7385 | 0.025484 | 12.5895
10559 | City of La Crosse | 1297 | La Crosse | KS | Rush | 6 | IC | OP | 1.8 | 1.5 | 1.5 |  | 12 | 1975 | DFO | NG | N | Y | N | Electric Utility | [62 empty] | LIQUID | [39 empty] | 0.7385 | 0.025484 | 12.5895
10575 | Lachute Hydro Co Inc | 10752 | Lachute Hydro Lower | NY | Essex | GEN1 | HY | OP | 3.8 | 3.6 | 3.5 |  | 12 | 1987 | WAT |  | N | Y | N | IPP Non-CHP |  |  |  |  | N | [57 empty] | N/A | [39 empty] | 0 | 0 | 10.4
10575 | Lachute Hydro Co Inc | 10753 | Lachute Hydro Upper | NY | Essex | GEN1 | HY | OP | 5.2 | 4.9 | 4.8 |  | 12 | 1987 | WAT |  | N | Y | N | IPP Non-CHP |  |  |  |  | N | [57 empty] | N/A | [39 empty] | 0 | 0 | 10.4
10576 | Lake Road Generating Co LP | 55149 | Lake Road Generating Plant | CT | Windam | U1 | CS | OP | 280 | 245.8 | 281.4 |  | 3 | 2002 | NG | DFO | Y | Y | N | IPP Non-CHP |  |  |  |  | N | [57 empty] | GAS | CT | Lake Road Generating Company | 55149 | LRG1 | 2010 |  | ARP, CAIROS, RGGI | 5505.08 | 12 | 849690.1 |  | 2.748 | 0.0113 | 33.097 | 544301.157 | 9159015.892 | 1 |  | Windham | Electric Utility | 4911 | Electric Services | 41.8736 | -71.8947 | Lake Road Generating Company, LP (Owner/Operator) | Phase 2 |  | Operating | Combined cycle | Pipeline Natural Gas | Diesel Oil |  | Dry Low NOx Burners Water Injection Selective Catalytic Reduction |  | 2276 | 10.5583 | GAS | 212 | 336.3208 | 0.0113 | 0.0006 | 10.5583
10576 | Lake Road Generating Co LP | 55149 | Lake Road Generating Plant | CT | Windam | U2 | CS | OP | 280 | 251.2 | 286.8 |  | 3 | 2002 | NG | DFO | Y | Y | N | IPP Non-CHP |  |  |  |  | N | [57 empty] | GAS | CT | Lake Road Generating Company | 55149 | LRG2 | 2010 |  | ARP, CAIROS, RGGI | 5293.22 | 12 | 831134.45 |  | 3.168 | 0.0125 | 33.166 | 528766.819 | 8885451.599 | 1 |  | Windham | Electric Utility | 4911 | Electric Services | 41.8736 | -71.8947 | Lake Road Generating Company, LP (Owner/Operator) | Phase 2 |  | Operating | Combined cycle | Pipeline Natural Gas | Diesel Oil |  | Dry Low NOx Burners Water Injection Selective Catalytic Reduction |  | 2276 | 10.4878 | GAS | 215 | 333.0233 | 0.0125 | 0.000713 | 10.4878
10576 | Lake Road Generating Co LP | 55149 | Lake Road Generating Plant | CT | Windam | U3 | CS | OP | 280 | 248.2 | 277 |  | 5 | 2002 | NG | DFO | Y | Y | N | IPP Non-CHP |  |  |  |  | N | [57 empty] | GAS | CT | Lake Road Generating Company | 55149 | LRG3 | 2010 |  | ARP, CAIROS, RGGI | 5238.68 | 12 | 829023.3 |  | 2.678 | 0.0098 | 27.517 | 530546.893 | 8927590.81 | 1 |  | Windham | Electric Utility | 4911 | Electric Services | 41.8736 | -71.8947 | Lake Road Generating Company, LP (Owner/Operator) | Phase 2 |  | Operating | Combined cycle | Pipeline Natural Gas | Diesel Oil |  | Dry Low NOx Burners Water Injection Selective Catalytic Reduction |  | 2276 | 10.6138 | GAS | 208 | 334.1346 | 0.0098 | 0.0006 | 10.6138
10596 | City of Lake Crystal - (MN) | 1985 | Lake Crystal | MN | Blue Earth | 1 | IC | OP | 0.6 | 0.6 | 0.6 |  | 5 | 1952 | DFO | NG | Y | Y | N | Electric Utility |  |  |  |  | N | [57 empty] | LIQUID | [39 empty] | 0.7385 | 0.025484 | 12.5895
10596 | City of Lake Crystal - (MN) | 1985 | Lake Crystal | MN | Blue Earth | 3 | IC | OP | 2 | 2 | 2 |  | 5 | 1971 | DFO | NG | Y | Y | N | Electric Utility |  |  |  |  | N | [57 empty] | LIQUID | [39 empty] | 0.7385 | 0.025484 | 12.5895
10596 | City of Lake Crystal - (MN) | 1985 | Lake Crystal | MN | Blue Earth | 4 | IC | OP | 1.2 | 1.2 | 1.2 |  | 5 | 1955 | DFO | NG | Y | Y | N | Electric Utility |  |  |  |  | N | [57 empty] | LIQUID | [39 empty] | 0.7385 | 0.025484 | 12.5895
10596 | City of Lake Crystal - (MN) | 1985 | Lake Crystal | MN | Blue Earth | 5 | IC | OP | 2 | 2 | 2 |  | 11 | 1999 | DFO |  | N | Y | N | Electric Utility |  |  |  |  | N | [57 empty] | LIQUID | [39 empty] | 0.7385 | 0.025484 | 12.5895
10604 | Lake Lure Town of | 2773 | Lake Lure | NC | RUTHERFORD | 1 | HY | OP | 1.2 | 1.2 | 1.2 |  | 1 | 1927 | WAT |  | N | Y | N | IPP Non-CHP |  |  |  |  | N | [57 empty] | N/A | [39 empty] | 0 | 0 | 10.4
10604 | Lake Lure Town of | 2773 | Lake Lure | NC | RUTHERFORD | 2 | HY | OP | 2.4 | 2.4 | 2.4 |  | 1 | 1927 | WAT |  | N | Y | N | IPP Non-CHP |  |  |  |  | N | [57 empty] | N/A | [39 empty] | 0 | 0 | 10.4
10606 | City of Lake Mills | 1154 | Lake Mills | IA | Winnebago | 1A | IC | OP | 3 | 3 | 3 |  | 1 | 1969 | DFO | NG | Y | Y | N | Electric Utility |  |  |  |  | N | [57 empty] | LIQUID | [39 empty] | 0.7385 | 0.025484 | 12.5895
10606 | City of Lake Mills | 1154 | Lake Mills | IA | Winnebago | 4 | IC | OP | 1.3 | 1.3 | 1.3 |  | 11 | 1962 | DFO | NG | Y | Y | N | Electric Utility |  |  |  |  | N | [57 empty] | LIQUID | [39 empty] | 0.7385 | 0.025484 | 12.5895
10606 | City of Lake Mills | 1154 | Lake Mills | IA | Winnebago | 5 | IC | OP | 0.9 | 0.9 | 0.9 |  | 1 | 1956 | DFO | NG | Y | Y | N | Electric Utility |  |  |  |  | N | [57 empty] | LIQUID | [39 empty] | 0.7385 | 0.025484 | 12.5895
10606 | City of Lake Mills | 1154 | Lake Mills | IA | Winnebago | 6 | IC | OP | 5.7 | 5.7 | 5.7 |  | 3 | 1979 | DFO |  | N | Y | N | Electric Utility |  |  |  |  | N | [57 empty] | LIQUID | [39 empty] | 0.7385 | 0.025484 | 12.5895
10606 | City of Lake Mills | 1154 | Lake Mills | IA | Winnebago | 7 | IC | OP | 7.6 | 7.6 | 7.6 |  | 6 | 1999 | DFO |  | N | Y | N | Electric Utility |  |  |  |  | N | [57 empty] | LIQUID | [39 empty] | 0.7385 | 0.025484 | 12.5895
10608 | City of Lake Park - (IA) | 1153 | Lake Park | IA | Dickinson | 3 | IC | OP | 2 | 2 | 2 |  | 4 | 2005 | DFO |  | N | Y | N | Electric Utility |  |  |  |  | N | [57 empty] | LIQUID | [39 empty] | 0.7385 | 0.025484 | 12.5895
10608 | City of Lake Park - (IA) | 1153 | Lake Park | IA | Dickinson | G2 | IC | OP | 2 | 2 | 2 |  | 5 | 2005 | DFO |  | N | Y | N | Electric Utility |  |  |  |  | N | [57 empty] | LIQUID | [39 empty] | 0.7385 | 0.025484 | 12.5895
10620 | City of Lake Worth - (FL) | 673 | Tom G Smith | FL | Palm Beach | GT1 | GT | OP | 30.8 | 26 | 31 |  | 12 | 1976 | DFO |  | N | Y | N | Electric Utility |  |  |  |  | N | [57 empty] | LIQUID | FL | Tom G Smith | 673 | GT1 | 2010 |  | CAIRNOX, CAIROS, CAIRSO2 | 6 | 12 | 162 |  | 0.653 | 1.2 | 1.566 |  | 2610 | 4 | Southeastern Electric Reliability Council | Palm Beach | Electric Utility | 4911 | Electric Services | 26.6125 | -80.0678 | City of Lake Worth Utilities (Owner/Operator) |  |  | Operating | Combustion turbine | Diesel Oil |  |  |  |  | 435 | 16.1111 | LIQUID | 28 | 1946.4286 | 1.2 | 0.50038 | 16.1111
10620 | City of Lake Worth - (FL) | 673 | Tom G Smith | FL | Palm Beach | GT2 | CT | OP | 21.4 | 21 | 23 |  | 3 | 1978 | NG | DFO | Y | Y | N | Electric Utility |  |  |  |  | N | [57 empty] | GAS | FL | Tom G Smith | 673 | S-3 | 2010 |  | ARP, CAIRNOX, CAIROS, CAIRSO2 | 376.75 | 12 | 3210.25 |  | 1.903 | 0.2373 | 5.775 | 2340.575 | 38662.375 | 4 | Southeastern Electric Reliability Council | Palm Beach | Electric Utility | 4911 | Electric Services | 26.6125 | -80.0678 | City of Lake Worth Utilities (Owner/Operator) | Phase 2 |  | Operating | Dry bottom wall-fired boiler | Pipeline Natural Gas | Residual Oil |  |  |  | 357 | 9.7834 | GAS | 25 | -43.4783 | 0.2373 | 0.098442 | 9.7834
10620 | City of Lake Worth - (FL) | 673 | Tom G Smith | FL | Palm Beach | MU1 | IC | OP | 2 | 2 | 2 |  | 12 | 1965 | DFO |  | N | Y | N | Electric Utility |  |  |  |  | N | [57 empty] | LIQUID | [39 empty] | 0.7385 | 0.025484 | 12.5895
10620 | City of Lake Worth - (FL) | 673 | Tom G Smith | FL | Palm Beach | MU2 | IC | OP | 2 | 2 | 2 |  | 12 | 1965 | DFO |  | N | Y | N | Electric Utility |  |  |  |  | N | [57 empty] | LIQUID | [39 empty] | 0.7385 | 0.025484 | 12.5895
10620 | City of Lake Worth - (FL) | 673 | Tom G Smith | FL | Palm Beach | MU3 | IC | OP | 2 | 2 | 2 |  | 12 | 1965 | DFO |  | N | Y | N | Electric Utility |  |  |  |  | N | [57 empty] | LIQUID | [39 empty] | 0.7385 | 0.025484 | 12.5895
10620 | City of Lake Worth - (FL) | 673 | Tom G Smith | FL | Palm Beach | MU4 | IC | OP | 2 | 2 | 2 |  | 12 | 1965 | DFO |  | N | Y | N | Electric Utility |  |  |  |  | N | [57 empty] | LIQUID | [39 empty] | 0.7385 | 0.025484 | 12.5895
10620 | City of Lake Worth - (FL) | 673 | Tom G Smith | FL | Palm Beach | MU5 | IC | OP | 2 | 2 | 2 |  | 12 | 1965 | DFO |  | N | Y | N | Electric Utility |  |  |  |  | N | [57 empty] | LIQUID | [39 empty] | 0.7385 | 0.025484 | 12.5895
10620 | City of Lake Worth - (FL) | 673 | Tom G Smith | FL | Palm Beach | S3 | ST | OP | 26.5 | 22 | 24 |  | 11 | 1967 | NG | RFO | Y | Y | N | Electric Utility |  |  |  |  | N | [40 empty] | OP | MC |  |  |  | 0.1 |  |  | 2.3 |  | 90 | 8 | 89000 |  |  |  |  | GAS | FL | Tom G Smith | 673 | S-3 | 2010 |  | ARP, CAIRNOX, CAIROS, CAIRSO2 | 376.75 | 12 | 3210.25 |  | 1.903 | 0.2373 | 5.775 | 2340.575 | 38662.375 | 4 | Southeastern Electric Reliability Council | Palm Beach | Electric Utility | 4911 | Electric Services | 26.6125 | -80.0678 | City of Lake Worth Utilities (Owner/Operator) | Phase 2 |  | Operating | Dry bottom wall-fired boiler | Pipeline Natural Gas | Residual Oil |  |  |  | 357 | 9.7834 | GAS | 25 | 479.1667 | 0.2373 | 0.098442 | 9.7834
10620 | City of Lake Worth - (FL) | 673 | Tom G Smith | FL | Palm Beach | S5 | CA | OP | 10 | 9 | 9 |  | 3 | 1978 | NG | DFO | Y | Y | N | Electric Utility |  |  |  |  | N | [57 empty] | GAS | [39 empty] | 0 | 0 | 10.4
10622 | City of Lakefield - (MN) | 7415 | Lakefield Utilities | MN | Jackson | 5 | IC | OP | 1.2 | 1 | 1 |  | 2 | 1985 | DFO |  | N | Y | N | Electric Utility | [62 empty] | LIQUID | [39 empty] | 0.7385 | 0.025484 | 12.5895
10622 | City of Lakefield - (MN) | 7415 | Lakefield Utilities | MN | Jackson | 6 | IC | OP | 2.2 | 2 | 2 |  | 6 | 2003 | DFO |  | N | Y | N | Electric Utility | [62 empty] | LIQUID | [39 empty] | 0.7385 | 0.025484 | 12.5895
10623 | City of Lakeland | 675 | Larsen Memorial | FL | Polk | 2 | GT | OP | 11.2 | 10 | 14 |  | 11 | 1962 | NG | DFO | Y | Y | N | Electric Utility |  |  |  |  | N | [57 empty] | GAS | [39 empty] | 0.38061 | 0.0056788 | 10.5294
10623 | City of Lakeland | 675 | Larsen Memorial | FL | Polk | 3 | GT | OP | 11.2 | 9 | 13 |  | 12 | 1962 | NG | DFO | Y | Y | N | Electric Utility |  |  |  |  | N | [57 empty] | GAS | [39 empty] | 0.38061 | 0.0056788 | 10.5294
10623 | City of Lakeland | 675 | Larsen Memorial | FL | Polk | 5 | CA | OP | 25 | 29 | 31 |  | 4 | 1956 | NG |  | N | Y | N | Electric Utility |  |  |  |  | N | [57 empty] | GAS | [39 empty] | 0 | 0 | 10.4
10623 | City of Lakeland | 675 | Larsen Memorial | FL | Polk | 8 | CT | OP | 101.5 | 76 | 93 |  | 7 | 1992 | NG | DFO | Y | Y | N | Electric Utility |  |  |  |  | N | [57 empty] | GAS | FL | Charles Larsen Memorial Power Plant | 675 | **8 | 2010 |  | ARP, CAIRNOX, CAIROS, CAIRSO2 | 2113.4 | 12 | 120335.95 |  | 2.533 | 0.0511 | 43.306 | 98812.453 | 1641308.753 | 4 |  | Polk | Electric Utility | 4911 | Electric Services | 28.0797 | -81.9228 | City of Lakeland - Lakeland Electric (Owner/Operator) | Phase 2 |  | Operating | Combined cycle | Pipeline Natural Gas | Diesel Oil |  | Water Injection |  | 1055 | 12.8001 | GAS | 93 | 500 | 0.0511 | 0.0030866 | 12.8001
10623 | City of Lakeland | 676 | C D McIntosh Jr | FL | Polk | 3 | ST | OP | 363.8 | 342 | 342 |  | 9 | 1982 | BIT | PC | Y | Y | N | Electric Utility |  |  |  |  | N | Y |  | N | [6 empty] | 0.1 | 440 |  | PB | DM | OT | 1970 | 1970 | 2004 | MS | NC | [5 empty] | OP | SP |  |  |  | LS |  |  |  | Y | 1.8 | 85 | 2800 | 13447 | 90 | OP | EK |  |  | 15 | 0.1 | 1.5 | 3 | 0.8 | 2 | 99.6 | 81 | 700000 |  |  |  |  | COAL | FL | C D McIntosh Jr Power Plant | 676 | 3 | 2010 |  | ARP, CAIRNOX, CAIROS, CAIRSO2 | 5466.2 | 12 | 1537841.56 |  | 4198.463 | 0.1742 | 1339.587 | 1800808.206 | 17551738.64 | 4 |  | Polk | Electric Utility | 4911 | Electric Services | 28.0809 | -81.9256 | City of Lakeland - Lakeland Electric (Owner/Operator) | Phase 2 | Early Election | Operating | Dry bottom wall-fired boiler | Coal | Pipeline Natural Gas, Refuse | Wet Limestone | Low NOx Burner Technology (Dry Bottom only) | Electrostatic Precipitator | 3640 | 11.376 | COAL | 367 | 1963.4503 | 0.1742 | 0.47841 | 11.376
10623 | City of Lakeland | 676 | C D McIntosh Jr | FL | Polk | 5CT | CT | OP | 249 | 215 | 233 |  | 5 | 2001 | NG |  | N | Y | N | Electric Utility |  |  |  |  | N | [57 empty] | GAS | FL | C D McIntosh Jr Power Plant | 676 | 5 | 2010 |  | ARP, CAIRNOX, CAIROS, CAIRSO2 | 6130.24 | 12 | 1040404.49 |  | 3.276 | 0.0257 | 133.743 | 648966.732 | 10920127.36 | 4 |  | Polk | Electric Utility | 4911 | Electric Services | 28.0809 | -81.9256 | City of Lakeland - Lakeland Electric (Owner/Operator) | Phase 2 |  | Operating | Combined cycle | Pipeline Natural Gas | Diesel Oil |  | Selective Catalytic Reduction |  | 2407 | 10.1295 | GAS | 235 | 495.7082 | 0.0257 | 0.0006 | 10.1295
10623 | City of Lakeland | 676 | C D McIntosh Jr | FL | Polk | 5ST | CA | OP | 120 | 123 | 121 |  | 10 | 2002 | NG |  | N | Y | N | Electric Utility |  |  |  |  | N | [57 empty] | GAS | [39 empty] | 0 | 0 | 10.4
10623 | City of Lakeland | 676 | C D McIntosh Jr | FL | Polk | GT1 | GT | OP | 26.6 | 16 | 19 |  | 5 | 1973 | NG | DFO | Y | Y | N | Electric Utility |  |  |  |  | N | [57 empty] | GAS | [39 empty] | 0.2396 | 0.0039941 | 12.541
10623 | City of Lakeland | 676 | C D McIntosh Jr | FL | Polk | IC1 | IC | OP | 2.5 | 2.5 | 2.5 |  | 1 | 1970 | DFO |  | N | Y | N | Electric Utility |  |  |  |  | N | [57 empty] | LIQUID | [39 empty] | 0.7385 | 0.025484 | 12.5895
10623 | City of Lakeland | 676 | C D McIntosh Jr | FL | Polk | ST1 | ST | OP | 103.5 | 85 | 85 |  | 2 | 1971 | NG | RFO | Y | Y | N | Electric Utility |  |  |  |  | N | [9 empty] | 15 | 1.38 | 0.14 | OP | DP | NP | 1996 | 1996 | 1972 | MS | NC | [37 empty] | GAS | FL | C D McIntosh Jr Power Plant | 676 | 2 | 2010 |  | ARP, CAIRNOX, CAIROS, CAIRSO2 | 1452.17 | 12 | 69280.97 |  | 38.556 | 0.1063 | 45.771 | 39764.256 | 629685.195 | 4 |  | Polk | Electric Utility | 4911 | Electric Services | 28.0809 | -81.9256 | City of Lakeland - Lakeland Electric (Owner/Operator) | Phase 2 |  | Operating | Dry bottom wall-fired boiler | Residual Oil | Pipeline Natural Gas |  | Combustion Modification/Fuel Reburning |  | 1185 | 8.3079 | LIQUID | 109 | -491.1765 | 0.1063 | 0.12246 | 8.3079
10623 | City of Lakeland | 676 | C D McIntosh Jr | FL | Polk | ST2 | ST | OP | 126 | 106 | 106 |  | 6 | 1976 | NG | RFO | Y | Y | N | Electric Utility |  |  |  |  | N | [9 empty] | 190 | 440 |  | PH | DM | OT | 1968 | 1968 | 2004 | MS | NC | [37 empty] | GAS | FL | C D McIntosh Jr Power Plant | 676 | 2 | 2010 |  | ARP, CAIRNOX, CAIROS, CAIRSO2 | 1452.17 | 12 | 69280.97 |  | 38.556 | 0.1063 | 45.771 | 39764.256 | 629685.195 | 4 |  | Polk | Electric Utility | 4911 | Electric Services | 28.0809 | -81.9256 | City of Lakeland - Lakeland Electric (Owner/Operator) | Phase 2 |  | Operating | Dry bottom wall-fired boiler | Residual Oil | Pipeline Natural Gas |  | Combustion Modification/Fuel Reburning |  | 1185 | 8.3079 | LIQUID | 109 | 135.8491 | 0.1063 | 0.12246 | 8.3079
10623 | City of Lakeland | 7997 | Winston | FL | Polk | WD01 | IC | OP | 2.5 | 2.5 | 2.5 |  | 12 | 2001 | DFO |  | N | Y | N | Electric Utility |  |  |  |  | N | [57 empty] | LIQUID | [39 empty] | 0.7385 | 0.025484 | 12.5895
10623 | City of Lakeland | 7997 | Winston | FL | Polk | WD02 | IC | OP | 2.5 | 2.5 | 2.5 |  | 12 | 2001 | DFO |  | N | Y | N | Electric Utility |  |  |  |  | N | [57 empty] | LIQUID | [39 empty] | 0.7385 | 0.025484 | 12.5895
10623 | City of Lakeland | 7997 | Winston | FL | Polk | WD03 | IC | OP | 2.5 | 2.5 | 2.5 |  | 12 | 2001 | DFO |  | N | Y | N | Electric Utility |  |  |  |  | N | [57 empty] | LIQUID | [39 empty] | 0.7385 | 0.025484 | 12.5895
10623 | City of Lakeland | 7997 | Winston | FL | Polk | WD04 | IC | OP | 2.5 | 2.5 | 2.5 |  | 12 | 2001 | DFO |  | N | Y | N | Electric Utility |  |  |  |  | N | [57 empty] | LIQUID | [39 empty] | 0.7385 | 0.025484 | 12.5895
10623 | City of Lakeland | 676 | C D McIntosh Jr | FL | Polk | IC2 | IC | OP | 2.5 | 2.5 | 2.5 |  | 1 | 1970 | DFO |  | N | Y | N | Electric Utility |  |  |  |  | N | [57 empty] | LIQUID | [39 empty] | 0.7385 | 0.025484 | 12.5895
10623 | City of Lakeland | 7997 | Winston | FL | Polk | WD05 | IC | OP | 2.5 | 2.5 | 2.5 |  | 12 | 2001 | DFO |  | N | Y | N | Electric Utility |  |  |  |  | N | [57 empty] | LIQUID | [39 empty] | 0.7385 | 0.025484 | 12.5895
10623 | City of Lakeland | 7997 | Winston | FL | Polk | WD06 | IC | OP | 2.5 | 2.5 | 2.5 |  | 12 | 2001 | DFO |  | N | Y | N | Electric Utility |  |  |  |  | N | [57 empty] | LIQUID | [39 empty] | 0.7385 | 0.025484 | 12.5895
10623 | City of Lakeland | 7997 | Winston | FL | Polk | WD07 | IC | OP | 2.5 | 2.5 | 2.5 |  | 12 | 2001 | DFO |  | N | Y | N | Electric Utility |  |  |  |  | N | [57 empty] | LIQUID | [39 empty] | 0.7385 | 0.025484 | 12.5895
10623 | City of Lakeland | 7997 | Winston | FL | Polk | WD08 | IC | OP | 2.5 | 2.5 | 2.5 |  | 12 | 2001 | DFO |  | N | Y | N | Electric Utility |  |  |  |  | N | [57 empty] | LIQUID | [39 empty] | 0.7385 | 0.025484 | 12.5895
10623 | City of Lakeland | 7997 | Winston | FL | Polk | WD09 | IC | OP | 2.5 | 2.5 | 2.5 |  | 12 | 2001 | DFO |  | N | Y | N | Electric Utility |  |  |  |  | N | [57 empty] | LIQUID | [39 empty] | 0.7385 | 0.025484 | 12.5895
10623 | City of Lakeland | 7997 | Winston | FL | Polk | WD10 | IC | OP | 2.5 | 2.5 | 2.5 |  | 12 | 2001 | DFO |  | N | Y | N | Electric Utility |  |  |  |  | N | [57 empty] | LIQUID | [39 empty] | 0.7385 | 0.025484 | 12.5895
10623 | City of Lakeland | 7997 | Winston | FL | Polk | WD11 | IC | OP | 2.5 | 2.5 | 2.5 |  | 12 | 2001 | DFO |  | N | Y | N | Electric Utility |  |  |  |  | N | [57 empty] | LIQUID | [39 empty] | 0.7385 | 0.025484 | 12.5895
10623 | City of Lakeland | 7997 | Winston | FL | Polk | WD12 | IC | OP | 2.5 | 2.5 | 2.5 |  | 12 | 2001 | DFO |  | N | Y | N | Electric Utility |  |  |  |  | N | [57 empty] | LIQUID | [39 empty] | 0.7385 | 0.025484 | 12.5895
10623 | City of Lakeland | 7997 | Winston | FL | Polk | WD13 | IC | OP | 2.5 | 2.5 | 2.5 |  | 12 | 2001 | DFO |  | N | Y | N | Electric Utility |  |  |  |  | N | [57 empty] | LIQUID | [39 empty] | 0.7385 | 0.025484 | 12.5895
10623 | City of Lakeland | 7997 | Winston | FL | Polk | WD14 | IC | OP | 2.5 | 2.5 | 2.5 |  | 12 | 2001 | DFO |  | N | Y | N | Electric Utility |  |  |  |  | N | [57 empty] | LIQUID | [39 empty] | 0.7385 | 0.025484 | 12.5895
10623 | City of Lakeland | 7997 | Winston | FL | Polk | WD15 | IC | OP | 2.5 | 2.5 | 2.5 |  | 12 | 2001 | DFO |  | N | Y | N | Electric Utility |  |  |  |  | N | [57 empty] | LIQUID | [39 empty] | 0.7385 | 0.025484 | 12.5895
10623 | City of Lakeland | 7997 | Winston | FL | Polk | WD16 | IC | OP | 2.5 | 2.5 | 2.5 |  | 12 | 2001 | DFO |  | N | Y | N | Electric Utility |  |  |  |  | N | [57 empty] | LIQUID | [39 empty] | 0.7385 | 0.025484 | 12.5895
10623 | City of Lakeland | 7997 | Winston | FL | Polk | WD17 | IC | OP | 2.5 | 2.5 | 2.5 |  | 12 | 2001 | DFO |  | N | Y | N | Electric Utility |  |  |  |  | N | [57 empty] | LIQUID | [39 empty] | 0.7385 | 0.025484 | 12.5895
10623 | City of Lakeland | 7997 | Winston | FL | Polk | WD18 | IC | OP | 2.5 | 2.5 | 2.5 |  | 12 | 2001 | DFO |  | N | Y | N | Electric Utility |  |  |  |  | N | [57 empty] | LIQUID | [39 empty] | 0.7385 | 0.025484 | 12.5895
10623 | City of Lakeland | 7997 | Winston | FL | Polk | WD19 | IC | OP | 2.5 | 2.5 | 2.5 |  | 12 | 2001 | DFO |  | N | Y | N | Electric Utility |  |  |  |  | N | [57 empty] | LIQUID | [39 empty] | 0.7385 | 0.025484 | 12.5895
10623 | City of Lakeland | 7997 | Winston | FL | Polk | WD20 | IC | OP | 2.5 | 2.5 | 2.5 |  | 12 | 2001 | DFO |  | N | Y | N | Electric Utility |  |  |  |  | N | [57 empty] | LIQUID | [39 empty] | 0.7385 | 0.025484 | 12.5895
10628 | City of Lakin - (KS) | 7393 | Lakin Municipal | KS | Kearny | LK1 | IC | OP | 4.4 | 4.1 | 4.1 |  | 1 | 1990 | NG | DFO | Y | N | N | Electric Utility |  |  |  |  | N | [57 empty] | GAS | [39 empty] | 1.1659 | 0.0016829 | 10.4
10633 | City of Lamar - (CO) | 508 | Lamar Plant | CO | Prowers | 4 | ST | OP | 25 | 25 | 25 |  | 8 | 1972 | SUB |  | N | Y | N | Electric Utility |  |  |  |  | N |  | Y | [23 empty] | OP | DP | DP | DP | DP | LS | LS | LS | LS | N | 0.5 | 93 | 52.5 | 180000 | 100 | OP | BP | BP | MC | 4.5 | 0 | 0.4 | 0.6 |  |  | 99.8 | 10.98 | 180000 |  |  |  |  | COAL | CO | Lamar | 508 | 8 | 2010 |  | ARP | 5698 | 12 | 127816 |  | 188.838 | 0.2696 | 309.72 | 231034.4 | 2251823.025 | 8 | Western Electricity Coordinating Council | Prowers | Electric Utility |  |  | 38.0921 | -102.6148 | Lamar Utilities Board (Operator) Arkansas River Power Authority (Owner) | Phase 2 |  | Operating | Circulating fluidized bed boiler | Coal |  | Fluidized Bed Limestone Injection |  |  | 509.8 | 14.2631 | COAL | 39 | 220 | 0.2696 | 0.16772 | 14.2631
10633 | City of Lamar - (CO) | 508 | Lamar Plant | CO | Prowers | 5 | GT | OP | 4.2 | 4.2 | 4.2 |  | 2 | 2001 | NG |  | N | Y | N | Electric Utility |  |  |  |  | N | [57 empty] | GAS | [39 empty] | 0.18698 | 0.0016762 | 10.0854
10633 | City of Lamar - (CO) | 508 | Lamar Plant | CO | Prowers | 6 | ST | OP | 18.5 | 15 | 15 |  | 5 | 2009 | SUB |  | N | Y | N | Electric Utility |  |  |  |  | N |  | Y | [23 empty] | OP | DP | DP | DP | DP | LS | LS | LS | LS | N | 0.5 | 93 | 52.5 | 180000 | 100 | OP | BP | BP | MC | 4.5 | 0 | 0.4 | 0.6 |  |  | 99.8 | 10.98 | 180000 |  |  |  |  | COAL | [39 empty] | 0.15667 | 0.049752 | 11.3698
10633 | City of Lamar - (CO) | 508 | Lamar Plant | CO | Prowers | T1-T3 | WT | OP | 4.5 | 4 | 4 |  | 2 | 2004 | WND |  | N | Y | N | Electric Utility |  |  |  |  | N | [57 empty] | N/A | [39 empty] | 0 | 0 | 10.4
10633 | City of Lamar - (CO) | 508 | Lamar Plant | CO | Prowers | T4 | WT | OP | 1.5 | 1.5 | 1.5 |  | 2 | 2004 | WND |  | N | Y | N | Electric Utility |  |  |  |  | N | [57 empty] | N/A | [39 empty] | 0 | 0 | 10.4
10650 | City of Lamoni | 1155 | Lamoni Municipal Utilities | IA | Decatur | 1 | IC | OP | 2.8 | 2.7 | 2.8 |  | 6 | 1973 | DFO | NG | Y | Y | N | Electric Utility |  |  |  |  | N | [57 empty] | LIQUID | [39 empty] | 0.7385 | 0.025484 | 12.5895
10650 | City of Lamoni | 1155 | Lamoni Municipal Utilities | IA | Decatur | 2 | IC | OP | 0.2 | 0.2 | 0.2 |  | 3 | 1940 | DFO |  | N | Y | N | Electric Utility |  |  |  |  | N | [57 empty] | LIQUID | [39 empty] | 0.7385 | 0.025484 | 12.5895
10650 | City of Lamoni | 1155 | Lamoni Municipal Utilities | IA | Decatur | 3 | IC | OP | 0.3 | 0.3 | 0.3 |  | 8 | 1941 | DFO |  | N | Y | N | Electric Utility |  |  |  |  | N | [57 empty] | LIQUID | [39 empty] | 0.7385 | 0.025484 | 12.5895
10650 | City of Lamoni | 1155 | Lamoni Municipal Utilities | IA | Decatur | 4 | IC | OP | 0.6 | 0.6 | 0.6 |  | 12 | 1948 | DFO |  | N | Y | N | Electric Utility |  |  |  |  | N | [57 empty] | LIQUID | [39 empty] | 0.7385 | 0.025484 | 12.5895
10650 | City of Lamoni | 1155 | Lamoni Municipal Utilities | IA | Decatur | 5 | IC | OP | 1.1 | 1.1 | 1.1 |  | 1 | 1955 | DFO | NG | Y | Y | N | Electric Utility |  |  |  |  | N | [57 empty] | LIQUID | [39 empty] | 0.7385 | 0.025484 | 12.5895
10650 | City of Lamoni | 1155 | Lamoni Municipal Utilities | IA | Decatur | 6 | IC | OP | 0.5 | 0.5 | 0.5 |  | 2 | 1993 | DFO |  | N | Y | N | Electric Utility |  |  |  |  | N | [57 empty] | LIQUID | [39 empty] | 0.7385 | 0.025484 | 12.5895
10650 | City of Lamoni | 1155 | Lamoni Municipal Utilities | IA | Decatur | 7 | IC | OP | 2.5 | 2.3 | 2.3 |  | 5 | 2011 | DFO |  | N | Y | N | Electric Utility | [62 empty] | LIQUID | [39 empty] | 0.7385 | 0.025484 | 12.5895
10650 | City of Lamoni | 1155 | Lamoni Municipal Utilities | IA | Decatur | 8 | IC | OP | 2.5 | 2.3 | 2.3 |  | 5 | 2011 | DFO |  | N | Y | N | Electric Utility | [62 empty] | LIQUID | [39 empty] | 0.7385 | 0.025484 | 12.5895
10685 | Lanesboro Public Utility Comm | 1987 | Lanesboro | MN | Fillmore | 2 | HY | OP | 0.3 | 0.2 | 0.2 |  | 1 | 1923 | WAT |  | N | Y | N | Electric Utility |  |  |  |  | N | [57 empty] | N/A | [39 empty] | 0 | 0 | 10.4
10685 | Lanesboro Public Utility Comm | 1987 | Lanesboro | MN | Fillmore | 3 | IC | OP | 1 | 0.8 | 0.8 |  | 1 | 1928 | DFO |  | N | Y | N | Electric Utility |  |  |  |  | N | [57 empty] | LIQUID | [39 empty] | 0.7385 | 0.025484 | 12.5895
10685 | Lanesboro Public Utility Comm | 1987 | Lanesboro | MN | Fillmore | 4 | IC | OP | 2.3 | 2.1 | 2.1 |  | 6 | 2004 | DFO |  | N | Y | N | Electric Utility |  |  |  |  | N | [57 empty] | LIQUID | [39 empty] | 0.7385 | 0.025484 | 12.5895
10713 | City of Larned | 1299 | Larned | KS | Pawnee | CAT | IC | OP | 2 | 2 | 2 |  | 4 | 2004 | DFO |  | N | Y | N | Electric Utility | [62 empty] | LIQUID | [39 empty] | 0.7385 | 0.025484 | 12.5895
10713 | City of Larned | 1299 | Larned | KS | Pawnee | CAT1 | IC | OP | 2 | 2 | 2 |  | 4 | 2004 | DFO |  | N | Y | N | Electric Utility | [62 empty] | LIQUID | [39 empty] | 0.7385 | 0.025484 | 12.5895
10713 | City of Larned | 1299 | Larned | KS | Pawnee | CAT2 | IC | OP | 2 | 2 | 2 |  | 4 | 2004 | DFO |  | N | Y | N | Electric Utility | [62 empty] | LIQUID | [39 empty] | 0.7385 | 0.025484 | 12.5895
10713 | City of Larned | 1299 | Larned | KS | Pawnee | CAT3 | IC | OP | 2 | 2 | 2 |  | 4 | 2004 | DFO |  | N | Y | N | Electric Utility | [62 empty] | LIQUID | [39 empty] | 0.7385 | 0.025484 | 12.5895
10713 | City of Larned | 1299 | Larned | KS | Pawnee | CAT4 | IC | OP | 2 | 2 | 2 |  | 4 | 2004 | DFO |  | N | Y | N | Electric Utility | [62 empty] | LIQUID | [39 empty] | 0.7385 | 0.025484 | 12.5895
10713 | City of Larned | 1299 | Larned | KS | Pawnee | IC5 | IC | OP | 6.4 | 6 | 6 |  | 12 | 1976 | DFO | NG | Y | Y | N | Electric Utility | [62 empty] | LIQUID | [39 empty] | 0.7385 | 0.025484 | 12.5895
10714 | Little Falls Hydroelec Assoc | 51034 | Little Falls Hydro | NY | Herkimer | GEN1 | HY | OP | 6.5 | 3.2 | 4 |  | 1 | 1987 | WAT |  | N | Y | N | IPP Non-CHP | [62 empty] | N/A | [39 empty] | 0 | 0 | 10.4
10714 | Little Falls Hydroelec Assoc | 51034 | Little Falls Hydro | NY | Herkimer | GEN2 | HY | OP | 6.5 | 2.7 | 3.9 |  | 1 | 1987 | WAT |  | N | Y | N | IPP Non-CHP | [62 empty] | N/A | [39 empty] | 0 | 0 | 10.4
10723 | Lateral 10 Ventures | 54753 | Lateral 10 Ventures | ID | Twin Falls | GEN1 | HY | OP | 2.4 | 2.3 | 2.2 |  | 11 | 1984 | WAT |  | N | Y | N | IPP Non-CHP |  |  |  |  | N | [57 empty] | N/A | [39 empty] | 0 | 0 | 10.4
10730 | City of Las Animas - (CO) | 507 | Las Animas | CO | BENT | 1 | IC | OP | 0.3 | 0.3 | 0.3 |  | 11 | 1941 | DFO |  | N | N | N | Electric Utility | [62 empty] | LIQUID | [39 empty] | 0.7385 | 0.025484 | 12.5895
10730 | City of Las Animas - (CO) | 507 | Las Animas | CO | BENT | 2 | IC | OP | 0.3 | 0.3 | 0.3 |  | 11 | 1941 | DFO |  | N | N | N | Electric Utility | [62 empty] | LIQUID | [39 empty] | 0.7385 | 0.025484 | 12.5895
10730 | City of Las Animas - (CO) | 507 | Las Animas | CO | BENT | 4 | IC | OP | 1 | 1 | 1 |  | 1 | 1951 | DFO |  | N | N | N | Electric Utility | [62 empty] | LIQUID | [39 empty] | 0.7385 | 0.025484 | 12.5895
10730 | City of Las Animas - (CO) | 507 | Las Animas | CO | BENT | 5 | IC | OP | 1 | 1 | 1 |  | 1 | 1951 | DFO |  | N | N | N | Electric Utility | [62 empty] | LIQUID | [39 empty] | 0.7385 | 0.025484 | 12.5895
10730 | City of Las Animas - (CO) | 507 | Las Animas | CO | BENT | 6 | IC | OP | 3 | 2.5 | 2.5 |  | 3 | 1967 | DFO |  | N | N | N | Electric Utility | [62 empty] | LIQUID | [39 empty] | 0.7385 | 0.025484 | 12.5895
10755 | Lamar Power Partners LP | 55097 | Lamar Power Project | TX | Lamar | CTG1 | CT | OP | 171.7 | 150 | 170 |  | 5 | 2000 | NG |  | N | Y | N | IPP Non-CHP |  |  |  |  | N | [57 empty] | GAS | TX | Lamar Power (Paris) | 55097 | 1 | 2010 |  | ARP, CAIRNOX, CAIRSO2 | 4045.75 | 12 | 669512.36 |  | 1.867 | 0.0405 | 99.445 | 369840.25 | 6223288.304 | 6 |  | Lamar | Electric Utility | 4911 | Electric Services | 33.6314 | -95.589 | Lamar Power Partners, LP (Owner/Operator) | Phase 2 |  | Operating | Combined cycle | Pipeline Natural Gas |  |  | Dry Low NOx Burners |  | 1900 | 6.8141 | GAS | 299 | 120.5882 | 0.0405 | 0.0006 | 9.6223
10755 | Lamar Power Partners LP | 55097 | Lamar Power Project | TX | Lamar | CTG2 | CT | OP | 171.7 | 150 | 170 |  | 5 | 2000 | NG |  | N | Y | N | IPP Non-CHP |  |  |  |  | N | [57 empty] | GAS | TX | Lamar Power (Paris) | 55097 | 2 | 2010 |  | ARP, CAIRNOX, CAIRSO2 | 4128.15 | 12 | 662830.27 |  | 1.856 | 0.0362 | 87.844 | 367640.487 | 6186231.996 | 6 |  | Lamar | Electric Utility | 4911 | Electric Services | 33.6314 | -95.589 | Lamar Power Partners, LP (Owner/Operator) | Phase 2 |  | Operating | Combined cycle | Pipeline Natural Gas |  |  | Dry Low NOx Burners |  | 1900 | 6.733 | GAS | 305 | 102.9412 | 0.0362 | 0.0006 | 9.6223
10755 | Lamar Power Partners LP | 55097 | Lamar Power Project | TX | Lamar | CTG3 | CT | OP | 171.7 | 150 | 170 |  | 12 | 2000 | NG |  | N | Y | N | IPP Non-CHP |  |  |  |  | N | [57 empty] | GAS | TX | Lamar Power (Paris) | 55097 | 3 | 2010 |  | ARP, CAIRNOX, CAIRSO2 | 4191.39 | 12 | 678714.52 |  | 1.911 | 0.0436 | 110.414 | 378440.918 | 6367987.411 | 6 |  | Lamar | Electric Utility | 4911 | Electric Services | 33.6314 | -95.589 | Lamar Power Partners, LP (Owner/Operator) | Phase 2 |  | Operating | Combined cycle | Pipeline Natural Gas |  |  | Dry Low NOx Burners |  | 1900 | 6.7912 | GAS | 296 | 129.4118 | 0.0436 | 0.0006 | 9.6223
10755 | Lamar Power Partners LP | 55097 | Lamar Power Project | TX | Lamar | CTG4 | CT | OP | 171.7 | 150 | 170 |  | 12 | 2000 | NG |  | N | Y | N | IPP Non-CHP |  |  |  |  | N | [57 empty] | GAS | TX | Lamar Power (Paris) | 55097 | 4 | 2010 |  | ARP, CAIRNOX, CAIRSO2 | 4518.16 | 12 | 714903.68 |  | 2.05 | 0.039 | 106.164 | 406064.101 | 6832794.753 | 6 |  | Lamar | Electric Utility | 4911 | Electric Services | 33.6314 | -95.589 | Lamar Power Partners, LP (Owner/Operator) | Phase 2 |  | Operating | Combined cycle | Pipeline Natural Gas |  |  | Dry Low NOx Burners |  | 1900 | 6.7974 | GAS | 299 | 120.5882 | 0.039 | 0.0006 | 9.6223
10755 | Lamar Power Partners LP | 55097 | Lamar Power Project | TX | Lamar | STG1 | CA | OP | 202 | 202 | 202 |  | 5 | 2000 | NG |  | N | Y | N | IPP Non-CHP |  |  |  |  | N | [6 empty] | 2¦¦1 | 2000 | 525000 | [48 empty] | GAS | [39 empty] | 0 | 0 | 10.4
10755 | Lamar Power Partners LP | 55097 | Lamar Power Project | TX | Lamar | STG2 | CA | OP | 202 | 202 | 202 |  | 5 | 2000 | NG |  | N | Y | N | IPP Non-CHP |  |  |  |  | N | [6 empty] | 3¦¦4 | 2001 | 525000 | [48 empty] | GAS | [39 empty] | 0 | 0 | 10.4
10766 | Lavalley Lumber LLC | 50914 | Lavalley Lumber LLC | ME | York | 350 | IC | OP | 0.4 | 0.3 | 0.3 |  | 6 | 1984 | DFO |  | N | Y | N | Industrial CHP |  |  |  |  | N | [57 empty] | LIQUID | [39 empty] | 0.7385 | 0.025484 | 12.5895
10810 | LAX Airport | 10048 | Central Utilities Plant LAX | CA | Los Angeles | GEN1 | GT | OP | 4 | 3.5 | 3.5 |  | 2 | 1985 | NG |  | N | Y | Y | Commercial CHP |  |  |  |  | N | [57 empty] | GAS | [39 empty] | 0.28452 | 0.0023532 | 8.9174
10810 | LAX Airport | 10048 | Central Utilities Plant LAX | CA | Los Angeles | GEN2 | GT | OP | 4 | 3.5 | 3.5 |  | 2 | 1985 | NG |  | N | Y | Y | Commercial CHP |  |  |  |  | N | [57 empty] | GAS | [39 empty] | 0.28452 | 0.0023532 | 8.9174
10830 | City of Lebanon | 2921 | Lebanon | OH | Warren | 5 | IC | OP | 2 | 2 | 2 |  | 1 | 1955 | DFO |  | N | N | N | Electric Utility |  |  |  |  | N | [57 empty] | LIQUID | [39 empty] | 0.7385 | 0.025484 | 12.5895
10830 | City of Lebanon | 2921 | Lebanon | OH | Warren | 6 | IC | OP | 3 | 3 | 3 |  | 1 | 1961 | DFO |  | N | N | N | Electric Utility |  |  |  |  | N | [57 empty] | LIQUID | [39 empty] | 0.7385 | 0.025484 | 12.5895
10830 | City of Lebanon | 2921 | Lebanon | OH | Warren | 7 | GT | OP | 6 | 6 | 6 |  | 1 | 1966 | DFO |  | N | N | N | Electric Utility |  |  |  |  | N | [57 empty] | LIQUID | [39 empty] | 1.0932 | 0.26376 | 12.6447
10830 | City of Lebanon | 2921 | Lebanon | OH | Warren | 8 | IC | OP | 5.6 | 5.6 | 5.6 |  | 1 | 1970 | DFO |  | N | N | N | Electric Utility |  |  |  |  | N | [57 empty] | LIQUID | [39 empty] | 0.7385 | 0.025484 | 12.5895
10830 | City of Lebanon | 2921 | Lebanon | OH | Warren | 9 | GT | OP | 14 | 14 | 14 |  | 11 | 1986 | DFO |  | N | N | N | Electric Utility |  |  |  |  | N | [57 empty] | LIQUID | [39 empty] | 0.59941 | 0.11835 | 15.5394
10849 | Wyeth-Averst Lederle | 10521 | Lederle Laboratories | NY | Rockland | 3A | CA | OP | 1.5 | 1.5 | 1.5 |  | 12 | 1998 | NG | DFO | Y | Y | Y | Industrial CHP |  |  |  |  | N | [57 empty] | GAS | [39 empty] | 0 | 0 | 10.4
10849 | Wyeth-Averst Lederle | 10521 | Lederle Laboratories | NY | Rockland | GEN1 | CT | OP | 8.3 | 8.3 | 8.3 |  | 1 | 1991 | NG | DFO | Y | Y | Y | Industrial CHP |  |  |  |  | N | [57 empty] | GAS | [39 empty] | 0.22653 | 0.0016169 | 13.0133
10849 | Wyeth-Averst Lederle | 10521 | Lederle Laboratories | NY | Rockland | GEN2 | CT | OP | 8.3 | 8.3 | 8.3 |  | 1 | 1991 | NG | DFO | Y | Y | Y | Industrial CHP |  |  |  |  | N | [57 empty] | GAS | [39 empty] | 0.22653 | 0.0016169 | 13.0133
10849 | Wyeth-Averst Lederle | 10521 | Lederle Laboratories | NY | Rockland | GEN3 | CA | OP | 2.2 | 2.2 | 2.2 |  | 7 | 1990 | NG | DFO | Y | Y | Y | Industrial CHP |  |  |  |  | N | [57 empty] | GAS | [39 empty] | 0 | 0 | 10.4
10849 | Wyeth-Averst Lederle | 10521 | Lederle Laboratories | NY | Rockland | TG4 | CA | OP | 3.1 | 2 | 2 |  | 7 | 1997 | NG | DFO | Y | Y | Y | Industrial CHP |  |  |  |  | N | [57 empty] | GAS | [39 empty] | 0 | 0 | 10.4
10875 | Lee County Board-Commissioners | 52010 | Lee County Solid Waste Energy | FL | Lee | GEN1 | ST | OP | 39 | 39 | 39 |  | 9 | 1994 | MSW | WO | N | Y | N | IPP Non-CHP |  |  |  |  | N | [25 empty] | OP: OP; DP: SD; LS: LI; N: N |  | 95 | 0.147¦¦ .457 | 155000 | 100 | OP | BP | [8 empty] | 99.9 | 0.15¦¦ .46 | 155000 |  |  |  |  | OTHER SOLID | [39 empty] | 0 | 0 | 10.4
10875 | Lee County Board-Commissioners | 52010 | Lee County Solid Waste Energy | FL | Lee | GEN2 | ST | OP | 20 | 16 | 16 |  | 8 | 2007 | MSW | WO | N | Y | N | IPP Non-CHP |  |  |  |  | N | [25 empty] | OP: OP; DP: SD; LS: LI; N: N |  | 95 | 57 | 175000 | 100 | OP | BP | [8 empty] | 99.9 | 5.1 | 175000 |  |  |  |  | OTHER SOLID | [39 empty] | 0 | 0 | 10.4
10944 | PUD No 1 of Lewis County | 7427 | Cowlitz Falls | WA | Lewis | U#1 | HY | OP | 35 | 35 | 35 |  | 6 | 1994 | WAT |  | N | Y | N | Electric Utility |  |  |  |  | N | [57 empty] | N/A | [39 empty] | 0 | 0 | 10.4
10944 | PUD No 1 of Lewis County | 7427 | Cowlitz Falls | WA | Lewis | U#2 | HY | OP | 35 | 35 | 35 |  | 6 | 1994 | WAT |  | N | Y | N | Electric Utility |  |  |  |  | N | [57 empty] | N/A | [39 empty] | 0 | 0 | 10.4
10963 | Lewiston City of | 54202 | Upper Androscoggin | ME | Androscoggin | 3 | HY | OP | 0.4 | 0.5 | 0.5 |  | 4 | 1920 | WAT |  | N | Y | N | IPP Non-CHP |  |  |  |  | N | [57 empty] | N/A | [39 empty] | 0 | 0 | 10.4
11017 | City of Lincoln Center - (KS) | 1300 | Lincoln | KS | LINCOLN | 1 | IC | OP | 1.3 | 1.1 | 1.1 |  | 8 | 1964 | NG | DFO | Y | N | N | Electric Utility |  |  |  |  | N | [57 empty] | GAS | [39 empty] | 1.1659 | 0.0016829 | 10.4
11017 | City of Lincoln Center - (KS) | 1300 | Lincoln | KS | LINCOLN | 2 | IC | OP | 1.3 | 1.1 | 1.1 |  | 8 | 1964 | NG | DFO | Y | N | N | Electric Utility |  |  |  |  | N | [57 empty] | GAS | [39 empty] | 1.1659 | 0.0016829 | 10.4
11017 | City of Lincoln Center - (KS) | 1300 | Lincoln | KS | LINCOLN | 4 | IC | OP | 0.7 | 0.6 | 0.6 |  | 1 | 1958 | NG | DFO | N | N | N | Electric Utility |  |  |  |  | N | [57 empty] | GAS | [39 empty] | 1.1659 | 0.0016829 | 10.4
11017 | City of Lincoln Center - (KS) | 1300 | Lincoln | KS | LINCOLN | 5 | IC | OP | 1.3 | 1.1 | 1.1 |  | 1 | 1960 | NG | DFO | Y | N | N | Electric Utility |  |  |  |  | N | [57 empty] | GAS | [39 empty] | 1.1659 | 0.0016829 | 10.4
11017 | City of Lincoln Center - (KS) | 1300 | Lincoln | KS | LINCOLN | 6 | IC | OP | 2.5 | 2.2 | 2.2 |  | 8 | 1979 | NG | DFO | Y | N | N | Electric Utility |  |  |  |  | N | [57 empty] | GAS | [39 empty] | 1.1659 | 0.0016829 | 10.4
11017 | City of Lincoln Center - (KS) | 1300 | Lincoln | KS | LINCOLN | 7 | IC | OP | 3.5 | 3 | 3 |  | 8 | 1974 | NG | DFO | Y | N | N | Electric Utility |  |  |  |  | N | [57 empty] | GAS | [39 empty] | 1.1659 | 0.0016829 | 10.4
11018 | Lincoln Electric System | 2250 | J Street | NE | Lancaster | 1 | GT | OP | 27 | 25.4 | 33.3 |  | 2 | 1972 | NG | DFO | Y | Y | N | Electric Utility |  |  |  |  | N | [57 empty] | GAS | [39 empty] | 0.2071 | 0.0029106 | 12.9654
11018 | Lincoln Electric System | 6373 | Rokeby | NE | Lancaster | 1 | GT | OP | 72.4 | 62.1 | 65 |  | 7 | 1975 | NG | DFO | Y | Y | N | Electric Utility |  |  |  |  | N | [57 empty] | GAS | NE | Rokeby | 6373 | 2 | 2010 |  | ARP | 110.33 | 12 | 4584.25 |  | 0.053 | 0.2489 | 7.846 | 3982.782 | 66037.7 | 7 |  | Lancaster | Electric Utility | 4911 | Electric Services | 40.7316 | -96.7364 | Lincoln Electric System (Owner/Operator) | Phase 2 |  | Operating | Combustion turbine | Pipeline Natural Gas | Diesel Oil |  | Dry Low NOx Burners Water Injection |  | 882 | 12.1811 | GAS | 84 | 353.8462 | 0.2489 | 0.0016051 | 12.1811
11018 | Lincoln Electric System | 6373 | Rokeby | NE | Lancaster | 2 | GT | OP | 95.4 | 76.5 | 88.9 |  | 5 | 1997 | NG | DFO | Y | Y | N | Electric Utility |  |  |  |  | N | [57 empty] | GAS | NE | Rokeby | 6373 | 2 | 2010 |  | ARP | 110.33 | 12 | 4584.25 |  | 0.053 | 0.2489 | 7.846 | 3982.782 | 66037.7 | 7 |  | Lancaster | Electric Utility | 4911 | Electric Services | 40.7316 | -96.7364 | Lincoln Electric System (Owner/Operator) | Phase 2 |  | Operating | Combustion turbine | Pipeline Natural Gas | Diesel Oil |  | Dry Low NOx Burners Water Injection |  | 882 | 12.1811 | GAS | 84 | 1970.8333 | 0.2489 | 0.0016051 | 12.1811
11018 | Lincoln Electric System | 6373 | Rokeby | NE | Lancaster | 3 | GT | OP | 95.4 | 87.2 | 101.2 |  | 5 | 2001 | NG | DFO | Y | Y | N | Electric Utility |  |  |  |  | N | [57 empty] | GAS | NE | Rokeby | 6373 | 3 | 2010 |  | ARP | 104.89 | 12 | 6503.43 |  | 0.037 | 0.126 | 4.351 | 4686.827 | 78472.192 | 7 |  | Lancaster | Electric Utility | 4911 | Electric Services | 40.7316 | -96.7364 | Lincoln Electric System (Owner/Operator) | Phase 2 |  | Operating | Combustion turbine | Pipeline Natural Gas | Diesel Oil |  | Dry Low NOx Burners Water Injection |  | 1037 | 11.5548 | GAS | 90 | 1937.7778 | 0.126 | 0.000943 | 11.5548
11018 | Lincoln Electric System | 7887 | Terry Bundy Generating Station | NE | Lancaster | 1 | CA | OP | 27 | 23 | 22.9 |  | 8 | 2004 | NG | DFO | N | Y | N | Electric Utility |  |  |  |  | N | [57 empty] | GAS | [39 empty] | 0 | 0 | 10.4
11018 | Lincoln Electric System | 7887 | Terry Bundy Generating Station | NE | Lancaster | 2 | CT | OP | 46 | 39.9 | 48 |  | 10 | 2003 | NG | DFO | Y | Y | N | Electric Utility |  |  |  |  | N | [57 empty] | GAS | NE | Terry Bundy Generating Station | 7887 | SVGS2 | 2010 | MS2A, MS2B | ARP | 1016.85 | 12 | 45846.44 |  | 0.122 | 0.0304 | 3.983 | 22880.957 | 385025.292 | 7 |  | Lancaster | Electric Utility |  |  | 40.9108 | -96.6147 | Lincoln Electric System (Owner/Operator) | Phase 2 |  | Operating | Combined cycle | Pipeline Natural Gas | Diesel Oil |  | Water Injection Selective Catalytic Reduction |  | 461 | 7.95 | GAS | 60 | 375 | 0.0304 | 0.000634 | 7.95
11018 | Lincoln Electric System | 7887 | Terry Bundy Generating Station | NE | Lancaster | 3 | CT | OP | 46 | 40.7 | 48.4 |  | 4 | 2004 | NG | DFO | Y | Y | N | Electric Utility |  |  |  |  | N | [57 empty] | GAS | NE | Terry Bundy Generating Station | 7887 | SVGS3 | 2010 | MS3A, MS3B | ARP | 1007.08 | 12 | 45893.98 |  | 0.131 | 0.0514 | 5.96 | 22559.367 | 379376.795 | 7 |  | Lancaster | Electric Utility |  |  | 40.9108 | -96.6147 | Lincoln Electric System (Owner/Operator) | Phase 2 |  | Operating | Combined cycle | Pipeline Natural Gas | Diesel Oil |  | Water Injection Selective Catalytic Reduction |  | 461 | 7.7735 | GAS | 63 | 349.1736 | 0.0514 | 0.000691 | 7.7735
11018 | Lincoln Electric System | 7887 | Terry Bundy Generating Station | NE | Lancaster | 4 | CT | OP | 46 | 40.7 | 43.4 |  | 8 | 2003 | NG | DFO | Y | Y | N | Electric Utility |  |  |  |  | N | [57 empty] | GAS | NE | Terry Bundy Generating Station | 7887 | SVGS4 | 2010 | MS4A, MS4B | ARP | 639.97 | 12 | 23113.08 |  | 0.088 | 0.1865 | 5.587 | 13780.576 | 231543.445 | 7 |  | Lancaster | Electric Utility |  |  | 40.9108 | -96.6147 | Lincoln Electric System (Owner/Operator) | Phase 2 |  | Operating | Combustion turbine | Pipeline Natural Gas | Diesel Oil |  | Water Injection Selective Catalytic Reduction |  | 439 | 9.5803 | GAS | 50 | 423.9631 | 0.1865 | 0.00076 | 9.5803
11018 | Lincoln Electric System | 6373 | Rokeby | NE | Lancaster | BSU | IC | OP | 2.9 | 3 | 3 |  | 4 | 1997 | DFO |  | N | Y | N | Electric Utility |  |  |  |  | N | [57 empty] | LIQUID | [39 empty] | 0.7385 | 0.025484 | 12.5895
11018 | Lincoln Electric System | 7887 | Terry Bundy Generating Station | NE | Lancaster | BSU | IC | OP | 1.8 | 1.6 | 1.6 |  | 7 | 2004 | DFO |  | N | Y | N | Electric Utility |  |  |  |  | N | [57 empty] | LIQUID | [39 empty] | 0.7385 | 0.025484 | 12.5895
11018 | Lincoln Electric System | 7965 | Salt Valley Wind Plant | NE | LANCASTER | G1 | WT | OP | 0.6 | 0.6 | 0.6 |  | 12 | 1998 | WND |  | N | Y | N | Electric Utility |  |  |  |  | N | [57 empty] | N/A | [39 empty] | 0 | 0 | 10.4
11018 | Lincoln Electric System | 7965 | Salt Valley Wind Plant | NE | LANCASTER | G2 | WT | OP | 0.6 | 0.6 | 0.6 |  | 10 | 1999 | WND |  | N | Y | N | Electric Utility |  |  |  |  | N | [57 empty] | N/A | [39 empty] | 0 | 0 | 10.4
11059 | Pasadena Cogneration LP | 55047 | Pasadena Cogeneration | TX | Harris | CTG2 | CT | OP | 185 | 165 | 185 |  | 6 | 2000 | NG |  | N | Y | Y | IPP CHP |  |  |  |  | N | [57 empty] | GAS | TX | Pasadena Power Plant | 55047 | CG-2 | 2010 |  | ARP, CAIRNOX, CAIRSO2 | 3501.4 | 12 | 800331.62 |  | 1.39 | 0.0387 | 85.895 | 275434.717 | 4634667.844 | 6 |  | Harris | Cogeneration | 4911 | Electric Services | 29.7233 | -95.1769 | Pasadena Cogeneration, LP (Owner) Calpine Operating Services Company, Inc. (Operator) | Phase 2 |  | Operating | Combined cycle | Pipeline Natural Gas |  |  | Selective Catalytic Reduction |  | 1800 | 5.6509 | GAS | 317 | 143.2432 | 0.0387 | 0.0006 | 9.664
11059 | Pasadena Cogneration LP | 55047 | Pasadena Cogeneration | TX | Harris | CTG3 | CT | OP | 185 | 165 | 185 |  | 6 | 2000 | NG |  | N | Y | Y | IPP CHP |  |  |  |  | N | [57 empty] | GAS | TX | Pasadena Power Plant | 55047 | CG-3 | 2010 |  | ARP, CAIRNOX, CAIRSO2 | 4256.61 | 12 | 974060.26 |  | 1.736 | 0.0583 | 166.867 | 343815.503 | 5785354.53 | 6 |  | Harris | Cogeneration | 4911 | Electric Services | 29.7233 | -95.1769 | Pasadena Cogeneration, LP (Owner) Calpine Operating Services Company, Inc. (Operator) | Phase 2 |  | Operating | Combined cycle | Pipeline Natural Gas |  |  | Selective Catalytic Reduction |  | 1800 | 5.8131 | GAS | 323 | 127.027 | 0.0583 | 0.0006 | 9.664
11059 | Pasadena Cogneration LP | 55047 | Pasadena Cogeneration | TX | Harris | STG2 | CA | OP | 185 | 165 | 185 |  | 6 | 2000 | NG |  | N | Y | Y | IPP CHP |  |  |  |  | N | [6 empty] | STK2 | 2000 | 798656 | [48 empty] | GAS | [39 empty] | 0 | 0 | 10.4
11059 | Pasadena Cogneration LP | 55047 | Pasadena Cogeneration | TX | Harris | CTG1 | CT | OP | 175 | 155 | 175 |  | 6 | 1998 | NG |  | N | Y | Y | IPP CHP |  |  |  |  | N | N | [56 empty] | GAS | TX | Pasadena Power Plant | 55047 | CG-1 | 2010 |  | ARP, CAIRNOX, CAIRSO2 | 7189.66 | 12 | 1451439.66 |  | 2.932 | 0.0227 | 109.419 | 580723.786 | 9771895.963 | 6 |  | Harris | Cogeneration | 4911 | Electric Services | 29.7233 | -95.1769 | Pasadena Cogeneration, LP (Owner) Calpine Operating Services Company, Inc. (Operator) | Phase 2 |  | Operating | Combined cycle | Pipeline Natural Gas |  |  | Selective Catalytic Reduction |  | 1700 | 6.6219 | GAS | 269 | 231.4286 | 0.0227 | 0.0006 | 9.799
11059 | Pasadena Cogneration LP | 55047 | Pasadena Cogeneration | TX | Harris | STG1 | CA | OP | 85 | 50 | 85 |  | 6 | 1998 | NG |  | N | Y | Y | IPP CHP |  |  |  |  | N | [6 empty] | STK1 | 1998 | 78656 | [48 empty] | GAS | [39 empty] | 0 | 0 | 10.4
11068 | Little Co of Mary Hospital | 10400 | Little Company of Mary Hospital | IL | Cook | GEN1 | GT | OP | 3.8 | 3.2 | 3.8 |  | 7 | 1989 | NG |  | N | Y | Y | Commercial CHP |  |  |  |  | N | [57 empty] | GAS | [39 empty] | 0.34932 | 0.0038751 | 9.3071
11079 | Little Rock Wastewater Utility | 10050 | Fourche Creek Wastewater | AR | Pulaski | 4 | IC | OP | 1.3 | 1.3 | 1.3 |  | 12 | 2009 | OBG | NG | Y | Y | Y | Commercial CHP |  |  |  |  | N | [57 empty] | GAS | [39 empty] | 1.1659 | 0.0016829 | 10.4
11118 | Lockhart Power Co | 3275 | Lockhart | SC | Union | 2 | HY | OP | 4.2 | 4.2 | 4.2 |  | 1 | 1921 | WAT |  | N | Y | N | Electric Utility |  |  |  |  | N | [57 empty] | N/A | [39 empty] | 0 | 0 | 10.4
11118 | Lockhart Power Co | 3275 | Lockhart | SC | Union | HY1 | HY | OP | 4.2 | 4.2 | 4.2 |  | 1 | 1921 | WAT |  | N | Y | N | Electric Utility |  |  |  |  | N | [57 empty] | N/A | [39 empty] | 0 | 0 | 10.4
11118 | Lockhart Power Co | 3275 | Lockhart | SC | Union | HY3 | HY | OP | 4.2 | 4.2 | 4.2 |  | 1 | 1921 | WAT |  | N | Y | N | Electric Utility |  |  |  |  | N | [57 empty] | N/A | [39 empty] | 0 | 0 | 10.4
11118 | Lockhart Power Co | 3275 | Lockhart | SC | Union | HY4 | HY | OP | 4.2 | 4.2 | 4.2 |  | 1 | 1921 | WAT |  | N | N | N | Electric Utility |  |  |  |  | N | [57 empty] | N/A | [39 empty] | 0 | 0 | 10.4
11118 | Lockhart Power Co | 3275 | Lockhart | SC | Union | HY5 | HY | OP | 1.2 | 1.2 | 1.2 |  | 1 | 1921 | WAT |  | N | Y | N | Electric Utility |  |  |  |  | N | [57 empty] | N/A | [39 empty] | 0 | 0 | 10.4
11118 | Lockhart Power Co | 57030 | Pacolet Diesel Generation Facility | SC | SPARTANBURG | DI 1 | IC | OP | 1.8 | 1.8 | 1.8 |  | 12 | 2006 | DFO |  | N | Y | N | Electric Utility |  |  |  |  | N | [57 empty] | LIQUID | [39 empty] | 0.7385 | 0.025484 | 12.5895
11118 | Lockhart Power Co | 57030 | Pacolet Diesel Generation Facility | SC | SPARTANBURG | DI 2 | IC | OP | 1.8 | 1.8 | 1.8 |  | 12 | 2006 | DFO |  | N | Y | N | Electric Utility |  |  |  |  | N | [57 empty] | LIQUID | [39 empty] | 0.7385 | 0.025484 | 12.5895
11118 | Lockhart Power Co | 57030 | Pacolet Diesel Generation Facility | SC | SPARTANBURG | DI 3 | IC | OP | 1.8 | 1.8 | 1.8 |  | 12 | 2006 | DFO |  | N | Y | N | Electric Utility |  |  |  |  | N | [57 empty] | LIQUID | [39 empty] | 0.7385 | 0.025484 | 12.5895
11118 | Lockhart Power Co | 57885 | Wellford Renewable Energy Plant | SC | Spartanburg | LFG1 | IC | OP | 1.6 | 1.6 | 1.6 |  | 5 | 2011 | LFG |  | N | Y | N | Electric Utility |  |  |  |  | N | [57 empty] | GAS | [39 empty] | 1.1659 | 0.0016829 | 10.4
11118 | Lockhart Power Co | 57886 | City West Diesel Plant | SC | Union | DI1 | IC | OP | 1.8 | 1.8 | 1.8 |  | 6 | 2011 | DFO |  | N | Y | N | Electric Utility | [62 empty] | LIQUID | [39 empty] | 0.7385 | 0.025484 | 12.5895
11118 | Lockhart Power Co | 57886 | City West Diesel Plant | SC | Union | DI2 | IC | OP | 1.8 | 1.8 | 1.8 |  | 6 | 2011 | DFO |  | N | Y | N | Electric Utility | [62 empty] | LIQUID | [39 empty] | 0.7385 | 0.025484 | 12.5895
11118 | Lockhart Power Co | 57886 | City West Diesel Plant | SC | Union | DI3 | IC | OP | 1.8 | 1.8 | 1.8 |  | 6 | 2011 | DFO |  | N | Y | N | Electric Utility | [62 empty] | LIQUID | [39 empty] | 0.7385 | 0.025484 | 12.5895
11118 | Lockhart Power Co | 57886 | City West Diesel Plant | SC | Union | DI4 | IC | OP | 1.8 | 1.8 | 1.8 |  | 6 | 2011 | DFO |  | N | Y | N | Electric Utility | [62 empty] | LIQUID | [39 empty] | 0.7385 | 0.025484 | 12.5895
11127 | Lockport Energy Associates LP | 54041 | Lockport Energy Associates LP | NY | Niagara | GEN1 | CT | OP | 48.7 | 43 | 49 |  | 7 | 1992 | NG | DFO | Y | Y | Y | IPP CHP |  |  |  |  | N | [57 empty] | GAS | NY | Lockport | 54041 | 11854 | 2010 |  | ARP, CAIRNOX, CAIROS, CAIRSO2, RGGI | 343.75 | 12 | 11542 |  | 0.046 | 0.1773 | 12.44 | 9110.675 | 153303.225 | 2 | Northeast Power Coordinating Council | Niagara | Cogeneration |  |  | 43.1622 | -78.7453 | Lockport Energy Associates, LP (Owner/Operator) | Phase 2 |  | Operating | Combined cycle | Pipeline Natural Gas | Diesel Oil |  | Steam Injection |  | 1531 | 10.4 | GAS | 147.2115 | -1002.1586 | 0.1773 | 0.0006 | 11.1694
11127 | Lockport Energy Associates LP | 54041 | Lockport Energy Associates LP | NY | Niagara | GEN2 | CT | OP | 48.7 | 43 | 49 |  | 7 | 1992 | NG | DFO | Y | Y | Y | IPP CHP |  |  |  |  | N | [57 empty] | GAS | NY | Lockport | 54041 | 11854 | 2010 |  | ARP, CAIRNOX, CAIROS, CAIRSO2, RGGI | 343.75 | 12 | 11542 |  | 0.046 | 0.1773 | 12.44 | 9110.675 | 153303.225 | 2 | Northeast Power Coordinating Council | Niagara | Cogeneration |  |  | 43.1622 | -78.7453 | Lockport Energy Associates, LP (Owner/Operator) | Phase 2 |  | Operating | Combined cycle | Pipeline Natural Gas | Diesel Oil |  | Steam Injection |  | 1531 | 10.4 | GAS | 147.2115 | -1002.1586 | 0.1773 | 0.0006 | 11.1694
11127 | Lockport Energy Associates LP | 54041 | Lockport Energy Associates LP | NY | Niagara | GEN3 | CT | OP | 48.7 | 43 | 49 |  | 7 | 1992 | NG | DFO | Y | Y | Y | IPP CHP |  |  |  |  | N | [57 empty] | GAS | NY | Lockport | 54041 | 11854 | 2010 |  | ARP, CAIRNOX, CAIROS, CAIRSO2, RGGI | 343.75 | 12 | 11542 |  | 0.046 | 0.1773 | 12.44 | 9110.675 | 153303.225 | 2 | Northeast Power Coordinating Council | Niagara | Cogeneration |  |  | 43.1622 | -78.7453 | Lockport Energy Associates, LP (Owner/Operator) | Phase 2 |  | Operating | Combined cycle | Pipeline Natural Gas | Diesel Oil |  | Steam Injection |  | 1531 | 10.4 | GAS | 147.2115 | -1002.1586 | 0.1773 | 0.0006 | 11.1694
11127 | Lockport Energy Associates LP | 54041 | Lockport Energy Associates LP | NY | Niagara | GEN4 | CA | OP | 75.2 | 75.2 | 75.2 |  | 9 | 1992 | NG | DFO | N | Y | Y | IPP CHP |  |  |  |  | N | [57 empty] | GAS | [39 empty] | 0 | 0 | 10.4
11135 | City of Logan - (UT) | 4251 | Logan City | UT | Cache | 1 | GT | OP | 5.3 | 4.5 | 5.2 |  | 7 | 2002 | NG |  | N | Y | N | Electric Utility |  |  |  |  | N | [57 empty] | GAS | [39 empty] | 0.14873 | 0.0012507 | 10.3814
11135 | City of Logan - (UT) | 4251 | Logan City | UT | Cache | 2 | GT | OP | 5.3 | 4.5 | 5.2 |  | 7 | 2002 | NG |  | N | Y | N | Electric Utility |  |  |  |  | N | [57 empty] | GAS | [39 empty] | 0.14873 | 0.0012507 | 10.3814
11135 | City of Logan - (UT) | 4251 | Logan City | UT | Cache | 3 | GT | OP | 5.3 | 4.5 | 5.2 |  | 7 | 2002 | NG |  | N | Y | N | Electric Utility |  |  |  |  | N | [57 empty] | GAS | [39 empty] | 0.14873 | 0.0012507 | 10.3814
11135 | City of Logan - (UT) | 3675 | Hydro III | UT | Cache | HY1 | HY | OP | 0.7 | 0.7 | 0.2 |  | 12 | 1925 | WAT |  | N | Y | N | Electric Utility |  |  |  |  | N | [57 empty] | N/A | [39 empty] | 0 | 0 | 10.4
11135 | City of Logan - (UT) | 3675 | Hydro III | UT | Cache | HY2 | HY | OP | 0.7 | 0.7 | 0.2 |  | 12 | 1925 | WAT |  | N | Y | N | Electric Utility |  |  |  |  | N | [57 empty] | N/A | [39 empty] | 0 | 0 | 10.4
11135 | City of Logan - (UT) | 3675 | Hydro III | UT | Cache | HY3 | HY | OP | 0.1 | 0.1 | 0.1 |  | 1 | 1992 | WAT |  | N | Y | N | Electric Utility |  |  |  |  | N | [57 empty] | N/A | [39 empty] | 0 | 0 | 10.4
11135 | City of Logan - (UT) | 7034 | Hydro II | UT | Cache | 1 | HY | OP | 3.3 | 3.1 | 1.5 |  | 3 | 1986 | WAT |  | N | Y | N | Electric Utility |  |  |  |  | N | [57 empty] | N/A | [39 empty] | 0 | 0 | 10.4
11135 | City of Logan - (UT) | 7034 | Hydro II | UT | Cache | 2 | HY | OP | 3.3 | 3.1 | 1.5 |  | 5 | 1986 | WAT |  | N | Y | N | Electric Utility |  |  |  |  | N | [57 empty] | N/A | [39 empty] | 0 | 0 | 10.4
11142 | City of Logansport - (IN) | 1032 | Logansport | IN | Cass | 4 | ST | OP | 18 | 16.5 | 16.5 |  | 6 | 1958 | BIT |  | N | Y | N | Electric Utility |  |  |  |  | N |  |  | Y | [37 empty] | OP | EW |  |  | 5.6 |  | 0.5 | 1.5 |  |  | 99.8 | 1.09 | 76050 |  |  |  |  | COAL | [39 empty] | 0.60466 | 1.1782 | 12.5738
11142 | City of Logansport - (IN) | 1032 | Logansport | IN | Cass | 5 | ST | OP | 25 | 22 | 22 |  | 6 | 1964 | BIT |  | N | Y | N | Electric Utility |  |  |  |  | N |  |  | Y | [6 empty] | 0.1346 |  |  | PB | DH | OT | 1975 | 1975 | 2004 | MS | NC | [20 empty] | OP | EW |  |  | 5.6 |  | 0.5 | 1.5 |  |  | 99.8 | 2.18 | 101970 |  |  |  |  | COAL | [39 empty] | 0.51968 | 1.09 | 12.063
11142 | City of Logansport - (IN) | 1032 | Logansport | IN | Cass | 6 | GT | OP | 18 | 15 | 17 |  | 6 | 1969 | NG |  | N | Y | N | Electric Utility |  |  |  |  | N | [57 empty] | GAS | [39 empty] | 0.27909 | 0.0041827 | 12.0785
11161 | Loma Linda University | 10206 | Loma Linda University Cogen | CA | SAN BERNARDINO | GEN1 | CT | OP | 5.2 | 4.8 | 4.8 |  | 11 | 1989 | NG | DFO | Y | Y | Y | Commercial CHP |  |  |  |  | N | [57 empty] | GAS | [39 empty] | 0.25217 | 0.0016308 | 14.1377
11161 | Loma Linda University | 10206 | Loma Linda University Cogen | CA | SAN BERNARDINO | GEN2 | CT | OP | 5.2 | 4.8 | 4.8 |  | 11 | 1989 | NG | DFO | Y | Y | Y | Commercial CHP |  |  |  |  | N | [57 empty] | GAS | [39 empty] | 0.25217 | 0.0016308 | 14.1377
11169 | Longview Fibre Co | 54562 | Longview Fibre | WA | Cowlitz | 4 | ST | OP | 10 | 10 | 10 |  | 1 | 1949 | BLQ | NG | Y | Y | Y | Industrial CHP |  |  |  |  | N | [25 empty] | OP: OP; DP: VE; LS: CSH; N: N |  | 25 | 57¦¦ 56¦¦ 0 | 91384¦¦ 70746 | 100 | OP | EC¦¦MC¦¦MC¦¦MC¦¦EC¦¦EC¦¦MC¦¦MC¦¦EW¦¦EW¦¦EW | ¦¦WS¦¦WS¦¦WS¦¦¦¦¦¦WS¦¦WS |  |  | 0.6¦¦ 0¦¦ 0¦¦2¦¦ .6¦¦ .6¦¦ 2¦¦ 2 |  |  | 0.5¦¦ 0¦¦ 0¦¦0.7¦¦ .5¦¦ .5¦¦ .7¦¦ .7 |  | 80¦¦ 95¦¦ 95¦¦95¦¦ 70¦¦ 70¦¦ 95¦¦ 95¦¦ 97.5¦¦ 99.7¦¦ 99.9 | 4.1¦¦ 8¦¦ 8¦¦4¦¦ 7¦¦ 7¦¦11¦¦ 8¦¦ 8¦¦ 11¦¦ 11¦¦ 9¦¦ 12¦¦ 2 | 147601¦¦ 94530¦¦ 94530¦¦158477¦¦ 91384¦¦ 91384¦¦70746¦¦ 150000¦¦ 150000¦¦ 70746¦¦ 70746¦¦ 281858¦¦ 352204¦¦ 27786 |  |  |  |  | LIQUID | [39 empty] | 0.1517 | 0.049001 | 10.4
11169 | Longview Fibre Co | 54562 | Longview Fibre | WA | Cowlitz | 6 | ST | OP | 20 | 22 | 22 |  | 1 | 1958 | BLQ | NG | Y | Y | Y | Industrial CHP |  |  |  |  | N | [25 empty] | OP: OP; DP: VE; LS: CSH; N: N |  | 25 | 57¦¦ 56¦¦ 0 | 91384¦¦ 70746 | 100 | OP | EC¦¦MC¦¦MC¦¦MC¦¦EC¦¦EC¦¦MC¦¦MC¦¦EW¦¦EW¦¦EW | ¦¦WS¦¦WS¦¦WS¦¦¦¦¦¦WS¦¦WS |  |  | 0.6¦¦ 0¦¦ 0¦¦2¦¦ .6¦¦ .6¦¦ 2¦¦ 2 |  |  | 0.5¦¦ 0¦¦ 0¦¦0.7¦¦ .5¦¦ .5¦¦ .7¦¦ .7 |  | 80¦¦ 95¦¦ 95¦¦95¦¦ 70¦¦ 70¦¦ 95¦¦ 95¦¦ 97.5¦¦ 99.7¦¦ 99.9 | 4.1¦¦ 8¦¦ 8¦¦4¦¦ 7¦¦ 7¦¦11¦¦ 8¦¦ 8¦¦ 11¦¦ 11¦¦ 9¦¦ 12¦¦ 2 | 147601¦¦ 94530¦¦ 94530¦¦158477¦¦ 91384¦¦ 91384¦¦70746¦¦ 150000¦¦ 150000¦¦ 70746¦¦ 70746¦¦ 281858¦¦ 352204¦¦ 27786 |  |  |  |  | LIQUID | [39 empty] | 0.1517 | 0.049001 | 10.4
11169 | Longview Fibre Co | 54562 | Longview Fibre | WA | Cowlitz | 7 | ST | OP | 25 | 25 | 25 |  | 4 | 1966 | BLQ | NG | Y | Y | Y | Industrial CHP |  |  |  |  | N | [25 empty] | OP: OP; DP: VE; LS: CSH; N: N |  | 25 | 57¦¦ 56¦¦ 0 | 91384¦¦ 70746 | 100 | OP | EC¦¦MC¦¦MC¦¦MC¦¦EC¦¦EC¦¦MC¦¦MC¦¦EW¦¦EW¦¦EW | ¦¦WS¦¦WS¦¦WS¦¦¦¦¦¦WS¦¦WS |  |  | 0.6¦¦ 0¦¦ 0¦¦2¦¦ .6¦¦ .6¦¦ 2¦¦ 2 |  |  | 0.5¦¦ 0¦¦ 0¦¦0.7¦¦ .5¦¦ .5¦¦ .7¦¦ .7 |  | 80¦¦ 95¦¦ 95¦¦95¦¦ 70¦¦ 70¦¦ 95¦¦ 95¦¦ 97.5¦¦ 99.7¦¦ 99.9 | 4.1¦¦ 8¦¦ 8¦¦4¦¦ 7¦¦ 7¦¦11¦¦ 8¦¦ 8¦¦ 11¦¦ 11¦¦ 9¦¦ 12¦¦ 2 | 147601¦¦ 94530¦¦ 94530¦¦158477¦¦ 91384¦¦ 91384¦¦70746¦¦ 150000¦¦ 150000¦¦ 70746¦¦ 70746¦¦ 281858¦¦ 352204¦¦ 27786 |  |  |  |  | LIQUID | [39 empty] | 0.1517 | 0.049001 | 10.4
11204 | Los Alamos County | 7593 | El Vado Dam | NM | Rio Arriba | 1 | HY | OP | 8 | 8 | 8 |  | 5 | 1988 | WAT |  | N | N | N | Electric Utility | [62 empty] | N/A | [39 empty] | 0 | 0 | 10.4
11204 | Los Alamos County | 7789 | Abiquiu Dam | NM | Rio Arriba | 1 | HY | OP | 6.3 | 6.9 | 6.9 |  | 4 | 1989 | WAT |  | N | N | N | Electric Utility |  |  |  |  | N | [57 empty] | N/A | [39 empty] | 0 | 0 | 10.4
11204 | Los Alamos County | 7789 | Abiquiu Dam | NM | Rio Arriba | 2 | HY | OP | 6.3 | 6.9 | 6.9 |  | 4 | 1989 | WAT |  | N | N | N | Electric Utility | [62 empty] | N/A | [39 empty] | 0 | 0 | 10.4
11204 | Los Alamos County | 7789 | Abiquiu Dam | NM | Rio Arriba | 3 | HY | OP | 3 | 3 | 3 |  | 5 | 2011 | WAT |  | N | N | N | Electric Utility |  |  |  |  | N | [57 empty] | N/A | [39 empty] | 0 | 0 | 10.4
11208 | Los Angeles Department of Water & Power | 392 | Castaic | CA | Los Angeles | 1 | PS | OP | 212.5 | 250 | 250 |  | 9 | 1973 | WAT |  | N | Y | N | Electric Utility | [62 empty] | N/A | [39 empty] | 0 | 0 | 10.4
11208 | Los Angeles Department of Water & Power | 392 | Castaic | CA | Los Angeles | 2 | PS | OP | 212.5 | 265 | 265 |  | 8 | 1974 | WAT |  | N | Y | N | Electric Utility | [62 empty] | N/A | [39 empty] | 0 | 0 | 10.4
11208 | Los Angeles Department of Water & Power | 392 | Castaic | CA | Los Angeles | 3 | PS | OP | 212.5 | 265 | 265 |  | 3 | 1977 | WAT |  | N | Y | N | Electric Utility | [62 empty] | N/A | [39 empty] | 0 | 0 | 10.4
11208 | Los Angeles Department of Water & Power | 392 | Castaic | CA | Los Angeles | 4 | PS | OP | 212.5 | 265 | 265 |  | 8 | 1977 | WAT |  | N | Y | N | Electric Utility | [62 empty] | N/A | [39 empty] | 0 | 0 | 10.4
11208 | Los Angeles Department of Water & Power | 392 | Castaic | CA | Los Angeles | 5 | PS | OP | 212.5 | 265 | 265 |  | 3 | 1978 | WAT |  | N | Y | N | Electric Utility | [62 empty] | N/A | [39 empty] | 0 | 0 | 10.4
11208 | Los Angeles Department of Water & Power | 392 | Castaic | CA | Los Angeles | 6 | PS | OP | 212.5 | 265 | 265 |  | 10 | 1978 | WAT |  | N | Y | N | Electric Utility | [62 empty] | N/A | [39 empty] | 0 | 0 | 10.4
11208 | Los Angeles Department of Water & Power | 393 | Control Gorge | CA | Inyo | 1 | HY | OP | 37.5 | 37.5 | 37.5 |  | 4 | 1952 | WAT |  | N | Y | N | Electric Utility | [62 empty] | N/A | [39 empty] | 0 | 0 | 10.4
11208 | Los Angeles Department of Water & Power | 399 | Harbor | CA | Los Angeles | 10A | CT | OP | 80 | 79.5 | 82 |  | 1 | 1994 | NG | OBG | Y | Y | Y | Electric Utility |  |  |  |  | N | [57 empty] | GAS | CA | Harbor Generating Station | 399 | **10A | 2010 |  | ARP | 1101.08 | 12 | 98536.38 |  | 0.286 | 0.0193 | 8.722 | 55259.717 | 929863.495 | 9 | Western Electricity Coordinating Council | Los Angeles | Electric Utility | 4911 | Electric Services | 33.7856 | -118.2644 | Los Angeles Dept of Water and Power (Owner/Operator) | Phase 2 |  | Operating | Combined cycle | Pipeline Natural Gas | Diesel Oil |  | Selective Catalytic Reduction |  | 875 | 8.8638 | GAS | 115 | 298.7805 | 0.0193 | 0.000615 | 8.8638
11208 | Los Angeles Department of Water & Power | 399 | Harbor | CA | Los Angeles | 10B | CT | OP | 80 | 79.5 | 82 |  | 1 | 1994 | NG | OBG | Y | Y | Y | Electric Utility |  |  |  |  | N | [57 empty] | GAS | CA | Harbor Generating Station | 399 | **10A | 2010 |  | ARP | 1101.08 | 12 | 98536.38 |  | 0.286 | 0.0193 | 8.722 | 55259.717 | 929863.495 | 9 | Western Electricity Coordinating Council | Los Angeles | Electric Utility | 4911 | Electric Services | 33.7856 | -118.2644 | Los Angeles Dept of Water and Power (Owner/Operator) | Phase 2 |  | Operating | Combined cycle | Pipeline Natural Gas | Diesel Oil |  | Selective Catalytic Reduction |  | 875 | 8.8638 | GAS | 115 | 298.7805 | 0.0193 | 0.000615 | 8.8638
11208 | Los Angeles Department of Water & Power | 399 | Harbor | CA | Los Angeles | 5 | CA | OP | 67 | 65 | 67 |  | 7 | 1949 | NG | OBG | N | Y | Y | Electric Utility |  |  |  |  | N | [57 empty] | GAS | [39 empty] | 0 | 0 | 10.4
11208 | Los Angeles Department of Water & Power | 399 | Harbor | CA | Los Angeles | GT10 | GT | OP | 60.5 | 47.4 | 47.4 |  | 1 | 2002 | NG | OBG | Y | Y | N | Electric Utility |  |  |  |  | N | [57 empty] | GAS | CA | Harbor Generating Station | 399 | 10 | 2010 |  | ARP | 182.92 | 12 | 6946.74 |  | 0.023 | 0.0274 | 0.824 | 4352.274 | 73230.083 | 9 | Western Electricity Coordinating Council | Los Angeles | Electric Utility | 4911 | Electric Services | 33.7856 | -118.2644 | Los Angeles Dept of Water and Power (Owner/Operator) | Phase 2 |  | Operating | Combustion turbine | Pipeline Natural Gas | Diesel Oil |  | Selective Catalytic Reduction |  | 500 | 9.8691 | GAS | 47 | 495.7447 | 0.0274 | 0.000628 | 9.8691
11208 | Los Angeles Department of Water & Power | 399 | Harbor | CA | Los Angeles | GT11 | GT | OP | 60.5 | 47.4 | 47.4 |  | 1 | 2002 | NG | OBG | Y | Y | N | Electric Utility |  |  |  |  | N | [57 empty] | GAS | CA | Harbor Generating Station | 399 | 11 | 2010 |  | ARP | 208.84 | 12 | 8538.58 |  | 0.031 | 0.1186 | 6.326 | 5816.022 | 97867.457 | 9 | Western Electricity Coordinating Council | Los Angeles | Electric Utility | 4911 | Electric Services | 33.7856 | -118.2644 | Los Angeles Dept of Water and Power (Owner/Operator) | Phase 2 |  | Operating | Combustion turbine | Pipeline Natural Gas | Diesel Oil |  | Selective Catalytic Reduction |  | 800 | 10.8798 | GAS | 47 | 495.7447 | 0.1186 | 0.000634 | 10.8798
11208 | Los Angeles Department of Water & Power | 399 | Harbor | CA | Los Angeles | GT12 | GT | OP | 60.5 | 47.4 | 47.4 |  | 1 | 2002 | NG | OBG | Y | Y | N | Electric Utility |  |  |  |  | N | [57 empty] | GAS | CA | Harbor Generating Station | 399 | 12 | 2010 |  | ARP | 226.63 | 12 | 8764.91 |  | 0.031 | 0.1173 | 7.171 | 5819.025 | 97917.258 | 9 | Western Electricity Coordinating Council | Los Angeles | Electric Utility | 4911 | Electric Services | 33.7856 | -118.2644 | Los Angeles Dept of Water and Power (Owner/Operator) | Phase 2 |  | Operating | Combustion turbine | Pipeline Natural Gas | Diesel Oil |  | Selective Catalytic Reduction |  | 800 | 10.5951 | GAS | 47 | 495.7447 | 0.1173 | 0.000633 | 10.5951
11208 | Los Angeles Department of Water & Power | 399 | Harbor | CA | Los Angeles | GT13 | GT | OP | 60.5 | 47.4 | 47.4 |  | 1 | 2002 | NG | OBG | Y | Y | N | Electric Utility |  |  |  |  | N | [57 empty] | GAS | CA | Harbor Generating Station | 399 | 13 | 2010 |  | ARP | 262.15 | 12 | 9930.06 |  | 0.032 | 0.1208 | 7.063 | 6127.998 | 103108.27 | 9 | Western Electricity Coordinating Council | Los Angeles | Electric Utility | 4911 | Electric Services | 33.7856 | -118.2644 | Los Angeles Dept of Water and Power (Owner/Operator) | Phase 2 |  | Operating | Combustion turbine | Pipeline Natural Gas | Diesel Oil |  | Selective Catalytic Reduction |  | 500 | 9.795 | GAS | 47 | 495.7447 | 0.1208 | 0.000621 | 9.795
11208 | Los Angeles Department of Water & Power | 399 | Harbor | CA | Los Angeles | GT14 | GT | OP | 60.5 | 47.4 | 47.4 |  | 1 | 2002 | NG | OBG | Y | Y | N | Electric Utility |  |  |  |  | N | [57 empty] | GAS | CA | Harbor Generating Station | 399 | 14 | 2010 |  | ARP | 300.63 | 12 | 11775.31 |  | 0.039 | 0.0955 | 6.688 | 7291.744 | 122704.342 | 9 | Western Electricity Coordinating Council | Los Angeles | Electric Utility | 4911 | Electric Services | 33.7856 | -118.2644 | Los Angeles Dept of Water and Power (Owner/Operator) | Phase 2 |  | Operating | Combustion turbine | Pipeline Natural Gas | Diesel Oil |  | Selective Catalytic Reduction |  | 500 | 9.882 | GAS | 47 | 495.7447 | 0.0955 | 0.000636 | 9.882
11208 | Los Angeles Department of Water & Power | 400 | Haynes | CA | Los Angeles | 1 | ST | OP | 230 | 222 | 222 |  | 9 | 1962 | NG | OBG | Y | Y | N | Electric Utility |  |  |  |  | N | [6 empty] | 1 | 1962 | 304000 | 33.9 |  |  | PH | DH | NH | 1984 | 1996 | 1997 | MS | SS | [33 empty] | OP | NA |  |  | GAS | CA | Haynes Generating Station | 400 | 1 | 2010 |  | ARP | 1848.67 | 12 | 143732.79 |  | 0.44 | 0.0054 | 3.114 | 88931.096 | 1496412.545 | 9 | Western Electricity Coordinating Council | Los Angeles | Electric Utility | 4911 | Electric Services | 33.7639 | -118.0942 | Los Angeles Dept of Water and Power (Owner/Operator) | Phase 2 |  | Operating | Dry bottom wall-fired boiler | Pipeline Natural Gas |  |  | Selective Catalytic Reduction |  | 2180 | 9.433 | GAS | 231 | 1979.7297 | 0.0054 | 0.000588 | 9.433
11208 | Los Angeles Department of Water & Power | 400 | Haynes | CA | Los Angeles | 10 | CT | OP | 170 | 157.5 | 162.5 |  | 1 | 2005 | NG | OBG | Y | Y | Y | Electric Utility | [62 empty] | GAS | CA | Haynes Generating Station | 400 | 10 | 2010 |  | ARP | 8005.32 | 12 | 1882901.27 |  | 3.902 | 0.0064 | 39.914 | 773078.081 | 13008455.39 | 9 | Western Electricity Coordinating Council | Los Angeles | Electric Utility | 4911 | Electric Services | 33.7639 | -118.0942 | Los Angeles Dept of Water and Power (Owner/Operator) | Phase 2 |  | Operating | Combined cycle | Pipeline Natural Gas |  |  | Dry Low NOx Burners Selective Catalytic Reduction |  | 2043.6 | 6.8284 | GAS | 296 | 1589.2308 | 0.0064 | 0.0006 | 9.3457
11208 | Los Angeles Department of Water & Power | 400 | Haynes | CA | Los Angeles | 2 | ST | OP | 230 | 222 | 222 |  | 4 | 1963 | NG | RFO | Y | Y | N | Electric Utility | [11 empty] | 2 | 1963 | 304000 | 33.9 |  |  | PH | DH | NH | 1984 | 1996 | 1997 | MS | SS | [34 empty] | NA |  |  | GAS | CA | Haynes Generating Station | 400 | 2 | 2010 |  | ARP | 7624.78 | 12 | 529738.2 |  | 1.577 | 0.0032 | 8.634 | 328906.586 | 5534484.687 | 9 | Western Electricity Coordinating Council | Los Angeles | Electric Utility | 4911 | Electric Services | 33.7639 | -118.0942 | Los Angeles Dept of Water and Power (Owner/Operator) | Phase 2 |  | Operating | Dry bottom wall-fired boiler | Pipeline Natural Gas |  |  | Selective Catalytic Reduction |  | 2160 | 9.4083 | GAS | 231 | 1979.7297 | 0.0032 | 0.00057 | 9.4083
11208 | Los Angeles Department of Water & Power | 400 | Haynes | CA | Los Angeles | 5 | ST | OP | 343 | 292 | 292 |  | 8 | 1966 | NG | OBG | Y | Y | N | Electric Utility |  |  |  | 2013 | N | [6 empty] | 5 | 1966 | 412000 | 360.4 |  |  | PH | DH | NP | 1972 | 1972 | 2000 | MS | NC | [37 empty] | GAS | CA | Haynes Generating Station | 400 | 5 | 2010 |  | ARP | 931.4 | 12 | 115443.44 |  | 0.376 | 0.0051 | 2.412 | 72601.965 | 1221655.597 | 9 | Western Electricity Coordinating Council | Los Angeles | Electric Utility | 4911 | Electric Services | 33.7639 | -118.0942 | Los Angeles Dept of Water and Power (Owner/Operator) | Phase 2 |  | Operating | Dry bottom wall-fired boiler | Pipeline Natural Gas |  |  | Selective Catalytic Reduction |  | 3021 | 9.745 | GAS | 300 | 1986.3014 | 0.0051 | 0.000616 | 9.745
11208 | Los Angeles Department of Water & Power | 400 | Haynes | CA | Los Angeles | 6 | ST | OP | 343 | 238 | 243 |  | 3 | 1967 | NG | OBG | Y | Y | N | Electric Utility |  |  |  | 2013 | N | [6 empty] | 6 | 1967 | 412000 | 665 |  |  | PH | DH | NP | 1972 | 1972 | 2000 | MS | NC | [37 empty] | GAS | CA | Haynes Generating Station | 400 | 6 | 2010 |  | ARP | 1606.69 | 12 | 216182.53 |  | 0.664 | 0.0039 | 3.879 | 131150.727 | 2206861.746 | 9 | Western Electricity Coordinating Council | Los Angeles | Electric Utility | 4911 | Electric Services | 33.7639 | -118.0942 | Los Angeles Dept of Water and Power (Owner/Operator) | Phase 2 |  | Operating | Dry bottom wall-fired boiler | Pipeline Natural Gas |  |  | Selective Catalytic Reduction |  | 3090 | 9.7696 | GAS | 231 | 1974.026 | 0.0039 | 0.000602 | 9.7696
11208 | Los Angeles Department of Water & Power | 400 | Haynes | CA | Los Angeles | 8 | CA | OP | 264.3 | 235 | 250 |  | 1 | 2005 | NG | OBG | N | Y | Y | Electric Utility |  |  |  |  | N | [6 empty] | 10¦¦9 | 2005 | 207765 | [48 empty] | GAS | [39 empty] | 0 | 0 | 10.4
11208 | Los Angeles Department of Water & Power | 400 | Haynes | CA | Los Angeles | 9 | CT | OP | 170 | 157.5 | 162.5 |  | 1 | 2005 | NG | OBG | Y | Y | Y | Electric Utility |  |  |  |  | N | [57 empty] | GAS | CA | Haynes Generating Station | 400 | 9 | 2010 |  | ARP | 6920.76 | 12 | 1650703.68 |  | 3.413 | 0.0071 | 36.137 | 675636.046 | 11368888.33 | 9 | Western Electricity Coordinating Council | Los Angeles | Electric Utility | 4911 | Electric Services | 33.7639 | -118.0942 | Los Angeles Dept of Water and Power (Owner/Operator) | Phase 2 |  | Operating | Combined cycle | Pipeline Natural Gas |  |  | Dry Low NOx Burners Selective Catalytic Reduction |  | 2043.6 | 6.8094 | GAS | 298 | 1583.0769 | 0.0071 | 0.0006 | 9.3457
11208 | Los Angeles Department of Water & Power | 401 | Middle Gorge | CA | Mono | 1 | HY | OP | 37.5 | 37.5 | 37.5 |  | 5 | 1952 | WAT |  | N | Y | N | Electric Utility | [62 empty] | N/A | [39 empty] | 0 | 0 | 10.4
11208 | Los Angeles Department of Water & Power | 404 | Scattergood | CA | Los Angeles | 1 | ST | OP | 163.2 | 174 | 183 |  | 12 | 1958 | NG | OBG | Y | Y | N | Electric Utility |  |  |  |  | N | [6 empty] | F12 | 1958 | 350333 | [44 empty] | OP | LN |  |  | GAS | CA | Scattergood Generating Station | 404 | 1 | 2010 |  | ARP | 3628.42 | 12 | 184427.62 |  | 3.703 | 0.002 | 2.188 | 145768.015 | 2183067.828 | 9 | Western Electricity Coordinating Council | Los Angeles | Electric Utility | 4911 | Electric Services | 33.9175 | -118.4258 | Los Angeles Dept of Water and Power (Owner/Operator) | Phase 2 |  | Operating | Dry bottom wall-fired boiler | Pipeline Natural Gas | Other Gas |  | Selective Catalytic Reduction |  | 1750 | 9.8608 | GAS | 169 | 1958.5799 | 0.002 | 0.0033925 | 9.8608
11208 | Los Angeles Department of Water & Power | 404 | Scattergood | CA | Los Angeles | 2 | ST | OP | 163.2 | 177 | 184 |  | 7 | 1959 | NG | OBG | Y | Y | N | Electric Utility |  |  |  |  | N | [6 empty] | F12 | 1958 | 350333 | [44 empty] | OP | FR |  |  | GAS | CA | Scattergood Generating Station | 404 | 2 | 2010 |  | ARP | 4381.95 | 12 | 242576.93 |  | 4.072 | 0.0026 | 3.738 | 186215.035 | 2846970.989 | 9 | Western Electricity Coordinating Council | Los Angeles | Electric Utility | 4911 | Electric Services | 33.9175 | -118.4258 | Los Angeles Dept of Water and Power (Owner/Operator) | Phase 2 |  | Operating | Dry bottom wall-fired boiler | Pipeline Natural Gas | Other Gas |  | Selective Catalytic Reduction |  | 1750 | 10.0351 | GAS | 168 | 1952.381 | 0.0026 | 0.0028606 | 10.0351
11208 | Los Angeles Department of Water & Power | 404 | Scattergood | CA | Los Angeles | 3 | ST | OP | 496.8 | 445 | 450 |  | 10 | 1974 | NG | OBG | Y | Y | N | Electric Utility |  |  |  |  | N | [6 empty] | F3 | 1974 | 685745 | 0.11 |  |  | PB | SB | OT | 1972 | 1972 | 2000 | MS | SS | [33 empty] | OP | FR |  |  | GAS | CA | Scattergood Generating Station | 404 | 3 | 2010 |  | ARP | 3774.73 | 12 | 655354.23 |  | 1.988 | 0.0025 | 8.576 | 391109.01 | 6581140.511 | 9 | Western Electricity Coordinating Council | Los Angeles | Electric Utility | 4911 | Electric Services | 33.9175 | -118.4258 | Los Angeles Dept of Water and Power (Owner/Operator) | Phase 2 |  | Operating | Tangentially-fired | Pipeline Natural Gas |  |  | Selective Catalytic Reduction Overfire Air |  | 4600 | 9.2387 | GAS | 463 | 1985.5556 | 0.0025 | 0.000604 | 9.2387
11208 | Los Angeles Department of Water & Power | 407 | Upper Gorge | CA | Mono | 1 | HY | OP | 37.5 | 37.5 | 37.5 |  | 6 | 1953 | WAT |  | N | Y | N | Electric Utility | [62 empty] | N/A | [39 empty] | 0 | 0 | 10.4
11208 | Los Angeles Department of Water & Power | 408 | Valley | CA | Los Angeles | 5 | GT | OP | 47 | 43 | 43 |  | 1 | 2002 | NG | OBG | Y | Y | N | Electric Utility |  |  |  |  | N | [57 empty] | GAS | CA | Valley Gen Station | 408 | 5 | 2010 |  | ARP | 235.15 | 12 | 9794.28 |  | 0.033 | 0.0209 | 0.934 | 5920.594 | 99610.736 | 9 |  | Los Angeles | Electric Utility | 4911 | Electric Services | 34.2481 | -118.3903 | Los Angeles Dept of Water and Power (Owner/Operator) | Phase 2 |  | Operating | Combustion turbine | Pipeline Natural Gas | Diesel Oil |  | Selective Catalytic Reduction |  | 480 | 9.6311 | GAS | 47 | 1953.4884 | 0.0209 | 0.000663 | 9.6311
11208 | Los Angeles Department of Water & Power | 408 | Valley | CA | Los Angeles | 6 | CT | OP | 215 | 156 | 159 |  | 7 | 2004 | NG | OBG | Y | Y | Y | Electric Utility |  |  |  |  | N | [57 empty] | GAS | CA | Valley Gen Station | 408 | 6 | 2010 |  | ARP | 3417.84 | 12 | 774758.56 |  | 1.621 | 0.0122 | 24.183 | 324505.092 | 5460411.592 | 9 |  | Los Angeles | Electric Utility | 4911 | Electric Services | 34.2481 | -118.3903 | Los Angeles Dept of Water and Power (Owner/Operator) | Phase 2 |  | Operating | Combined cycle | Pipeline Natural Gas |  |  | Dry Low NOx Burners Selective Catalytic Reduction |  | 2000 | 6.8943 | GAS | 278 | 1625.7862 | 0.0122 | 0.000594 | 9.3326
11208 | Los Angeles Department of Water & Power | 408 | Valley | CA | Los Angeles | 7 | CT | OP | 215 | 156 | 159 |  | 7 | 2004 | NG | OBG | Y | Y | Y | Electric Utility |  |  |  |  | N | [57 empty] | GAS | CA | Valley Gen Station | 408 | 7 | 2010 |  | ARP | 3609.85 | 12 | 816666.86 |  | 1.7 | 0.0105 | 23.545 | 340704.934 | 5733013.108 | 9 |  | Los Angeles | Electric Utility | 4911 | Electric Services | 34.2481 | -118.3903 | Los Angeles Dept of Water and Power (Owner/Operator) | Phase 2 |  | Operating | Combined cycle | Pipeline Natural Gas |  |  | Dry Low NOx Burners Selective Catalytic Reduction |  | 2000 | 6.8892 | GAS | 274 | 1638.3648 | 0.0105 | 0.000593 | 9.3326
11208 | Los Angeles Department of Water & Power | 408 | Valley | CA | Los Angeles | 8 | CA | OP | 311 | 201 | 215 |  | 7 | 2004 | NG | OBG | N | Y | Y | Electric Utility |  |  |  |  | N | [6 empty] | 6¦¦7 | 2004 | 594000 | [48 empty] | GAS | [39 empty] | 0 | 0 | 10.4
11208 | Los Angeles Department of Water & Power | 6480 | San Francisquito 2 | CA | Los Angeles | 2 | HY | OP | 14 | 14 | 14 |  | 8 | 1920 | WAT |  | N | Y | N | Electric Utility | [62 empty] | N/A | [39 empty] | 0 | 0 | 10.4
11208 | Los Angeles Department of Water & Power | 6481 | Intermountain Power Project | UT | Millard | 1 | ST | OP | 820 | 900 | 900 |  | 6 | 1986 | BIT | SUB | N | Y | N | Electric Utility | [5 empty] | Y |  | Y | [22 empty] | OP: OP; DP: SP; LS: LS; N: N | 0.6 | 90 | 1253 | 3747000 | 100 | OP | BR |  |  | 6 |  | 0.3 | 0.9 |  |  | 99.9 | 167 | 3750000 |  |  |  |  | COAL | UT | Intermountain | 6481 | 1SGA | 2010 |  | ARP | 8558.25 | 12 | 7542460.5 |  | 2589.316 | 0.4064 | 14014.257 | 6999358.725 | 68219876.38 | 8 | Western Electricity Coordinating Council | Millard | Electric Utility | 4911 | Electric Services | 39.5108 | -112.5792 | Intermountain Power Service Corporation (Operator) Intermountain Power Agency (Owner) | Phase 2 | Early Election | Operating | Dry bottom wall-fired boiler | Coal |  | Wet Limestone | Low NOx Burner Technology (Dry Bottom only) | Baghouse | 10274 | 9.0187 | COAL | 953 | 470.5556 | 0.4064 | 0.075911 | 9.0187
11208 | Los Angeles Department of Water & Power | 6481 | Intermountain Power Project | UT | Millard | 2 | ST | OP | 820 | 900 | 900 |  | 5 | 1987 | BIT | SUB | N | Y | N | Electric Utility | [5 empty] | Y |  | Y | [22 empty] | OP: OP; DP: SP; LS: LS; N: N | 0.6 | 90 | 1253 | 3747000 | 100 | OP | BR |  |  | 6 |  | 0.3 | 0.9 |  |  | 99.9 | 167 | 3750000 |  |  |  |  | COAL | UT | Intermountain | 6481 | 2SGA | 2010 |  | ARP | 7312.75 | 12 | 6405036 |  | 2410.828 | 0.4032 | 12137.367 | 6081576.75 | 59274616.98 | 8 | Western Electricity Coordinating Council | Millard | Electric Utility | 4911 | Electric Services | 39.5108 | -112.5792 | Intermountain Power Service Corporation (Operator) Intermountain Power Agency (Owner) | Phase 2 | Early Election | Operating | Dry bottom wall-fired boiler | Coal |  | Wet Limestone | Low NOx Burner Technology (Dry Bottom only) | Baghouse | 10474 | 9.2222 | COAL | 956 | 468.8889 | 0.4032 | 0.081344 | 9.2222
11208 | Los Angeles Department of Water & Power | 391 | Big Pine | CA | Inyo | 1 | HY | OP | 3.2 | 3 | 3 |  | 7 | 1925 | WAT |  | N | Y | N | Electric Utility | [62 empty] | N/A | [39 empty] | 0 | 0 | 10.4
11208 | Los Angeles Department of Water & Power | 392 | Castaic | CA | Los Angeles | 7 | HY | OP | 56 | 56 | 56 |  | 2 | 1972 | WAT |  | N | Y | N | Electric Utility | [62 empty] | N/A | [39 empty] | 0 | 0 | 10.4
11208 | Los Angeles Department of Water & Power | 394 | Cottonwood | CA | Inyo | 1 | HY | OP | 1.2 | 1.2 | 1.2 |  | 11 | 1908 | WAT |  | N | Y | N | Electric Utility | [62 empty] | N/A | [39 empty] | 0 | 0 | 10.4
11208 | Los Angeles Department of Water & Power | 394 | Cottonwood | CA | Inyo | 2 | HY | OP | 1.2 | 1.2 | 1.2 |  | 10 | 1909 | WAT |  | N | Y | N | Electric Utility | [62 empty] | N/A | [39 empty] | 0 | 0 | 10.4
11208 | Los Angeles Department of Water & Power | 396 | Foothill | CA | Los Angeles | 1 | HY | OP | 11 | 9.9 | 9.9 |  | 10 | 1971 | WAT |  | N | Y | N | Electric Utility | [62 empty] | N/A | [39 empty] | 0 | 0 | 10.4
11208 | Los Angeles Department of Water & Power | 397 | Franklin | CA | Los Angeles | 1 | HY | OP | 2 | 2 | 2 |  | 6 | 1921 | WAT |  | N | Y | N | Electric Utility | [62 empty] | N/A | [39 empty] | 0 | 0 | 10.4
11208 | Los Angeles Department of Water & Power | 398 | Haiwee | CA | Inyo | 1 | HY | OP | 2.8 | 3.6 | 3.6 |  | 7 | 1927 | WAT |  | N | Y | N | Electric Utility | [62 empty] | N/A | [39 empty] | 0 | 0 | 10.4
11208 | Los Angeles Department of Water & Power | 398 | Haiwee | CA | Inyo | 2 | HY | OP | 2.8 | 3.6 | 3.6 |  | 7 | 1927 | WAT |  | N | Y | N | Electric Utility | [62 empty] | N/A | [39 empty] | 0 | 0 | 10.4
11208 | Los Angeles Department of Water & Power | 402 | Pleasant Valley | CA | Inyo | 1 | HY | OP | 3.2 | 2.7 | 2.7 |  | 2 | 1958 | WAT |  | N | Y | N | Electric Utility | [62 empty] | N/A | [39 empty] | 0 | 0 | 10.4
11208 | Los Angeles Department of Water & Power | 403 | San Fernando | CA | Los Angeles | 1 | HY | OP | 2.8 | 3.2 | 3.2 |  | 10 | 1922 | WAT |  | N | Y | N | Electric Utility | [62 empty] | N/A | [39 empty] | 0 | 0 | 10.4
11208 | Los Angeles Department of Water & Power | 403 | San Fernando | CA | Los Angeles | 2 | HY | OP | 2.8 | 2.9 | 2.9 |  | 10 | 1922 | WAT |  | N | Y | N | Electric Utility | [62 empty] | N/A | [39 empty] | 0 | 0 | 10.4
11208 | Los Angeles Department of Water & Power | 6479 | San Francisquito 1 | CA | Los Angeles | 1A | HY | OP | 25 | 27 | 27 |  | 12 | 1983 | WAT |  | N | Y | N | Electric Utility | [62 empty] | N/A | [39 empty] | 0 | 0 | 10.4
11208 | Los Angeles Department of Water & Power | 6479 | San Francisquito 1 | CA | Los Angeles | 3 | HY | OP | 9.3 | 10 | 10 |  | 4 | 1917 | WAT |  | N | Y | N | Electric Utility | [62 empty] | N/A | [39 empty] | 0 | 0 | 10.4
11208 | Los Angeles Department of Water & Power | 6479 | San Francisquito 1 | CA | Los Angeles | 4 | HY | OP | 10 | 12 | 12 |  | 5 | 1923 | WAT |  | N | Y | N | Electric Utility | [62 empty] | N/A | [39 empty] | 0 | 0 | 10.4
11208 | Los Angeles Department of Water & Power | 6479 | San Francisquito 1 | CA | Los Angeles | 6 | HY | OP | 25 | 27 | 27 |  | 4 | 1987 | WAT |  | N | Y | N | Electric Utility | [62 empty] | N/A | [39 empty] | 0 | 0 | 10.4
11208 | Los Angeles Department of Water & Power | 6480 | San Francisquito 2 | CA | Los Angeles | 3 | HY | OP | 14 | 18 | 18 |  | 9 | 1932 | WAT |  | N | Y | N | Electric Utility | [62 empty] | N/A | [39 empty] | 0 | 0 | 10.4
11208 | Los Angeles Department of Water & Power | 56433 | Pine Tree Wind Power Project | CA | Kern | 1 | WT | OP | 135 | 135 | 135 |  | 6 | 2009 | WND |  | N | Y | N | Electric Utility |  |  |  |  | N | [57 empty] | N/A | [39 empty] | 0 | 0 | 10.4
11208 | Los Angeles Department of Water & Power | 57309 | Pacific Cruise Ship Terminals Berth 93 | CA | Los Angeles | 1 | PV | OP | 1.1 | 1.1 | 1.1 |  | 9 | 2010 | SUN |  | N | Y | N | Commercial Non-CHP |  |  |  |  | N | [57 empty] | N/A | [39 empty] | 0 | 0 | 10.4
11208 | Los Angeles Department of Water & Power | 57310 | 1420 Coil Av #C | CA | Los Angeles | 1 | PV | OP | 1.1 | 1.2 | 1.2 |  | 3 | 2011 | SUN |  | N | Y | N | Commercial Non-CHP |  |  |  |  | N | [57 empty] | N/A | [39 empty] | 0 | 0 | 10.4
11208 | Los Angeles Department of Water & Power | 57313 | Metro Support Services Center Solar | CA | Los Angeles | 1 | PV | OP | 1.2 | 1.2 | 1.2 |  | 4 | 2005 | SUN |  | N | Y | N | Commercial Non-CHP |  |  |  |  | N | [57 empty] | N/A | [39 empty] | 0 | 0 | 10.4
11208 | Los Angeles Department of Water & Power | 57314 | Los Angeles Harbor College | CA | Los Angeles | 1 | PV | OP | 1.2 | 1.2 | 1.2 |  | 10 | 2010 | SUN |  | N | Y | N | Commercial Non-CHP |  |  |  |  | N | [57 empty] | N/A | [39 empty] | 0 | 0 | 10.4
11208 | Los Angeles Department of Water & Power | 57635 | Linden Wind Energy Project | WA | Klickitat | LW1 | WT | OP | 50 | 50 | 50 |  | 6 | 2010 | WND |  | N | Y | N | Electric Utility | [62 empty] | N/A | [39 empty] | 0 | 0 | 10.4
11208 | Los Angeles Department of Water & Power | 57730 | Lopez Canyon | CA | Los Angeles | 1 | GT | OP | 1.5 | 1.5 | 1.5 |  | 8 | 2002 | LFG |  | N | Y | N | Electric Utility | [62 empty] | GAS | [39 empty] | 0.0016829 | 0.0016829 | 10.4
11208 | Los Angeles Department of Water & Power | 57854 | North Hollywood | CA | Los Angeles | 1PT1 | PS | OP | 1.8 | 1.8 | 1.8 |  | 1 | 1993 | WAT |  | N | Y | N | Electric Utility |  |  |  |  | N | [57 empty] | N/A | [39 empty] | 0 | 0 | 10.4
11208 | Los Angeles Department of Water & Power | 57854 | North Hollywood | CA | Los Angeles | 1PT2 | PS | OP | 1.8 | 1.8 | 1.8 |  | 1 | 1993 | WAT |  | N | Y | N | Electric Utility |  |  |  |  | N | [57 empty] | N/A | [39 empty] | 0 | 0 | 10.4
11208 | Los Angeles Department of Water & Power | 57854 | North Hollywood | CA | Los Angeles | 1PT3 | PS | OP | 1.8 | 1.8 | 1.8 |  | 1 | 1993 | WAT |  | N | Y | N | Electric Utility |  |  |  |  | N | [57 empty] | N/A | [39 empty] | 0 | 0 | 10.4
11208 | Los Angeles Department of Water & Power | 57854 | North Hollywood | CA | Los Angeles | 2T1 | HY | OP | 1.2 | 1.2 | 1.2 |  | 1 | 1993 | WAT |  | N | Y | N | Electric Utility |  |  |  |  | N | [57 empty] | N/A | [39 empty] | 0 | 0 | 10.4
11208 | Los Angeles Department of Water & Power | 57854 | North Hollywood | CA | Los Angeles | 2T2 | HY | OP | 1.2 | 1.2 | 1.2 |  | 1 | 1993 | WAT |  | N | Y | N | Electric Utility |  |  |  |  | N | [57 empty] | N/A | [39 empty] | 0 | 0 | 10.4
11208 | Los Angeles Department of Water & Power | 57854 | North Hollywood | CA | Los Angeles | 2T3 | HY | OP | 0.5 | 0.5 | 0.5 |  | 1 | 1993 | WAT |  | N | Y | N | Electric Utility |  |  |  |  | N | [57 empty] | N/A | [39 empty] | 0 | 0 | 10.4
11208 | Los Angeles Department of Water & Power | 57854 | North Hollywood | CA | Los Angeles | 3T1 | HY | OP | 0.5 | 0.5 | 0.5 |  | 1 | 1993 | WAT |  | N | Y | N | Electric Utility |  |  |  |  | N | [57 empty] | N/A | [39 empty] | 0 | 0 | 10.4
11208 | Los Angeles Department of Water & Power | 57854 | North Hollywood | CA | Los Angeles | 3T2 | HY | OP | 0.2 | 0.2 | 0.2 |  | 1 | 1993 | WAT |  | N | Y | N | Electric Utility |  |  |  |  | N | [57 empty] | N/A | [39 empty] | 0 | 0 | 10.4
11216 | Los Angeles County | 10478 | Pitchess Cogen Station | CA | Los Angeles | GEN1 | CT | OP | 20.9 | 21.5 | 20.9 |  | 9 | 1988 | NG | DFO | Y | Y | Y | Commercial CHP |  |  |  |  | N | [57 empty] | GAS | [39 empty] | 0.11002 | 0.0010986 | 12.7485
11216 | Los Angeles County | 10478 | Pitchess Cogen Station | CA | Los Angeles | GEN2 | CA | OP | 7.4 | 5.7 | 6 |  | 9 | 1988 | NG | DFO | Y | Y | Y | Commercial CHP |  |  |  |  | N | [57 empty] | GAS | [39 empty] | 0 | 0 | 10.4
11216 | Los Angeles County | 10623 | Civic Center | CA | Los Angeles | GEN1 | CT | OP | 22.1 | 22.1 | 22.1 |  | 8 | 1989 | NG |  | N | Y | Y | Commercial CHP |  |  |  |  | N | [57 empty] | GAS | [39 empty] | 0.10439 | 0.0010809 | 12.517
11216 | Los Angeles County | 10623 | Civic Center | CA | Los Angeles | GEN2 | CA | OP | 12.4 | 1.5 | 0.5 |  | 8 | 1989 | NG |  | N | Y | Y | Commercial CHP |  |  |  |  | N | [9 empty] | 306¦¦ 188.5 |  |  | PH | SB | NP | 1972 | 1972 | 1997 | MS | NC | [33 empty] | ¦¦OP | ¦¦LN |  |  | GAS | [39 empty] | 0 | 0 | 10.4
11216 | Los Angeles County | 10884 | Olive View Medical Center | CA | Los Angeles | CTC1 | CT | OP | 2.8 | 2.7 | 2.7 |  | 2 | 1987 | NG | DFO | Y | Y | Y | Commercial CHP |  |  |  |  | N | [57 empty] | GAS | [39 empty] | 0.37995 | 0.001942 | 15.4121
11216 | Los Angeles County | 10884 | Olive View Medical Center | CA | Los Angeles | CTC2 | CA | OP | 2.8 | 2.7 | 2.7 |  | 2 | 1987 | NG | DFO | Y | Y | Y | Commercial CHP |  |  |  |  | N | [57 empty] | GAS | [39 empty] | 0 | 0 | 10.4
11217 | Los Angeles County Sanitation | 10471 | Spadra Landfill Gas to Energy | CA | Los Angeles | GEN1 | ST | OP | 10.6 | 5 | 5 |  | 2 | 1990 | LFG | NG | Y | Y | N | Commercial Non-CHP | [62 empty] | GAS | [39 empty] | 0.0406 | 0.039564 | 10.4
11217 | Los Angeles County Sanitation | 10472 | Puente Hills Energy Recovery | CA | Los Angeles | GEN1 | ST | OP | 50 | 45 | 45 |  | 10 | 1986 | LFG |  | N | Y | N | Commercial Non-CHP |  |  |  |  | N | [57 empty] | GAS | [39 empty] | 0.0406 | 0.039564 | 10.4
11217 | Los Angeles County Sanitation | 10090 | Commerce Refuse To Energy | CA | Los Angeles | GEN1 | ST | OP | 12 | 9 | 9 |  | 11 | 1986 | MSW | NG | Y | Y | N | IPP Non-CHP |  |  |  |  | N | [25 empty] | OP: OP; DP: SP; LS: LI; N: N |  | 99 | 2 | 100000 | 100 | OP | BR | SC | [7 empty] | 99.8 | 2 | 100000 |  |  |  |  | OTHER SOLID | [39 empty] | 0 | 0 | 10.4
11217 | Los Angeles County Sanitation | 10091 | Total Energy Facilities | CA | Los Angeles | G2 | CT | OP | 9.9 | 8 | 9 |  | 2 | 2003 | OBG | NG | Y | Y | Y | Commercial CHP |  |  |  |  | N | [57 empty] | GAS | [39 empty] | 0.000124 | 0.000124 | 10.4
11217 | Los Angeles County Sanitation | 10091 | Total Energy Facilities | CA | Los Angeles | G3 | CT | OP | 9.9 | 8 | 9 |  | 12 | 2001 | OBG | NG | Y | Y | Y | Commercial CHP |  |  |  |  | N | [57 empty] | GAS | [39 empty] | 0.000124 | 0.000124 | 10.4
11217 | Los Angeles County Sanitation | 10091 | Total Energy Facilities | CA | Los Angeles | GEN1 | CT | OP | 9.9 | 8 | 9 |  | 1 | 1986 | OBG | NG | Y | Y | Y | Commercial CHP |  |  |  |  | N | [57 empty] | GAS | [39 empty] | 0.000124 | 0.000124 | 10.4
11217 | Los Angeles County Sanitation | 10472 | Puente Hills Energy Recovery | CA | Los Angeles | GEN2 | GT | OP | 2.8 | 1.1 | 1.1 |  | 10 | 1984 | LFG |  | N | Y | N | Commercial Non-CHP |  |  |  |  | N | [57 empty] | GAS | [39 empty] | 0.0016829 | 0.0016829 | 10.4
11217 | Los Angeles County Sanitation | 10472 | Puente Hills Energy Recovery | CA | Los Angeles | GEN3 | IC | OP | 3.3 | 2.7 | 2.7 |  | 1 | 2006 | LFG |  | N | Y | N | Commercial Non-CHP | [62 empty] | GAS | [39 empty] | 1.1659 | 0.0016829 | 10.4
11217 | Los Angeles County Sanitation | 10472 | Puente Hills Energy Recovery | CA | Los Angeles | GEN4 | IC | OP | 3.3 | 2.7 | 2.7 |  | 1 | 2006 | LFG |  | N | Y | N | Commercial Non-CHP | [62 empty] | GAS | [39 empty] | 1.1659 | 0.0016829 | 10.4
11217 | Los Angeles County Sanitation | 10472 | Puente Hills Energy Recovery | CA | Los Angeles | GEN5 | IC | OP | 3.3 | 2.7 | 2.7 |  | 1 | 2006 | LFG |  | N | Y | N | Commercial Non-CHP | [62 empty] | GAS | [39 empty] | 1.1659 | 0.0016829 | 10.4
11217 | Los Angeles County Sanitation | 57163 | Calabasas Gas to Energy Facility | CA | Los Angeles | GEN1 | GT | OP | 4.6 | 3.3 | 3.6 |  | 7 | 2010 | LFG |  | N | Y | N | Commercial Non-CHP |  |  |  |  | N | [57 empty] | GAS | [39 empty] | 0.0016829 | 0.0016829 | 10.4
11217 | Los Angeles County Sanitation | 57163 | Calabasas Gas to Energy Facility | CA | Los Angeles | GEN2 | GT | OP | 4.6 | 3.3 | 3.6 |  | 7 | 2010 | LFG |  | N | Y | N | Commercial Non-CHP |  |  |  |  | N | [57 empty] | GAS | [39 empty] | 0.0016829 | 0.0016829 | 10.4
11217 | Los Angeles County Sanitation | 57163 | Calabasas Gas to Energy Facility | CA | Los Angeles | GEN3 | GT | OP | 4.6 | 3.3 | 3.6 |  | 7 | 2010 | LFG |  | N | Y | N | Commercial Non-CHP |  |  |  |  | N | [57 empty] | GAS | [39 empty] | 0.0016829 | 0.0016829 | 10.4
11233 | Louisiana Tech University | 54240 | Louisiana Tech University Power Plant | LA | LINCOLN | TG3 | GT | OP | 7.5 | 6.4 | 7.4 |  | 7 | 2004 | NG |  | N | Y | Y | Commercial CHP |  |  |  |  | N | [57 empty] | GAS | [39 empty] | 0.1335 | 0.0014095 | 10.2805
11241 | Entergy Louisiana Inc | 1402 | Little Gypsy | LA | St Charles | 1 | ST | OP | 247.7 | 238 | 244 |  | 3 | 1961 | NG | DFO | N | Y | N | Electric Utility |  |  |  |  | N | [6 empty] | 1A | 1961 | 160000 | 0.05 |  |  | PB | DP | OT | 1978 | 1977 | 2000 | MS | NC | IF | OT | [35 empty] | GAS | LA | Little Gypsy | 1402 | 1 | 2010 |  | ARP, CAIRNOX, CAIROS, CAIRSO2 | 5884.72 | 12 | 331371.13 |  | 1.059 | 0.1548 | 442.648 | 209671.986 | 3528193.312 | 6 |  | Saint Charles | Electric Utility | 4911 | Electric Services | 30.0033 | -90.4611 | Entergy Corporation (Owner/Operator) | Phase 2 |  | Operating | Dry bottom wall-fired boiler | Pipeline Natural Gas |  |  |  |  | 2450 | 9.5152 | GAS | 247 | 1993.8525 | 0.1548 | 0.0006 | 9.5152
11241 | Entergy Louisiana Inc | 1402 | Little Gypsy | LA | St Charles | 2 | ST | OP | 420.7 | 410 | 415 |  | 4 | 1966 | NG | DFO | Y | Y | N | Electric Utility |  |  |  |  | N | [6 empty] | 2A | 1966 | 370000 | 0.05 |  |  | PB | DP | OT | 1978 | 1977 | 2000 | MS | OT | IF | [36 empty] | GAS | LA | Little Gypsy | 1402 | 2 | 2010 |  | ARP, CAIRNOX, CAIROS, CAIRSO2 | 3404.85 | 12 | 292660.05 |  | 17.997 | 0.0919 | 193.495 | 199780.138 | 3333417.476 | 6 |  | Saint Charles | Electric Utility | 4911 | Electric Services | 30.0033 | -90.4611 | Entergy Corporation (Owner/Operator) | Phase 2 |  | Operating | Dry bottom wall-fired boiler | Pipeline Natural Gas | Diesel Oil |  |  |  | 4250 | 10.0536 | GAS | 405 | 1987.6543 | 0.0919 | 0.010798 | 10.0536
11241 | Entergy Louisiana Inc | 1402 | Little Gypsy | LA | St Charles | 3 | ST | OP | 582.2 | 522 | 530 |  | 3 | 1969 | NG | DFO | N | Y | N | Electric Utility |  |  |  |  | N | [6 empty] | 3 | 1969 | 775800 | 0.05 |  |  | PB | DP | OT | 1973 | 1977 | 2000 | MS | OT | IF | [36 empty] | GAS | LA | Little Gypsy | 1402 | 3 | 2010 |  | ARP, CAIRNOX, CAIROS, CAIRSO2 | 6113.71 | 12 | 1242662.5 |  | 4.097 | 0.2851 | 2107.443 | 811632.228 | 13657352.5 | 6 |  | Saint Charles | Electric Utility | 4911 | Electric Services | 30.0033 | -90.4611 | Entergy Corporation (Owner/Operator) | Phase 2 |  | Operating | Dry bottom wall-fired boiler | Pipeline Natural Gas |  |  |  |  | 5700 | 10.0628 | GAS | 544 | 1986.7925 | 0.2851 | 0.0006 | 10.0628
11241 | Entergy Louisiana Inc | 1403 | Nine Mile Point | LA | Jefferson | 3 | ST | OP | 169.8 | 125 | 128 |  | 11 | 1955 | NG | RFO | N | Y | N | Electric Utility |  |  |  |  | N | [6 empty] | 3E | 1955 | 108362 | [44 empty] | OZ | LN |  |  | GAS | LA | Ninemile Point | 1403 | 3 | 2010 |  | ARP, CAIRNOX, CAIROS, CAIRSO2 | 3675.11 | 12 | 124211.03 |  | 0.487 | 0.1367 | 119.33 | 96488.118 | 1623627.894 | 6 | Southwest Power Pool | Jefferson | Electric Utility | 4911 | Electric Services | 29.9472 | -90.1458 | Entergy Corporation (Owner/Operator) | Phase 2 |  | Operating | Dry bottom wall-fired boiler | Pipeline Natural Gas |  |  |  |  | 1366 | 10.8637 | GAS | 120 | 1966.6667 | 0.1367 | 0.0006 | 10.8637
11241 | Entergy Louisiana Inc | 1403 | Nine Mile Point | LA | Jefferson | 5 | ST | OP | 895.1 | 740 | 750 |  | 6 | 1973 | NG | DFO | Y | Y | N | Electric Utility |  |  |  |  | N | [6 empty] | 5 | 1973 | 975000 | [48 empty] | GAS | LA | Ninemile Point | 1403 | 5 | 2010 |  | ARP, CAIRNOX, CAIROS, CAIRSO2 | 8565.09 | 12 | 2758103.74 |  | 8.668 | 0.2655 | 4410.102 | 1716967.579 | 28891263.58 | 6 | Southwest Power Pool | Jefferson | Electric Utility | 4911 | Electric Services | 29.9472 | -90.1458 | Entergy Corporation (Owner/Operator) | Phase 2 |  | Operating | Tangentially-fired | Pipeline Natural Gas | Diesel Oil |  |  |  | 7344 | 9.9045 | GAS | 735 | 1989.7959 | 0.2655 | 0.0006 | 9.9045
11241 | Entergy Louisiana Inc | 1403 | Nine Mile Point | LA | Jefferson | 6(4) | ST | OP | 895.1 | 500 | 500 |  | 5 | 1971 | NG | DFO | Y | Y | N | Electric Utility |  |  |  |  | N | [6 empty] | 4 | 1971 | 975000 | [48 empty] | GAS | LA | Ninemile Point | 1403 | 5 | 2010 |  | ARP, CAIRNOX, CAIROS, CAIRSO2 | 8565.09 | 12 | 2758103.74 |  | 8.668 | 0.2655 | 4410.102 | 1716967.579 | 28891263.58 | 6 | Southwest Power Pool | Jefferson | Electric Utility | 4911 | Electric Services | 29.9472 | -90.1458 | Entergy Corporation (Owner/Operator) | Phase 2 |  | Operating | Tangentially-fired | Pipeline Natural Gas | Diesel Oil |  |  |  | 7344 | 9.9045 | GAS | 735 | -235 | 0.2655 | 0.0006 | 9.9045
11241 | Entergy Louisiana Inc | 1404 | Sterlington | LA | Ouachita | 7A | CT | OP | 59.3 | 44 | 52 |  | 4 | 1973 | NG | DFO | Y | Y | N | Electric Utility |  |  |  |  | N | [57 empty] | GAS | LA | Sterlington | 1404 | 7C | 2010 |  | ARP, CAIRNOX, CAIROS, CAIRSO2 | 65.01 | 12 | 3035.49 |  | 0.011 | 0.3064 | 6.358 | 2247.235 | 37819.734 | 6 | Southwest Power Pool | Ouachita | Electric Utility | 4911 | Electric Services | 32.7047 | -92.0792 | Entergy Corporation (Owner/Operator) | Phase 2 |  | Operating | Combined cycle | Pipeline Natural Gas | Diesel Oil |  |  |  | 1072 | 10.3138 | GAS | 75 | 278.8462 | 0.3064 | 0.000582 | 10.3138
11241 | Entergy Louisiana Inc | 1404 | Sterlington | LA | Ouachita | 7B | CT | OP | 66 | 44 | 52 |  | 4 | 1973 | NG | DFO | Y | Y | N | Electric Utility |  |  |  |  | N | [57 empty] | GAS | LA | Sterlington | 1404 | 7C | 2010 |  | ARP, CAIRNOX, CAIROS, CAIRSO2 | 65.01 | 12 | 3035.49 |  | 0.011 | 0.3064 | 6.358 | 2247.235 | 37819.734 | 6 | Southwest Power Pool | Ouachita | Electric Utility | 4911 | Electric Services | 32.7047 | -92.0792 | Entergy Corporation (Owner/Operator) | Phase 2 |  | Operating | Combined cycle | Pipeline Natural Gas | Diesel Oil |  |  |  | 1072 | 10.3138 | GAS | 75 | 278.8462 | 0.3064 | 0.000582 | 10.3138
11241 | Entergy Louisiana Inc | 1404 | Sterlington | LA | Ouachita | 7C | CA | OP | 101 | 86 | 91 |  | 9 | 1974 | NG | DFO | Y | Y | N | Electric Utility |  |  |  |  | N | [6 empty] | 7A | 1974 | [49 empty] | GAS | [39 empty] | 0 | 0 | 10.4
11241 | Entergy Louisiana Inc | 4270 | Waterford 3 | LA | St Charles | 3 | ST | OP | 1199.8 | 1159 | 1178 |  | 9 | 1985 | NUC |  | N | Y | N | Electric Utility |  |  |  |  | N | [57 empty] | N/A | [39 empty] | 0 | 0 | 10.4
11241 | Entergy Louisiana Inc | 8056 | Waterford 1 & 2 | LA | St Charles | 1 | ST | OP | 445.5 | 411 | 411 |  | 7 | 1975 | NG | RFO | Y | Y | N | Electric Utility |  |  |  |  | N | [6 empty] | 1A | 1975 | 328764 | 0.05 |  |  | PB | DP | NP | 1975 | 1974 | 1997 | MS | [38 empty] | GAS | LA | Waterford 1 & 2 | 8056 | 1 | 2010 |  | ARP, CAIRNOX, CAIROS, CAIRSO2 | 5999.03 | 12 | 481805.53 |  | 306.628 | 0.1103 | 388.321 | 383366.439 | 6258174.96 | 6 |  | Saint Charles | Electric Utility | 4911 | Electric Services | 29.9994 | -90.4758 | Entergy Corporation (Owner/Operator) | Phase 2 |  | Operating | Dry bottom wall-fired boiler | Pipeline Natural Gas | Residual Oil |  |  |  | 4600 | 10.1697 | GAS | 405 | 1992.5926 | 0.1103 | 0.097993 | 10.1697
11241 | Entergy Louisiana Inc | 8056 | Waterford 1 & 2 | LA | St Charles | 2 | ST | OP | 445.5 | 411 | 411 |  | 10 | 1975 | NG | RFO | Y | Y | N | Electric Utility |  |  |  |  | N | [6 empty] | 2A | 1975 | 328764 | [48 empty] | GAS | LA | Waterford 1 & 2 | 8056 | 2 | 2010 |  | ARP, CAIRNOX, CAIROS, CAIRSO2 | 4123.63 | 12 | 554489.42 |  | 220.967 | 0.1134 | 406.606 | 412957.159 | 6810386.713 | 6 |  | Saint Charles | Electric Utility | 4911 | Electric Services | 29.9994 | -90.4758 | Entergy Corporation (Owner/Operator) | Phase 2 |  | Operating | Dry bottom wall-fired boiler | Pipeline Natural Gas | Residual Oil |  |  |  | 4600 | 10.6756 | GAS | 390 | 1973.0769 | 0.1134 | 0.064891 | 10.6756
11241 | Entergy Louisiana Inc | 55467 | Ouachita | LA | Ouachita | CTG1 | CT | OP | 179.3 | 151 | 165 |  | 8 | 2002 | NG |  | N | Y | N | Electric Utility |  |  |  |  | N | [57 empty] | GAS | LA | Ouachita Plant | 55467 | CTGEN1 | 2010 |  | ARP, CAIRNOX, CAIROS, CAIRSO2 | 2201.73 | 12 | 417931.13 |  | 0.962 | 0.0291 | 28.447 | 190558.163 | 3206568.326 | 6 |  | Ouachita | Electric Utility | 4911 | Electric Services | 32.7056 | -92.0697 | Entergy Corporation (Owner/Operator) | Phase 2 |  | Operating | Combined cycle | Pipeline Natural Gas |  |  | Dry Low NOx Burners Selective Catalytic Reduction |  | 2100 | 7.434 | GAS | 269 | 184.8485 | 0.0291 | 0.0006 | 7.434
11241 | Entergy Louisiana Inc | 55467 | Ouachita | LA | Ouachita | CTG2 | CT | OP | 179.3 | 152 | 166 |  | 8 | 2002 | NG |  | N | Y | N | Electric Utility |  |  |  |  | N | [57 empty] | GAS | LA | Ouachita Plant | 55467 | CTGEN2 | 2010 |  | ARP, CAIRNOX, CAIROS, CAIRSO2 | 1665.32 | 12 | 304287.66 |  | 0.709 | 0.0356 | 25.343 | 140510.226 | 2364343.443 | 6 |  | Ouachita | Electric Utility | 4911 | Electric Services | 32.7056 | -92.0697 | Entergy Corporation (Owner/Operator) | Phase 2 |  | Operating | Combined cycle | Pipeline Natural Gas |  |  | Dry Low NOx Burners Selective Catalytic Reduction |  | 2110 | 7.4268 | GAS | 275 | 171.6867 | 0.0356 | 0.0006 | 7.4268
11241 | Entergy Louisiana Inc | 55467 | Ouachita | LA | Ouachita | CTG3 | CT | OP | 179.3 | 158 | 164 |  | 8 | 2002 | NG |  | N | Y | N | Electric Utility |  |  |  |  | N | [57 empty] | GAS | LA | Ouachita Plant | 55467 | CTGEN3 | 2010 |  | ARP, CAIRNOX, CAIROS, CAIRSO2 | 2151.49 | 12 | 398888.1 |  | 0.852 | 0.0298 | 26.271 | 168835.789 | 2841033.216 | 6 |  | Ouachita | Electric Utility | 4911 | Electric Services | 32.7056 | -92.0697 | Entergy Corporation (Owner/Operator) | Phase 2 |  | Operating | Combined cycle | Pipeline Natural Gas |  |  | Dry Low NOx Burners Selective Catalytic Reduction |  | 2100 | 6.9387 | GAS | 233 | 289.6341 | 0.0298 | 0.0006 | 9.5144
11241 | Entergy Louisiana Inc | 55467 | Ouachita | LA | Ouachita | STG1 | CA | OP | 122 | 104 | 103 |  | 8 | 2002 | NG |  | N | Y | N | Electric Utility |  |  |  |  | N | [6 empty] | UNIT1 | 2002 |  | 0.05 |  |  | PB | DP | NP | 1975 | 1976 | 1997 | MS | IF | [33 empty] | OZ | AA |  |  | GAS | [39 empty] | 0 | 0 | 10.4
11241 | Entergy Louisiana Inc | 55467 | Ouachita | LA | Ouachita | STG2 | CA | OP | 122 | 105 | 104 |  | 8 | 2002 | NG |  | N | Y | N | Electric Utility |  |  |  |  | N | [6 empty] | UNIT2 | 2002 |  | 0.05 |  |  | PB | DP | NP | 1975 | 1974 | 1996 | MS | [34 empty] | OZ | AA |  |  | GAS | [39 empty] | 0 | 0 | 10.4
11241 | Entergy Louisiana Inc | 55467 | Ouachita | LA | Ouachita | STG3 | CA | OP | 122 | 100 | 105 |  | 8 | 2002 | NG |  | N | Y | N | Electric Utility |  |  |  |  | N | [6 empty] | UNIT3 | 2002 |  | 0.05 |  |  | PB | DP | NP | 1975 | 1974 | 1996 | MS | [34 empty] | OZ | SR | LN |  | GAS | [39 empty] | 0 | 0 | 10.4
11241 | Entergy Louisiana Inc | 55620 | Perryville Power Station | LA | Ouachita | CT-1 | CT | OP | 210.5 | 160 | 166 |  | 6 | 2002 | NG |  | N | Y | N | Electric Utility |  |  |  |  | N | [57 empty] | GAS | LA | Perryville Power Station | 55620 | 40575 | 2010 |  | ARP, CAIRNOX, CAIROS, CAIRSO2 | 40.05 | 12 | 4137.66 |  | 0.017 | 0.0412 | 0.88 | 3465.754 | 58319.288 | 6 |  | Ouachita | Electric Utility | 4911 | Electric Services | 32.6914 | -92.0192 | Entergy Corporation (Owner/Operator) | Phase 2 |  | Operating | Combustion turbine | Pipeline Natural Gas |  |  | Dry Low NOx Burners |  | 2200 | 10.4 | GAS | 211.5385 | -137.164 | 0.0412 | 0.000583 | 9.4557
11241 | Entergy Louisiana Inc | 55620 | Perryville Power Station | LA | Ouachita | CT-2 | CT | OP | 210.5 | 160 | 166 |  | 7 | 2002 | NG |  | N | Y | N | Electric Utility |  |  |  |  | N | [57 empty] | GAS | LA | Perryville Power Station | 55620 | 40575 | 2010 |  | ARP, CAIRNOX, CAIROS, CAIRSO2 | 40.05 | 12 | 4137.66 |  | 0.017 | 0.0412 | 0.88 | 3465.754 | 58319.288 | 6 |  | Ouachita | Electric Utility | 4911 | Electric Services | 32.6914 | -92.0192 | Entergy Corporation (Owner/Operator) | Phase 2 |  | Operating | Combustion turbine | Pipeline Natural Gas |  |  | Dry Low NOx Burners |  | 2200 | 10.4 | GAS | 211.5385 | -137.164 | 0.0412 | 0.000583 | 9.4557
11241 | Entergy Louisiana Inc | 55620 | Perryville Power Station | LA | Ouachita | ST-1 | CA | OP | 237 | 215 | 230 |  | 7 | 2002 | NG |  | N | Y | N | Electric Utility |  |  |  |  | N | [6 empty] | 1-1¦¦1-2 | 2002 | 480000 | [48 empty] | GAS | [39 empty] | 0 | 0 | 10.4
11241 | Entergy Louisiana Inc | 1401 | Buras | LA | Plaquemines | 8 | GT | OP | 20.7 | 12 | 14 |  | 2 | 1971 | NG | DFO | Y | Y | N | Electric Utility |  |  |  |  | N | [57 empty] | GAS | [39 empty] | 0.24997 | 0.0036787 | 12.0682
11241 | Entergy Louisiana Inc | 55620 | Perryville Power Station | LA | Ouachita | 2-CT | CT | OP | 172.9 | 156 | 168 |  | 6 | 2001 | NG |  | N | Y | N | Electric Utility |  |  |  |  | N | [57 empty] | GAS | LA | Perryville Power Station | 55620 | 40575 | 2010 |  | ARP, CAIRNOX, CAIROS, CAIRSO2 | 40.05 | 12 | 4137.66 |  | 0.017 | 0.0412 | 0.88 | 3465.754 | 58319.288 | 6 |  | Ouachita | Electric Utility | 4911 | Electric Services | 32.6914 | -92.0192 | Entergy Corporation (Owner/Operator) | Phase 2 |  | Operating | Combustion turbine | Pipeline Natural Gas |  |  | Dry Low NOx Burners |  | 2200 | 10.4 | GAS | 211.5385 | -129.5788 | 0.0412 | 0.000583 | 9.5829
11249 | Louisville Gas & Electric Co | 1363 | Cane Run | KY | Jefferson | 4 | ST | OP | 163.2 | 155 | 155 |  | 5 | 1962 | BIT | NG | N | Y | N | Electric Utility |  |  |  | 2016 | N | Y |  | Y |  |  |  | 4 | 1962 | 309500 | [16 empty] | OP: OP; DP: SP; LS: LI; N: N | 3.5 | 85 | 1980 | 585000 | 100 | OP | EK |  |  | 6.4 |  | 1.9 | 4.6 |  |  | 99.8 | 31 | 730000 | OZ | LN |  |  | COAL | KY | Cane Run | 1363 | 4 | 2010 |  | ARP, CAIRNOX, CAIROS, CAIRSO2 | 7458.19 | 12 | 1019442.09 |  | 2346.577 | 0.337 | 1710.997 | 1025588.781 | 9995966.483 | 4 | Southeastern Electric Reliability Council | Jefferson | Electric Utility | 4911 | Electric Services | 38.1828 | -85.8894 | Louisville Gas and Electric Company (Owner/Operator) | Phase 2 | Early Election | Operating | Dry bottom wall-fired boiler | Coal | Natural Gas | Wet Lime FGD | Low NOx Burner Technology (Dry Bottom only) Low NOx Burner Technology w/ Overfire Air | Electrostatic Precipitator | 1870 | 9.7323 | COAL | 180 | 1919.3548 | 0.337 | 0.4695 | 9.7323
11249 | Louisville Gas & Electric Co | 1363 | Cane Run | KY | Jefferson | 5 | ST | OP | 209.4 | 168 | 168 |  | 5 | 1966 | BIT | NG | N | Y | N | Electric Utility |  |  |  | 2016 | N | Y |  | Y |  |  |  | 5 | 1966 | 386660 | [16 empty] | OP: OP; DP: SP; LS: LI; N: N | 3.5 | 85 | 2149 | 658340 | 100 | OP | EK |  |  | 17.9 |  | 4 |  |  |  | 99.2 | 204.6 | 725000 |  |  |  |  | COAL | KY | Cane Run | 1363 | 5 | 2010 |  | ARP, CAIRNOX, CAIROS, CAIRSO2 | 8458.91 | 12 | 1216745.19 |  | 2315.883 | 0.3932 | 2447.621 | 1257777.224 | 12259114.12 | 4 | Southeastern Electric Reliability Council | Jefferson | Electric Utility | 4911 | Electric Services | 38.1828 | -85.8894 | Louisville Gas and Electric Company (Owner/Operator) | Phase 2 | Early Election | Operating | Dry bottom wall-fired boiler | Coal | Natural Gas | Wet Lime FGD | Low NOx Burner Technology (Dry Bottom only) | Electrostatic Precipitator | 2030 | 9.9932 | COAL | 190 | 1934.5238 | 0.3932 | 0.37782 | 9.9932
11249 | Louisville Gas & Electric Co | 1363 | Cane Run | KY | Jefferson | 6 | ST | OP | 272 | 240 | 240 |  | 5 | 1969 | BIT | NG | N | Y | N | Electric Utility |  |  |  | 2016 | N | Y |  | Y |  |  |  | 6 | 1969 | 472660 | [16 empty] | OP: OP; DP: TR; LS: LI; LS: SC; N: N | 3.5 | 90 | 3120 | 863260 | 100 | OP | EK |  |  | 10 |  | 3.6 |  |  |  | 99.4 | 86 | 840000 |  |  |  |  | COAL | KY | Cane Run | 1363 | 6 | 2010 |  | ARP, CAIRNOX, CAIROS, CAIRSO2 | 6958.5 | 12 | 1344868.22 |  | 4825.435 | 0.2716 | 1798.255 | 1279863.049 | 12474399.27 | 4 | Southeastern Electric Reliability Council | Jefferson | Electric Utility | 4911 | Electric Services | 38.1828 | -85.8894 | Louisville Gas and Electric Company (Owner/Operator) | Phase 2 | Early Election | Operating | Tangentially-fired | Coal | Natural Gas | Wet Lime FGD | Low NOx Burner Technology w/ Separated OFA | Electrostatic Precipitator | 2600 | 9.2167 | COAL | 277 | 1922.9167 | 0.2716 | 0.77365 | 9.2167
11249 | Louisville Gas & Electric Co | 1364 | Mill Creek | KY | Jefferson | 1 | ST | OP | 355.5 | 303 | 303 |  | 8 | 1972 | BIT | NG | N | Y | N | Electric Utility |  |  |  |  | N | Y |  | Y |  |  |  | 1 | 1972 | 714700 | 0.05 |  |  | PB | DP | NP | 1978 | 2000 | 2000 | MS | NC | [5 empty] | OP: OP; DP: SP; LS: LS; N: N | 6 | 90 | 247 | 1340000 | 100 | OP | EK |  |  | 11.3 |  | 2 | 3.1 |  |  | 99.4 | 55 | 1080000 |  |  |  |  | COAL | KY | Mill Creek | 1364 | 1 | 2010 |  | ARP, CAIRNOX, CAIROS, CAIRSO2 | 7835.99 | 12 | 2261838.61 |  | 4653.124 | 0.3016 | 2994.475 | 1984023.942 | 19337474.88 | 4 | East Central Area Reliability Coordination Agreement | Jefferson | Electric Utility | 4911 | Electric Services | 38.0531 | -85.91 | Louisville Gas and Electric Company (Owner/Operator) | Phase 2 | Early Election | Operating | Tangentially-fired | Coal | Natural Gas | Wet Limestone | Low NOx Burner Technology w/ Separated OFA | Electrostatic Precipitator | 3090 | 8.5422 | COAL | 346 | 1929.0429 | 0.3016 | 0.48125 | 8.5422
11249 | Louisville Gas & Electric Co | 1364 | Mill Creek | KY | Jefferson | 2 | ST | OP | 355.5 | 301 | 299 |  | 7 | 1974 | BIT | NG | N | Y | N | Electric Utility |  |  |  |  | N | Y |  | Y |  |  |  | 1 | 1972 | 714700 | 0.05 |  |  | PB | DP | NP | 1975 | 1975 | 2000 | MS | SS | [5 empty] | OP: OP; DP: SP; LS: LS; N: N | 6 | 90 | 247 | 1340000 | 100 | OP | EK |  |  | 11.3 |  | 2 | 3.1 |  |  | 99.4 | 55 | 1080000 |  |  |  |  | COAL | KY | Mill Creek | 1364 | 2 | 2010 |  | ARP, CAIRNOX, CAIROS, CAIRSO2 | 8134.67 | 12 | 2385832.6 |  | 5213.336 | 0.3072 | 3491.306 | 2268347.68 | 22108692.75 | 4 | East Central Area Reliability Coordination Agreement | Jefferson | Electric Utility | 4911 | Electric Services | 38.0531 | -85.91 | Louisville Gas and Electric Company (Owner/Operator) | Phase 2 | Early Election | Operating | Tangentially-fired | Coal | Natural Gas | Wet Limestone | Low NOx Burner Technology w/ Separated OFA | Electrostatic Precipitator | 3380 | 9.2308 | COAL | 342 | 1928.0936 | 0.3072 | 0.47161 | 9.2308
11249 | Louisville Gas & Electric Co | 1364 | Mill Creek | KY | Jefferson | 3 | ST | OP | 462.6 | 391 | 394 |  | 8 | 1978 | BIT | NG | N | Y | N | Electric Utility |  |  |  |  | N | Y |  | Y |  |  |  | 3 | 1978 | 723800 | [16 empty] | OP: OP; DP: SP; LS: LS; N: N | 5 | 90 | 453 | 1298500 | 100 | OP | EK |  |  | 9 |  | 3.5 | 5.1 |  |  | 99.6 | 300 | 1670000 | OZ | OV |  |  | COAL | KY | Mill Creek | 1364 | 3 | 2010 |  | ARP, CAIRNOX, CAIROS, CAIRSO2 | 8208.79 | 12 | 3172086.84 |  | 9038.366 | 0.0621 | 849.783 | 3030457.006 | 29536634.92 | 4 | East Central Area Reliability Coordination Agreement | Jefferson | Electric Utility | 4911 | Electric Services | 38.0531 | -85.91 | Louisville Gas and Electric Company (Owner/Operator) | Phase 2 | Early Election | Operating | Dry bottom wall-fired boiler | Coal | Diesel Oil | Wet Limestone | Low NOx Burner Technology (Dry Bottom only) Selective Catalytic Reduction | Electrostatic Precipitator | 4204 | 9.3157 | COAL | 431 | 1953.0457 | 0.0621 | 0.61201 | 9.3114
11249 | Louisville Gas & Electric Co | 1364 | Mill Creek | KY | Jefferson | 4 | ST | OP | 543.6 | 477 | 486 |  | 9 | 1982 | BIT | NG | N | Y | N | Electric Utility |  |  |  |  | N | Y |  | Y |  |  |  | 4 | 1982 | 829900 | [16 empty] | OP: OP; DP: SP; LS: LS; N: N | 6.3 | 90 | 540 | 1496000 | 100 | OP | EK |  |  | 9 |  | 3.5 | 5.1 |  |  | 99.6 | 384 | 2100000 |  |  |  |  | COAL | KY | Mill Creek | 1364 | 4 | 2010 |  | ARP, CAIRNOX, CAIROS, CAIRSO2 | 7605.99 | 12 | 3647661.33 |  | 8228.42 | 0.0737 | 1168.668 | 3484111.035 | 33958213.02 | 4 | East Central Area Reliability Coordination Agreement | Jefferson | Electric Utility | 4911 | Electric Services | 38.0531 | -85.91 | Louisville Gas and Electric Company (Owner/Operator) | Phase 2 | Early Election | Operating | Dry bottom wall-fired boiler | Coal | Diesel Oil | Wet Limestone | Low NOx Burner Technology (Dry Bottom only) Selective Catalytic Reduction | Electrostatic Precipitator | 5250 | 9.2905 | COAL | 530 | 1954.7325 | 0.0737 | 0.48462 | 9.2905
11249 | Louisville Gas & Electric Co | 1365 | Ohio Falls | KY | Jefferson | 1 | HY | OP | 10 | 6 | 4 |  | 1 | 1928 | WAT |  | N | Y | N | Electric Utility |  |  |  |  | N | [57 empty] | N/A | [39 empty] | 0 | 0 | 10.4
11249 | Louisville Gas & Electric Co | 1365 | Ohio Falls | KY | Jefferson | 2 | HY | OP | 10 | 6 | 4 |  | 1 | 1928 | WAT |  | N | Y | N | Electric Utility |  |  |  |  | N | [57 empty] | N/A | [39 empty] | 0 | 0 | 10.4
11249 | Louisville Gas & Electric Co | 1365 | Ohio Falls | KY | Jefferson | 3 | HY | OP | 10 | 6 | 4 |  | 1 | 1928 | WAT |  | N | Y | N | Electric Utility |  |  |  |  | N | [57 empty] | N/A | [39 empty] | 0 | 0 | 10.4
11249 | Louisville Gas & Electric Co | 1365 | Ohio Falls | KY | Jefferson | 4 | HY | OP | 10 | 6 | 4 |  | 1 | 1928 | WAT |  | N | Y | N | Electric Utility |  |  |  |  | N | [57 empty] | N/A | [39 empty] | 0 | 0 | 10.4
11249 | Louisville Gas & Electric Co | 1365 | Ohio Falls | KY | Jefferson | 5 | HY | OP | 10 | 6 | 4 |  | 1 | 1928 | WAT |  | N | Y | N | Electric Utility |  |  |  |  | N | [57 empty] | N/A | [39 empty] | 0 | 0 | 10.4
11249 | Louisville Gas & Electric Co | 1365 | Ohio Falls | KY | Jefferson | 6 | HY | OP | 12.6 | 8 | 5 |  | 1 | 1928 | WAT |  | N | Y | N | Electric Utility |  |  |  |  | N | [57 empty] | N/A | [39 empty] | 0 | 0 | 10.4
11249 | Louisville Gas & Electric Co | 1365 | Ohio Falls | KY | Jefferson | 7 | HY | OP | 12.6 | 8 | 5 |  | 1 | 1928 | WAT |  | N | Y | N | Electric Utility |  |  |  |  | N | [57 empty] | N/A | [39 empty] | 0 | 0 | 10.4
11249 | Louisville Gas & Electric Co | 1365 | Ohio Falls | KY | Jefferson | 8 | HY | OP | 10 | 6 | 4 |  | 1 | 1928 | WAT |  | N | Y | N | Electric Utility |  |  |  |  | N | [57 empty] | N/A | [39 empty] | 0 | 0 | 10.4
11249 | Louisville Gas & Electric Co | 1366 | Paddys Run | KY | Jefferson | 13 | GT | OP | 178 | 147 | 175 |  | 6 | 2001 | NG |  | N | Y | N | Electric Utility |  |  |  |  | N | [57 empty] | GAS | KY | Paddy's Run | 1366 | 13 | 2010 |  | ARP, CAIRNOX, CAIROS, CAIRSO2 | 109.16 | 12 | 15083.65 |  | 0.044 | 0.081 | 5.773 | 8680.187 | 146043.684 | 4 |  | Jefferson | Electric Utility | 4911 | Electric Services | 38.2147 | -85.8453 | Louisville Gas and Electric Company (Owner/Operator) Kentucky Utilities Company (Owner) | Phase 2 |  | Operating | Combustion turbine | Pipeline Natural Gas |  |  | Dry Low NOx Burners |  | 1861 | 9.4891 | GAS | 157 | 1942.6752 | 0.081 | 0.000603 | 9.4891
11249 | Louisville Gas & Electric Co | 6071 | Trimble County | KY | Trimble | 1 | ST | OP | 566.1 | 511 | 515 |  | 12 | 1990 | BIT | DFO | N | Y | N | Electric Utility |  |  |  |  | N | Y |  | Y |  |  |  | 1 | 1990 | 945000 | [16 empty] | OP: OP; DP: SP; LS: LS; N: Y | 4.5 | 90.7 | 3328 | 1890000 | 100 | OP | EK |  |  | 6 |  | 3.5 |  |  |  | 99.5 | 509 | 2275000 |  |  |  |  | COAL | KY | Trimble County | 6071 | 1 | 2010 |  | ARP, CAIRNOX, CAIROS, CAIRSO2 | 7842.87 | 12 | 4004662.64 |  | 1574.156 | 0.0526 | 910.4 | 3742272.83 | 36474420.75 | 4 | East Central Area Reliability Coordination Agreement | Trimble | Electric Utility | 4911 | Electric Services | 38.5847 | -85.4117 | Illinois Municipal Electric Agency (Owner) Louisville Gas and Electric Company (Owner/Operator) Indiana Municipal Power Agency (Owner) | Phase 2 | Early Election | Operating | Tangentially-fired | Coal | Diesel Oil | Wet Limestone | Low NOx Burner Technology w/ Closed-coupled OFA Selective Catalytic Reduction | Electrostatic Precipitator | 5590 | 9.1008 | COAL | 564 | 1952.4272 | 0.0526 | 0.086316 | 9.1008
11249 | Louisville Gas & Electric Co | 6071 | Trimble County | KY | Trimble | 10 | GT | OP | 199 | 157 | 176 |  | 7 | 2004 | NG |  | N | Y | N | Electric Utility |  |  |  |  | N | [57 empty] | GAS | KY | Trimble County | 6071 | 10 | 2010 |  | ARP, CAIRNOX, CAIROS, CAIRSO2 | 941.38 | 12 | 104889.57 |  | 0.359 | 0.0327 | 17.813 | 71035.402 | 1195304.882 | 4 | East Central Area Reliability Coordination Agreement | Trimble | Electric Utility | 4911 | Electric Services | 38.5847 | -85.4117 | Louisville Gas and Electric Company (Owner/Operator) | Phase 2 |  | Operating | Combustion turbine | Pipeline Natural Gas |  |  | Dry Low NOx Burners |  | 2050 | 10.4844 | GAS | 184 | 1977.2727 | 0.0327 | 0.000601 | 10.4844
11249 | Louisville Gas & Electric Co | 6071 | Trimble County | KY | Trimble | 2 | ST | OP | 834 | 731.9 | 761.3 |  | 1 | 2011 | BIT | SUB | N | Y | N | Electric Utility |  |  |  |  | N | Y |  |  | Y | [5 empty] | 0.05 |  |  | PB | DP | NP | 1978 | 2000 | 2000 | MS | NC | [5 empty] | OP: OP; DP: SP; LS: LS; N: N | 2.7 | 98.5 | 537 | 1941248 | 100 | OP | EK¦¦BP¦¦EK | [5 empty] | 2.7 |  |  | 97.5¦¦ 95.5¦¦ 92 | 2040¦¦ 46¦¦ 24 | 2341642¦¦ 2425166¦¦ 1957847 |  |  |  |  | COAL | KY | Trimble County | 6071 | 2 | 2010 | MS-2A, MS-2B | ARP, CAIRNOX, CAIROS, CAIRSO2 | 413.62 | 3 | 239783.47 |  | 132.879 | 0.1716 | 193.586 | 254351.703 | 2425193.845 | 4 | East Central Area Reliability Coordination Agreement | Trimble | Electric Utility | 4911 | Electric Services | 38.5847 | -85.4117 | Illinois Municipal Electric Agency (Owner) Louisville Gas and Electric Company (Owner/Operator) Kentucky Utilities Company (Owner) Indiana Municipal Power Agency (Owner) | Phase 2 |  | Operating (Started 05/18/2010) | Dry bottom wall-fired boiler (Started May 18, 2010) | Coal |  | Wet Limestone | Selective Catalytic Reduction | Baghouse Electrostatic Precipitator Wet ESP | 7490 | 8.8978 | COAL | 822 | 1960.134 | 0.1716 | 0.10958 | 8.8978
11249 | Louisville Gas & Electric Co | 6071 | Trimble County | KY | Trimble | 5 | GT | OP | 199 | 157 | 176 |  | 5 | 2002 | NG |  | N | Y | N | Electric Utility |  |  |  |  | N | [57 empty] | GAS | KY | Trimble County | 6071 | 5 | 2010 |  | ARP, CAIRNOX, CAIROS, CAIRSO2 | 1171.69 | 12 | 130691.13 |  | 0.437 | 0.0308 | 21.001 | 86506.989 | 1455682.384 | 4 | East Central Area Reliability Coordination Agreement | Trimble | Electric Utility | 4911 | Electric Services | 38.5847 | -85.4117 | Louisville Gas and Electric Company (Owner/Operator) | Phase 2 |  | Operating | Combustion turbine | Pipeline Natural Gas |  |  | Dry Low NOx Burners |  | 2050 | 10.1859 | GAS | 184 | 1977.2727 | 0.0308 | 0.0006 | 10.1859
11249 | Louisville Gas & Electric Co | 6071 | Trimble County | KY | Trimble | 6 | GT | OP | 199 | 157 | 176 |  | 5 | 2002 | NG |  | N | Y | N | Electric Utility |  |  |  |  | N | [57 empty] | GAS | KY | Trimble County | 6071 | 6 | 2010 |  | ARP, CAIRNOX, CAIROS, CAIRSO2 | 914.04 | 12 | 101211.7 |  | 0.352 | 0.0306 | 16.709 | 69724.543 | 1173243.988 | 4 | East Central Area Reliability Coordination Agreement | Trimble | Electric Utility | 4911 | Electric Services | 38.5847 | -85.4117 | Louisville Gas and Electric Company (Owner/Operator) | Phase 2 |  | Operating | Combustion turbine | Pipeline Natural Gas |  |  | Dry Low NOx Burners |  | 2050 | 10.6477 | GAS | 194 | 1948.8636 | 0.0306 | 0.0006 | 10.6477
11249 | Louisville Gas & Electric Co | 6071 | Trimble County | KY | Trimble | 7 | GT | OP | 199 | 157 | 176 |  | 6 | 2004 | NG |  | N | Y | N | Electric Utility |  |  |  |  | N | [57 empty] | GAS | KY | Trimble County | 6071 | 7 | 2010 |  | ARP, CAIRNOX, CAIROS, CAIRSO2 | 1166.3 | 12 | 126947.7 |  | 0.435 | 0.0312 | 21.395 | 86096.689 | 1448733.058 | 4 | East Central Area Reliability Coordination Agreement | Trimble | Electric Utility | 4911 | Electric Services | 38.5847 | -85.4117 | Louisville Gas and Electric Company (Owner/Operator) | Phase 2 |  | Operating | Combustion turbine | Pipeline Natural Gas |  |  | Dry Low NOx Burners |  | 2050 | 10.461 | GAS | 184 | 1977.2727 | 0.0312 | 0.000601 | 10.461
11249 | Louisville Gas & Electric Co | 6071 | Trimble County | KY | Trimble | 8 | GT | OP | 199 | 157 | 176 |  | 6 | 2004 | NG |  | N | Y | N | Electric Utility |  |  |  |  | N | [57 empty] | GAS | KY | Trimble County | 6071 | 8 | 2010 |  | ARP, CAIRNOX, CAIROS, CAIRSO2 | 902.47 | 12 | 99383.65 |  | 0.345 | 0.0328 | 16.24 | 68356.432 | 1150220.453 | 4 | East Central Area Reliability Coordination Agreement | Trimble | Electric Utility | 4911 | Electric Services | 38.5847 | -85.4117 | Louisville Gas and Electric Company (Owner/Operator) | Phase 2 |  | Operating | Combustion turbine | Pipeline Natural Gas |  |  | Dry Low NOx Burners |  | 2050 | 10.6459 | GAS | 181 | 1985.7955 | 0.0328 | 0.0006 | 10.6459
11249 | Louisville Gas & Electric Co | 6071 | Trimble County | KY | Trimble | 9 | GT | OP | 199 | 157 | 176 |  | 7 | 2004 | NG |  | N | Y | N | Electric Utility |  |  |  |  | N | N | [56 empty] | GAS | KY | Trimble County | 6071 | 9 | 2010 |  | ARP, CAIRNOX, CAIROS, CAIRSO2 | 1130.18 | 12 | 125594.54 |  | 0.436 | 0.0308 | 20.992 | 86441.445 | 1454541.356 | 4 | East Central Area Reliability Coordination Agreement | Trimble | Electric Utility | 4911 | Electric Services | 38.5847 | -85.4117 | Louisville Gas and Electric Company (Owner/Operator) | Phase 2 |  | Operating | Combustion turbine | Pipeline Natural Gas |  |  | Dry Low NOx Burners |  | 2050 | 10.6546 | GAS | 184 | 1977.2727 | 0.0308 | 0.0006 | 10.6546
11251 | Loup River Public Power Dist | 2260 | Columbus | NE | Platte | 1 | HY | OP | 15.2 | 15 | 15 |  | 1 | 1936 | WAT |  | N | Y | N | Electric Utility |  |  |  |  | N | [57 empty] | N/A | [39 empty] | 0 | 0 | 10.4
11251 | Loup River Public Power Dist | 2260 | Columbus | NE | Platte | 2 | HY | OP | 15.2 | 15 | 15 |  | 1 | 1936 | WAT |  | N | Y | N | Electric Utility |  |  |  |  | N | [57 empty] | N/A | [39 empty] | 0 | 0 | 10.4
11251 | Loup River Public Power Dist | 2260 | Columbus | NE | Platte | 3 | HY | OP | 15.2 | 14.9 | 14.9 |  | 1 | 1936 | WAT |  | N | Y | N | Electric Utility |  |  |  |  | N | [57 empty] | N/A | [39 empty] | 0 | 0 | 10.4
11251 | Loup River Public Power Dist | 2273 | Monroe | NE | Platte | 1 | HY | OP | 2.8 | 1 | 1 |  | 1 | 1936 | WAT |  | N | Y | N | Electric Utility |  |  |  |  | N | [57 empty] | N/A | [39 empty] | 0 | 0 | 10.4
11251 | Loup River Public Power Dist | 2273 | Monroe | NE | Platte | 2 | HY | OP | 2.8 | 1 | 1 |  | 1 | 1936 | WAT |  | N | Y | N | Electric Utility |  |  |  |  | N | [57 empty] | N/A | [39 empty] | 0 | 0 | 10.4
11251 | Loup River Public Power Dist | 2273 | Monroe | NE | Platte | 3 | HY | OP | 2.8 | 1 | 1 |  | 1 | 1936 | WAT |  | N | Y | N | Electric Utility |  |  |  |  | N | [57 empty] | N/A | [39 empty] | 0 | 0 | 10.4
11252 | Louisiana Generating LLC | 1464 | Big Cajun 1 | LA | Pointe Coupee | 2 | ST | OP | 113.6 | 110 | 110 |  | 6 | 1972 | NG |  | N | Y | N | IPP Non-CHP |  |  |  |  | N | [6 empty] | 1S2 | 1972 | 165000 | [48 empty] | GAS | LA | Big Cajun 1 | 1464 | CTG2 | 2010 |  | ARP, CAIRNOX, CAIROS, CAIRSO2 | 262.72 | 12 | 19858.23 |  | 0.076 | 0.0762 | 8.072 | 15064.354 | 253506.655 | 6 | Southwest Power Pool | Pointe Coupee | Electric Utility | 4911 | Electric Services | 30.6736 | -91.3525 | Louisiana Generating, LLC (Operator) Big Cajun 1 Peaking Power, LLC (Owner) | Phase 2 |  | Operating | Combustion turbine | Pipeline Natural Gas |  |  | Dry Low NOx Burners |  | 1638 | 11.8498 | GAS | 128 | 418.1818 | 0.0762 | 0.0006 | 11.8498
11252 | Louisiana Generating LLC | 6055 | Big Cajun 2 | LA | Pointe Coupee | 1 | ST | OP | 626 | 580 | 580 |  | 7 | 1981 | SUB | DFO | N | Y | N | IPP Non-CHP |  |  |  |  | N | Y |  | Y |  |  |  | 2S1 | 1981 | 662500 | [31 empty] | OP | EK |  |  | 3.5 |  | 0.2 | 1.2 | 0.2 | 0.7 | 99.7 | 187 | 2186000 |  |  |  |  | COAL | LA | Big Cajun 2 | 6055 | 2B3 | 2010 |  | ARP, CAIRNOX, CAIROS, CAIRSO2 | 8118.45 | 12 | 4592569.9 |  | 12614.46 | 0.1572 | 3514.642 | 4646032.946 | 44298568.47 | 6 | Southwest Power Pool | Pointe Coupee | Electric Utility | 4911 | Electric Services | 30.7261 | -91.3669 | Entergy Corporation (Owner) Louisiana Generating, LLC (Owner/Operator) | Phase 2 | Early Election | Operating | Dry bottom wall-fired boiler | Coal | Diesel Oil |  | Low NOx Burner Technology w/ Overfire Air | Electrostatic Precipitator | 7200 | 9.6368 | COAL | 623 | -37.069 | 0.1572 | 0.56952 | 9.6368
11252 | Louisiana Generating LLC | 6055 | Big Cajun 2 | LA | Pointe Coupee | 2 | ST | OP | 626 | 575 | 575 |  | 7 | 1982 | SUB | DFO | N | Y | N | IPP Non-CHP |  |  |  |  | N | Y |  | Y |  |  |  | 2S2 | 1982 | 662500 | [31 empty] | OP | EK |  |  | 3.5 |  | 0.2 | 1.2 | 0.2 | 0.7 | 99.7 | 187 | 2186000 |  |  |  |  | COAL | LA | Big Cajun 2 | 6055 | 2B3 | 2010 |  | ARP, CAIRNOX, CAIROS, CAIRSO2 | 8118.45 | 12 | 4592569.9 |  | 12614.46 | 0.1572 | 3514.642 | 4646032.946 | 44298568.47 | 6 | Southwest Power Pool | Pointe Coupee | Electric Utility | 4911 | Electric Services | 30.7261 | -91.3669 | Entergy Corporation (Owner) Louisiana Generating, LLC (Owner/Operator) | Phase 2 | Early Election | Operating | Dry bottom wall-fired boiler | Coal | Diesel Oil |  | Low NOx Burner Technology w/ Overfire Air | Electrostatic Precipitator | 7200 | 9.6368 | COAL | 623 | -41.7391 | 0.1572 | 0.56952 | 9.6368
11252 | Louisiana Generating LLC | 6055 | Big Cajun 2 | LA | Pointe Coupee | 3 | ST | OP | 619 | 588 | 588 |  | 4 | 1983 | SUB | DFO | N | Y | N | IPP Non-CHP |  |  |  |  | N | Y |  | Y |  |  |  | 2S3 | 1983 | 695000 | [31 empty] | OP | EK |  |  | 3.5 |  | 0.2 | 1.2 | 0.2 | 0.7 | 99.7 | 187 | 2186000 |  |  |  |  | COAL | LA | Big Cajun 2 | 6055 | 2B3 | 2010 |  | ARP, CAIRNOX, CAIROS, CAIRSO2 | 8118.45 | 12 | 4592569.9 |  | 12614.46 | 0.1572 | 3514.642 | 4646032.946 | 44298568.47 | 6 | Southwest Power Pool | Pointe Coupee | Electric Utility | 4911 | Electric Services | 30.7261 | -91.3669 | Entergy Corporation (Owner) Louisiana Generating, LLC (Owner/Operator) | Phase 2 | Early Election | Operating | Dry bottom wall-fired boiler | Coal | Diesel Oil |  | Low NOx Burner Technology w/ Overfire Air | Electrostatic Precipitator | 7200 | 9.6368 | COAL | 623 | -29.7619 | 0.1572 | 0.56952 | 9.6368
11252 | Louisiana Generating LLC | 1464 | Big Cajun 1 | LA | Pointe Coupee | 3 | GT | OP | 132.8 | 105 | 115 |  | 5 | 2001 | NG |  | N | Y | N | IPP Non-CHP |  |  |  |  | N | [57 empty] | GAS | LA | Big Cajun 1 | 1464 | 1B2 | 2010 |  | ARP, CAIRNOX, CAIROS, CAIRSO2 | 25.63 | 12 | 955 |  | 0.009 | 0.3741 | 5.685 | 1822.293 | 30653.48 | 6 | Southwest Power Pool | Pointe Coupee | Electric Utility | 4911 | Electric Services | 30.6736 | -91.3525 | Louisiana Generating, LLC (Owner/Operator) | Phase 2 |  | Operating | Dry bottom wall-fired boiler | Pipeline Natural Gas | Diesel Oil |  |  |  | 1250 | 11.1256 | GAS | 110 | -22.7273 | 0.3741 | 0.000587 | 11.1256
11252 | Louisiana Generating LLC | 1464 | Big Cajun 1 | LA | Pointe Coupee | 4 | GT | OP | 132.8 | 105 | 115 |  | 6 | 2001 | NG |  | N | Y | N | IPP Non-CHP |  |  |  |  | N | [57 empty] | GAS | LA | Big Cajun 1 | 1464 | 1B2 | 2010 |  | ARP, CAIRNOX, CAIROS, CAIRSO2 | 25.63 | 12 | 955 |  | 0.009 | 0.3741 | 5.685 | 1822.293 | 30653.48 | 6 | Southwest Power Pool | Pointe Coupee | Electric Utility | 4911 | Electric Services | 30.6736 | -91.3525 | Louisiana Generating, LLC (Owner/Operator) | Phase 2 |  | Operating | Dry bottom wall-fired boiler | Pipeline Natural Gas | Diesel Oil |  |  |  | 1250 | 11.1256 | GAS | 110 | -22.7273 | 0.3741 | 0.000587 | 11.1256
11269 | Lower Colorado River Authority | 3594 | Austin | TX | Travis | 1 | HY | OP | 9 | 8.2 | 8.2 |  | 4 | 1940 | WAT |  | N | Y | N | Electric Utility |  |  |  |  | N | [57 empty] | N/A | [39 empty] | 0 | 0 | 10.4
11269 | Lower Colorado River Authority | 3594 | Austin | TX | Travis | 2 | HY | OP | 9 | 8.8 | 8.8 |  | 4 | 1940 | WAT |  | N | Y | N | Electric Utility |  |  |  |  | N | [57 empty] | N/A | [39 empty] | 0 | 0 | 10.4
11269 | Lower Colorado River Authority | 3595 | Buchanan | TX | Llano | 1 | HY | OP | 18.3 | 18 | 18 |  | 1 | 1938 | WAT |  | N | Y | N | Electric Utility |  |  |  |  | N | [57 empty] | N/A | [39 empty] | 0 | 0 | 10.4
11269 | Lower Colorado River Authority | 3595 | Buchanan | TX | Llano | 2 | HY | OP | 18.3 | 18 | 18 |  | 1 | 1938 | WAT |  | N | Y | N | Electric Utility |  |  |  |  | N | [57 empty] | N/A | [39 empty] | 0 | 0 | 10.4
11269 | Lower Colorado River Authority | 3595 | Buchanan | TX | Llano | 3 | HY | OP | 18.3 | 18 | 18 |  | 5 | 1950 | WAT |  | N | Y | N | Electric Utility |  |  |  |  | N | [57 empty] | N/A | [39 empty] | 0 | 0 | 10.4
11269 | Lower Colorado River Authority | 3597 | Granite Shoals | TX | Burnet | 1 | HY | OP | 30 | 30 | 30 |  | 6 | 1951 | WAT |  | N | Y | N | Electric Utility |  |  |  |  | N | [57 empty] | N/A | [39 empty] | 0 | 0 | 10.4
11269 | Lower Colorado River Authority | 3597 | Granite Shoals | TX | Burnet | 2 | HY | OP | 30 | 30 | 30 |  | 8 | 1951 | WAT |  | N | Y | N | Electric Utility |  |  |  |  | N | [57 empty] | N/A | [39 empty] | 0 | 0 | 10.4
11269 | Lower Colorado River Authority | 3598 | Inks | TX | Burnet | 1 | HY | OP | 15 | 13.8 | 13.8 |  | 1 | 1938 | WAT |  | N | Y | N | Electric Utility |  |  |  |  | N | [57 empty] | N/A | [39 empty] | 0 | 0 | 10.4
11269 | Lower Colorado River Authority | 3599 | Marble Falls | TX | Burnet | 1 | HY | OP | 22 | 20.8 | 20.8 |  | 10 | 1951 | WAT |  | N | Y | N | Electric Utility |  |  |  |  | N | [57 empty] | N/A | [39 empty] | 0 | 0 | 10.4
11269 | Lower Colorado River Authority | 3599 | Marble Falls | TX | Burnet | 2 | HY | OP | 22 | 20.6 | 20.6 |  | 9 | 1951 | WAT |  | N | Y | N | Electric Utility |  |  |  |  | N | [57 empty] | N/A | [39 empty] | 0 | 0 | 10.4
11269 | Lower Colorado River Authority | 3600 | Marshall Ford | TX | Travis | 1 | HY | OP | 36 | 36 | 36 |  | 1 | 1941 | WAT |  | N | Y | N | Electric Utility |  |  |  |  | N | [57 empty] | N/A | [39 empty] | 0 | 0 | 10.4
11269 | Lower Colorado River Authority | 3600 | Marshall Ford | TX | Travis | 2 | HY | OP | 36 | 36 | 36 |  | 1 | 1941 | WAT |  | N | Y | N | Electric Utility |  |  |  |  | N | [57 empty] | N/A | [39 empty] | 0 | 0 | 10.4
11269 | Lower Colorado River Authority | 3600 | Marshall Ford | TX | Travis | 3 | HY | OP | 36 | 36 | 36 |  | 1 | 1941 | WAT |  | N | Y | N | Electric Utility |  |  |  |  | N | [57 empty] | N/A | [39 empty] | 0 | 0 | 10.4
11269 | Lower Colorado River Authority | 3601 | Sim Gideon | TX | Bastrop | 1 | ST | OP | 144 | 140 | 144 |  | 5 | 1965 | NG | DFO | Y | Y | N | Electric Utility | [11 empty] | 1 | 1965 | 111585 | [44 empty] | OP | LN |  |  | GAS | TX | Sim Gideon | 3601 | 1 | 2010 |  | ARP, CAIRNOX, CAIRSO2 | 1899.14 | 12 | 74975.8 |  | 0.238 | 0.0903 | 44.504 | 47043.5 | 791569.12 | 6 | Electric Reliability Council of Texas | Bastrop | Electric Utility | 4911 | Electric Services | 30.1456 | -97.2708 | Lower Colorado River Authority (Owner/Operator) | Phase 2 |  | Operating | Dry bottom wall-fired boiler | Pipeline Natural Gas | Diesel Oil |  | Overfire Air Other |  | 1447 | 9.5081 | GAS | 139 | 1982.0144 | 0.0903 | 0.000601 | 9.5081
11269 | Lower Colorado River Authority | 3601 | Sim Gideon | TX | Bastrop | 2 | ST | OP | 144 | 140 | 144 |  | 3 | 1968 | NG | DFO | Y | Y | N | Electric Utility | [11 empty] | 2 | 1968 | 111585 | [44 empty] | OP | LN | SR |  | GAS | TX | Sim Gideon | 3601 | 2 | 2010 |  | ARP, CAIRNOX, CAIRSO2 | 2128.45 | 12 | 85937.9 |  | 0.266 | 0.0896 | 62.478 | 52765.356 | 887974.173 | 6 | Electric Reliability Council of Texas | Bastrop | Electric Utility | 4911 | Electric Services | 30.1456 | -97.2708 | Lower Colorado River Authority (Owner/Operator) | Phase 2 |  | Operating | Dry bottom wall-fired boiler | Pipeline Natural Gas | Diesel Oil |  | Overfire Air Other |  | 1462 | 9.0517 | GAS | 139 | 1982.0144 | 0.0896 | 0.000599 | 9.0517
11269 | Lower Colorado River Authority | 3601 | Sim Gideon | TX | Bastrop | 3 | ST | OP | 351 | 340 | 343 |  | 5 | 1972 | NG | DFO | Y | Y | N | Electric Utility | [11 empty] | 3 | 1972 | 417036 | 0.05 |  |  | PH | DH | NP | 1973 | 1973 | 1997 | MS | IF | [33 empty] | OP | LN | SR |  | GAS | TX | Sim Gideon | 3601 | 3 | 2010 |  | ARP, CAIRNOX, CAIRSO2 | 7235.87 | 12 | 773521.06 |  | 2.486 | 0.0377 | 159.313 | 492163.721 | 8281543.862 | 6 | Electric Reliability Council of Texas | Bastrop | Electric Utility | 4911 | Electric Services | 30.1456 | -97.2708 | Lower Colorado River Authority (Owner/Operator) | Phase 2 |  | Operating | Tangentially-fired | Pipeline Natural Gas | Diesel Oil |  | Combustion Modification/Fuel Reburning Overfire Air |  | 3434 | 9.8239 | GAS | 347 | 1994.1691 | 0.0377 | 0.0006 | 9.8239
11269 | Lower Colorado River Authority | 4937 | Thomas C Ferguson | TX | Llano | 1 | ST | OP | 446 | 420 | 420 |  | 8 | 1974 | NG |  | N | Y | N | Electric Utility |  |  |  | 2015 | N | [6 empty] | 1 | 1974 | 815000 | [48 empty] | GAS | TX | T C Ferguson Power Plant | 4937 | 1 | 2010 |  | ARP, CAIRNOX, CAIRSO2 | 5385.69 | 12 | 722285.93 |  | 2.325 | 0.0939 | 449.583 | 460536.816 | 7749451.152 | 6 | Electric Reliability Council of Texas | Llano | Electric Utility | 4911 | Electric Services | 30.558 | -98.3705 | Lower Colorado River Authority (Owner/Operator) | Phase 2 |  | Operating | Tangentially-fired | Pipeline Natural Gas | Residual Oil |  |  |  | 4590 | 9.6827 | GAS | 435 | 1982.1429 | 0.0939 | 0.0006 | 9.6827
11269 | Lower Colorado River Authority | 6179 | Fayette Power Project | TX | Fayette | 1 | ST | OP | 615 | 598 | 606 |  | 6 | 1979 | SUB |  | N | Y | N | Electric Utility |  |  |  |  | N | Y |  | N |  |  |  | 1 | 1979 | 1235460 | 1.59 | 0.18 | 5100 | PH | SU | OT | 2000 | 2000 | 2000 | MS | OT | [5 empty] | OP: OP; DP: SP; LS: LS; N: Y | 0.9 | 97 | 388 | 2122669 | 100 | OP | EK |  |  | 4.3 |  | 0.5 |  |  |  | 99.6 | 186 | 2444333 |  |  |  |  | COAL | TX | Sam Seymour | 6179 | 1 | 2010 |  | ARP, CAIRNOX, CAIRSO2 | 6684.05 | 12 | 3714789.74 |  | 11768.313 | 0.102 | 1869.07 | 3811152.324 | 36580782.37 | 6 | Electric Reliability Council of Texas | Fayette | Electric Utility | 4911 | Electric Services | 29.9172 | -96.7506 | Lower Colorado River Authority (Owner/Operator) City of Austin (Owner) | Phase 2 | Early Election | Operating | Tangentially-fired | Coal |  | Wet Limestone (Began Dec 20, 2010) | Low NOx Burner Technology w/ Closed-coupled/Separated OFA | Electrostatic Precipitator | 8673.9 | 9.8262 | COAL | 640 | 1971.9472 | 0.102 | 0.64342 | 9.8262
11269 | Lower Colorado River Authority | 6179 | Fayette Power Project | TX | Fayette | 2 | ST | OP | 615 | 598 | 606 |  | 5 | 1980 | SUB |  | N | Y | N | Electric Utility |  |  |  |  | N | Y | [5 empty] | 2 | 1980 | 1235460 | 1.59 | 0.18 | 5100 | PH | SU | OT | 2000 | 2000 | 2000 | MS | OT | [5 empty] | OP: OP; DP: SP; LS: LS; N: Y | 0.9 | 97 | 388 | 2122669 | 100 | OP | EK |  |  | 4.3 |  | 0.5 |  |  |  | 99.6 | 186 | 2444333 |  |  |  |  | COAL | TX | Sam Seymour | 6179 | 2 | 2010 |  | ARP, CAIRNOX, CAIRSO2 | 7610.67 | 12 | 4208934.48 |  | 13071.114 | 0.1071 | 2265.612 | 4408304.53 | 42265016.35 | 6 | Electric Reliability Council of Texas | Fayette | Electric Utility | 4911 | Electric Services | 29.9172 | -96.7506 | Lower Colorado River Authority (Owner/Operator) City of Austin (Owner) | Phase 2 | Early Election | Operating | Tangentially-fired | Coal |  |  | Low NOx Burner Technology w/ Closed-coupled/Separated OFA | Electrostatic Precipitator | 8673.9 | 10.0525 | COAL | 639 | 1972.7723 | 0.1071 | 0.61853 | 10.0417
11269 | Lower Colorado River Authority | 6179 | Fayette Power Project | TX | Fayette | 3 | ST | OP | 460 | 445 | 450 |  | 4 | 1988 | SUB |  | N | Y | N | Electric Utility |  |  |  |  | N | Y | [5 empty] | 3 | 1988 | 673500 | 4.26 | 0.18 | 5100 | PH | SU | OT | 2000 | 2000 | 2000 | MS | NC | OT |  |  |  |  | OP: OP; DP: TR; LS: LS; N: Y | 1.7 | 90 | 4735 | 2175200 | 94 | OP | EK |  |  | 21.6 |  | 1.8 |  |  |  | 99.9 | 142 | 2444333 |  |  |  |  | COAL | TX | Sam Seymour | 6179 | 3 | 2010 |  | ARP, CAIRNOX, CAIRSO2 | 8705.02 | 12 | 3706379.86 |  | 2075.322 | 0.1159 | 2312.964 | 4129952.109 | 39590853.16 | 6 | Electric Reliability Council of Texas | Fayette | Electric Utility | 4911 | Electric Services | 29.9172 | -96.7506 | Lower Colorado River Authority (Owner/Operator) | Phase 2 | Early Election | Operating | Tangentially-fired | Coal |  | Wet Limestone | Low NOx Burner Technology w/ Closed-coupled/Separated OFA | Electrostatic Precipitator | 6333.3 | 10.6404 | COAL | 472 | 1975.5556 | 0.1159 | 0.10484 | 10.6404
11269 | Lower Colorado River Authority | 55154 | Lost Pines 1 Power Project | TX | Bastrop | CTA | CT | OP | 195.5 | 166 | 184 |  | 5 | 2001 | NG |  | N | Y | N | Electric Utility |  |  |  |  | N | [57 empty] | GAS | TX | Lost Pines 1 | 55154 | 1 | 2010 |  | ARP, CAIRNOX, CAIRSO2 | 6987.36 | 12 | 991279.35 |  | 3.227 | 0.0169 | 89.724 | 640025.056 | 10769655.53 | 6 |  | Bastrop | Electric Utility | 4911 | Electric Services | 30.1478 | -97.27 | GenTex Power Corporation (Owner) Lower Colorado River Authority (Operator) | Phase 2 |  | Operating | Combined cycle | Pipeline Natural Gas |  |  | Selective Catalytic Reduction |  | 1990 | 10.5958 | GAS | 183 | -2.7322 | 0.0169 | 0.000599 | 10.5958
11269 | Lower Colorado River Authority | 55154 | Lost Pines 1 Power Project | TX | Bastrop | CTB | CT | OP | 195.5 | 165 | 184 |  | 5 | 2001 | NG |  | N | Y | N | Electric Utility |  |  |  |  | N | [57 empty] | GAS | TX | Lost Pines 1 | 55154 | 1 | 2010 |  | ARP, CAIRNOX, CAIRSO2 | 6987.36 | 12 | 991279.35 |  | 3.227 | 0.0169 | 89.724 | 640025.056 | 10769655.53 | 6 |  | Bastrop | Electric Utility | 4911 | Electric Services | 30.1478 | -97.27 | GenTex Power Corporation (Owner) Lower Colorado River Authority (Operator) | Phase 2 |  | Operating | Combined cycle | Pipeline Natural Gas |  |  | Selective Catalytic Reduction |  | 1990 | 10.5958 | GAS | 183 | -2.7322 | 0.0169 | 0.000599 | 10.5958
11269 | Lower Colorado River Authority | 55154 | Lost Pines 1 Power Project | TX | Bastrop | ST | CA | OP | 204 | 185 | 189 |  | 5 | 2001 | NG |  | N | Y | N | Electric Utility |  |  |  |  | N | [57 empty] | GAS | [39 empty] | 0 | 0 | 10.4
11269 | Lower Colorado River Authority | 56674 | Winchester Power Park | TX | Fayette | CGT1 | GT | OP | 60.5 | 44.8 | 44.8 |  | 5 | 2010 | NG |  | N | Y | N | Electric Utility |  |  |  |  | N | [57 empty] | GAS | TX | Winchester Power Park | 56674 | 1 | 2010 |  | ARP, CAIRNOX, CAIRSO2 | 1665.99 | 12 | 55300.62 |  | 0.152 | 0.027 | 5.35 | 30020.391 | 505125.083 | 6 | Electric Reliability Council of Texas | Fayette | Electric Utility |  |  | 30.0383 | -96.9875 | Lower Colorado River Authority (Owner/Operator) | Phase 2 |  | Operating | Combustion turbine | Pipeline Natural Gas |  |  | Selective Catalytic Reduction |  | 437 | 8.4931 | GAS | 48 | 464.2857 | 0.027 | 0.000602 | 8.4931
11269 | Lower Colorado River Authority | 56674 | Winchester Power Park | TX | Fayette | CGT2 | GT | OP | 60.5 | 44.8 | 44.8 |  | 5 | 2010 | NG |  | N | Y | N | Electric Utility |  |  |  |  | N | [57 empty] | GAS | TX | Winchester Power Park | 56674 | 2 | 2010 |  | ARP, CAIRNOX, CAIRSO2 | 1619.63 | 12 | 53320.27 |  | 0.147 | 0.0286 | 2.5 | 29207.616 | 491488.569 | 6 | Electric Reliability Council of Texas | Fayette | Electric Utility |  |  | 30.0383 | -96.9875 | Lower Colorado River Authority (Owner/Operator) | Phase 2 |  | Operating | Combustion turbine | Pipeline Natural Gas |  |  | Selective Catalytic Reduction |  | 437 | 8.5576 | GAS | 48 | 464.2857 | 0.0286 | 0.000598 | 8.5576
11269 | Lower Colorado River Authority | 56674 | Winchester Power Park | TX | Fayette | CGT3 | GT | OP | 60.5 | 44.8 | 44.8 |  | 5 | 2010 | NG |  | N | Y | N | Electric Utility |  |  |  |  | N | [57 empty] | GAS | TX | Winchester Power Park | 56674 | 3 | 2010 |  | ARP, CAIRNOX, CAIRSO2 | 1479.28 | 12 | 48530.01 |  | 0.134 | 0.0216 | 2.835 | 26463.873 | 445297.699 | 6 | Electric Reliability Council of Texas | Fayette | Electric Utility |  |  | 30.0383 | -96.9875 | Lower Colorado River Authority (Owner/Operator) | Phase 2 |  | Operating | Combustion turbine | Pipeline Natural Gas |  |  | Selective Catalytic Reduction |  | 437 | 8.5176 | GAS | 49 | 453.125 | 0.0216 | 0.000602 | 8.5176
11269 | Lower Colorado River Authority | 56674 | Winchester Power Park | TX | Fayette | CGT4 | GT | OP | 60.5 | 44.8 | 44.8 |  | 5 | 2010 | NG |  | N | Y | N | Electric Utility |  |  |  |  | N | [57 empty] | GAS | TX | Winchester Power Park | 56674 | 4 | 2010 |  | ARP, CAIRNOX, CAIRSO2 | 1190.4 | 12 | 40325.33 |  | 0.11 | 0.018 | 1.786 | 21844.597 | 367561.692 | 6 | Electric Reliability Council of Texas | Fayette | Electric Utility |  |  | 30.0383 | -96.9875 | Lower Colorado River Authority (Owner/Operator) | Phase 2 |  | Operating | Combustion turbine | Pipeline Natural Gas |  |  | Selective Catalytic Reduction |  | 437 | 8.536 | GAS | 48 | 464.2857 | 0.018 | 0.000599 | 8.536
11270 | Lower Saranac Hydro Partner LP | 10214 | Lower Saranac Hydroelectric Facility | NY | Clinton | GEN1 | HY | OP | 3.2 | 3 | 2.9 |  | 10 | 1990 | WAT |  | N | Y | N | IPP Non-CHP | [62 empty] | N/A | [39 empty] | 0 | 0 | 10.4
11270 | Lower Saranac Hydro Partner LP | 10214 | Lower Saranac Hydroelectric Facility | NY | Clinton | GEN2 | HY | OP | 3.2 | 3 | 2.9 |  | 10 | 1990 | WAT |  | N | Y | N | IPP Non-CHP | [62 empty] | N/A | [39 empty] | 0 | 0 | 10.4
11270 | Lower Saranac Hydro Partner LP | 10214 | Lower Saranac Hydroelectric Facility | NY | Clinton | GEN3 | HY | OP | 0.3 | 0.3 | 0.3 |  | 11 | 1990 | WAT |  | N | Y | N | IPP Non-CHP | [62 empty] | N/A | [39 empty] | 0 | 0 | 10.4
11273 | Lower Valley Energy Inc | 6393 | Strawberry Creek | WY | LINCOLN | 1 | HY | OP | 0.5 | 0.5 | 0.5 |  | 1 | 1951 | WAT |  | N | Y | N | Electric Utility | [62 empty] | N/A | [39 empty] | 0 | 0 | 10.4
11273 | Lower Valley Energy Inc | 6393 | Strawberry Creek | WY | LINCOLN | 2 | HY | OP | 0.5 | 0.5 | 0.5 |  | 1 | 1951 | WAT |  | N | Y | N | Electric Utility | [62 empty] | N/A | [39 empty] | 0 | 0 | 10.4
11273 | Lower Valley Energy Inc | 6393 | Strawberry Creek | WY | LINCOLN | 3 | HY | OP | 0.5 | 0.5 | 0.5 |  | 1 | 1951 | WAT |  | N | Y | N | Electric Utility | [62 empty] | N/A | [39 empty] | 0 | 0 | 10.4
11273 | Lower Valley Energy Inc | 6394 | Swift Creek | WY | LINCOLN | 3 | HY | OP | 0.8 | 0.8 | 0.8 |  | 4 | 2009 | WAT |  | N | Y | N | Electric Utility | [62 empty] | N/A | [39 empty] | 0 | 0 | 10.4
11273 | Lower Valley Energy Inc | 6394 | Swift Creek | WY | LINCOLN | 4 | HY | OP | 0.6 | 0.6 | 0.6 |  | 2 | 2010 | WAT |  | N | Y | N | Electric Utility | [62 empty] | N/A | [39 empty] | 0 | 0 | 10.4
11273 | Lower Valley Energy Inc | 6394 | Swift Creek | WY | LINCOLN | 5 | HY | OP | 0.3 | 0.3 | 0.3 |  | 12 | 2010 | WAT |  | N | Y | N | Electric Utility | [62 empty] | N/A | [39 empty] | 0 | 0 | 10.4
11275 | Lower Mount Bethel Energy LLC | 55667 | Lower Mount Bethel Energy | PA | Northhamton | G1 | CT | OP | 211.5 | 167.5 | 168.5 |  | 3 | 2004 | NG |  | N | Y | N | IPP Non-CHP |  |  |  |  | N | [57 empty] | GAS | PA | Lower Mount Bethel Energy | 55667 | CT01 | 2010 |  | ARP, CAIRNOX, CAIROS, CAIRSO2 | 6288.3 | 12 | 1528638.1 |  | 3.217 | 0.0112 | 57.59 | 637340.39 | 10724416.93 | 3 |  | Northampton | Electric Utility |  |  | 40.8011 | -75.105 | PPL Generation, LLC (Operator) Lower Mount Bethel Energy, LLC (Owner) | Phase 2 |  | Operating | Combined cycle | Pipeline Natural Gas |  |  | Dry Low NOx Burners Selective Catalytic Reduction |  | 2220 | 6.9376 | GAS | 318 | 56.3798 | 0.0112 | 0.0006 | 9.2063
11275 | Lower Mount Bethel Energy LLC | 55667 | Lower Mount Bethel Energy | PA | Northhamton | G2 | CT | OP | 211.5 | 169.7 | 170.7 |  | 3 | 2004 | NG |  | N | Y | N | IPP Non-CHP |  |  |  |  | N | [57 empty] | GAS | PA | Lower Mount Bethel Energy | 55667 | CT02 | 2010 |  | ARP, CAIRNOX, CAIROS, CAIRSO2 | 6162.48 | 12 | 1498149.79 |  | 3.128 | 0.012 | 58.961 | 619625.967 | 10426408.51 | 3 |  | Northampton | Electric Utility |  |  | 40.8011 | -75.105 | PPL Generation, LLC (Operator) Lower Mount Bethel Energy, LLC (Owner) | Phase 2 |  | Operating | Combined cycle | Pipeline Natural Gas |  |  | Dry Low NOx Burners Selective Catalytic Reduction |  | 2220 | 6.869 | GAS | 313 | 83.1869 | 0.012 | 0.0006 | 9.2063
11275 | Lower Mount Bethel Energy LLC | 55667 | Lower Mount Bethel Energy | PA | Northhamton | G3 | CA | OP | 228.6 | 214 | 214 |  | 2 | 2004 | NG |  | N | Y | N | IPP Non-CHP |  |  |  |  | N | [6 empty] | 1¦¦2 | 2003 | 750037 | [48 empty] | GAS | [39 empty] | 0 | 0 | 10.4
11282 | LSP Energy Ltd Partnership | 55063 | Batesville Generation Facility | MS | Panola | CTG1 | CT | OP | 184.5 | 176 | 184.5 |  | 8 | 2000 | NG |  | N | Y | N | IPP Non-CHP |  |  |  |  | N | [57 empty] | GAS | MS | Batesville Generation Facility | 55063 | 1 | 2010 |  | ARP, CAIRNOX, CAIROS, CAIRSO2 | 2888.52 | 12 | 582421.47 |  | 1.411 | 0.0489 | 87.089 | 278934.598 | 4693516.626 | 4 | Southeastern Electric Reliability Council | Panola | Electric Utility | 4911 | Electric Services | 34.3345 | -89.9272 | Complete Energy Partners (Owner/Operator) | Phase 2 |  | Operating | Combined cycle | Pipeline Natural Gas |  |  | Selective Catalytic Reduction |  | 2300 | 7.2616 | GAS | 308 | 165.3117 | 0.0489 | 0.000601 | 7.2616
11282 | LSP Energy Ltd Partnership | 55063 | Batesville Generation Facility | MS | Panola | CTG2 | CT | OP | 184.5 | 176 | 184.5 |  | 8 | 2000 | NG |  | N | Y | N | IPP Non-CHP |  |  |  |  | N | [57 empty] | GAS | MS | Batesville Generation Facility | 55063 | 2 | 2010 |  | ARP, CAIRNOX, CAIROS, CAIRSO2 | 3214.19 | 12 | 663624.43 |  | 1.614 | 0.0521 | 101.274 | 318652.206 | 5361858.661 | 4 | Southeastern Electric Reliability Council | Panola | Electric Utility | 4911 | Electric Services | 34.3345 | -89.9272 | Complete Energy Partners (Owner/Operator) | Phase 2 |  | Operating | Combined cycle | Pipeline Natural Gas |  |  | Selective Catalytic Reduction |  | 2300 | 7.3789 | GAS | 307 | 168.0217 | 0.0521 | 0.000602 | 7.3789
11282 | LSP Energy Ltd Partnership | 55063 | Batesville Generation Facility | MS | Panola | CTG3 | CT | OP | 184.5 | 176 | 184.5 |  | 8 | 2000 | NG |  | N | Y | N | IPP Non-CHP |  |  |  |  | N | [57 empty] | GAS | MS | Batesville Generation Facility | 55063 | 3 | 2010 |  | ARP, CAIRNOX, CAIROS, CAIRSO2 | 5151.51 | 12 | 1186326.23 |  | 2.681 | 0.0367 | 142.781 | 530873.591 | 8932967.871 | 4 | Southeastern Electric Reliability Council | Panola | Electric Utility | 4911 | Electric Services | 34.3345 | -89.9272 | Complete Energy Partners (Owner/Operator) | Phase 2 |  | Operating | Combined cycle | Pipeline Natural Gas |  |  | Selective Catalytic Reduction |  | 2500 | 7.3313 | GAS | 318 | 138.2114 | 0.0367 | 0.0006 | 7.3313
11282 | LSP Energy Ltd Partnership | 55063 | Batesville Generation Facility | MS | Panola | STG1 | CA | OP | 112.5 | 110 | 110 |  | 8 | 2000 | NG |  | N | Y | N | IPP Non-CHP |  |  |  |  | N | [6 empty] | AA001 | 2000 | 620000 | [48 empty] | GAS | [39 empty] | 0 | 0 | 10.4
11282 | LSP Energy Ltd Partnership | 55063 | Batesville Generation Facility | MS | Panola | STG2 | CA | OP | 112.5 | 110 | 110 |  | 8 | 2000 | NG |  | N | Y | N | IPP Non-CHP |  |  |  |  | N | [6 empty] | AA002 | 2000 | 620000 | [48 empty] | GAS | [39 empty] | 0 | 0 | 10.4
11282 | LSP Energy Ltd Partnership | 55063 | Batesville Generation Facility | MS | Panola | STG3 | CA | OP | 112.5 | 110 | 110 |  | 8 | 2000 | NG |  | N | Y | N | IPP Non-CHP |  |  |  |  | N | [6 empty] | AA003 | 2000 | 620000 | [48 empty] | GAS | [39 empty] | 0 | 0 | 10.4
11290 | Lacomb Irrigation Dist | 52155 | Lacomb Irrigation District | OR | Linn | GEN1 | HY | OP | 1 | 1 | 1 |  | 12 | 1986 | WAT |  | N | Y | N | IPP Non-CHP |  |  |  |  | N | [57 empty] | N/A | [39 empty] | 0 | 0 | 10.4
11292 | City of Lubbock - (TX) | 3602 | Ty Cooke | TX | Lubbock | 1 | ST | OP | 44 | 42 | 42 |  | 6 | 1965 | NG | DFO | Y | Y | N | Electric Utility |  |  |  |  | N | [53 empty] | OP | LN | OV | OT | GAS | TX | Alex Ty Cooke Generating Station | 3602 | 1 | 2010 |  | ARP, CAIRNOX, CAIRSO2 | 3379.92 | 12 | 85193.87 |  | 0.294 | 0.1371 | 68.814 | 58174.395 | 978918.497 | 6 | Southwest Power Pool | Lubbock | Electric Utility |  |  | 33.5211 | -101.7906 | City of Lubbock (Owner/Operator) | Phase 2 |  | Operating | Dry bottom wall-fired boiler | Pipeline Natural Gas |  |  |  |  | 600 | 11.1934 | GAS | 44 | 1976.1905 | 0.1371 | 0.000601 | 11.1934
11292 | City of Lubbock - (TX) | 3602 | Ty Cooke | TX | Lubbock | 2 | ST | OP | 53.6 | 46 | 46 |  | 6 | 1978 | NG | DFO | Y | Y | N | Electric Utility | [62 empty] | GAS | TX | Alex Ty Cooke Generating Station | 3602 | 2 | 2010 |  | ARP, CAIRNOX, CAIRSO2 | 2914.49 | 12 | 74159.8 |  | 0.266 | 0.1581 | 70.726 | 52670.176 | 886299.288 | 6 | Southwest Power Pool | Lubbock | Electric Utility |  |  | 33.5211 | -101.7906 | City of Lubbock (Owner/Operator) | Phase 2 |  | Operating | Dry bottom wall-fired boiler | Pipeline Natural Gas |  |  |  |  | 600 | 11.6382 | GAS | 45 | 1988.8889 | 0.1581 | 0.0006 | 11.6382
11292 | City of Lubbock - (TX) | 3602 | Ty Cooke | TX | Lubbock | GT1 | GT | OP | 12.5 | 11 | 12.5 |  | 4 | 1964 | NG |  | N | Y | N | Electric Utility | [62 empty] | GAS | [39 empty] | 0.29229 | 0.0035204 | 10.9869
11292 | City of Lubbock - (TX) | 3602 | Ty Cooke | TX | Lubbock | GT2 | GT | OP | 18.5 | 16 | 18.5 |  | 6 | 1971 | NG |  | N | Y | N | Electric Utility | [62 empty] | GAS | [39 empty] | 0.23123 | 0.0029182 | 11.8874
11292 | City of Lubbock - (TX) | 3602 | Ty Cooke | TX | Lubbock | GT3 | GT | OP | 22 | 16 | 18 |  | 7 | 1974 | NG |  | N | Y | N | Electric Utility | [62 empty] | GAS | [39 empty] | 0.20771 | 0.0026746 | 12.1695
11292 | City of Lubbock - (TX) | 3604 | J Robert Massengale | TX | Lubbock | 6A | CA | OP | 22 | 18 | 18 |  | 6 | 1997 | NG |  | N | Y | N | Electric Utility | [62 empty] | GAS | [39 empty] | 0 | 0 | 10.4
11292 | City of Lubbock - (TX) | 3604 | J Robert Massengale | TX | Lubbock | 7 | CA | OP | 22 | 18 | 18 |  | 3 | 1959 | NG |  | N | Y | N | Electric Utility | [62 empty] | GAS | [39 empty] | 0 | 0 | 10.4
11292 | City of Lubbock - (TX) | 3604 | J Robert Massengale | TX | Lubbock | 8 | CT | OP | 40 | 38 | 42 |  | 9 | 2000 | NG |  | N | Y | N | Electric Utility | [62 empty] | GAS | TX | J Robert Massengale Generating Station | 3604 | GT1 | 2010 |  | ARP, CAIRNOX, CAIRSO2 | 7555.83 | 12 | 312027.92 |  | 0.754 | 0.0431 | 53.79 | 148751.233 | 2502940.664 | 6 | Southwest Power Pool | Lubbock | Cogeneration | 4931 | Elec & Other Services Combined | 33.6039 | -101.8408 | City of Lubbock (Owner/Operator) | Phase 2 |  | Operating | Combined cycle | Pipeline Natural Gas |  |  | Selective Catalytic Reduction |  | 492 | 7.7188 | GAS | 58 | -190.4762 | 0.0431 | 0.000602 | 7.7188
11292 | City of Lubbock - (TX) | 7131 | Brandon Station | TX | Lubbock | 1 | GT | OP | 21 | 20 | 21.5 |  | 7 | 1990 | NG |  | N | Y | Y | Electric Utility | [62 empty] | GAS | [39 empty] | 0.15541 | 0.0018995 | 11.2698
11295 | Los Angeles County-San Gabriel | 54017 | San Gabriel Hydro Project | CA | Los Angeles | U1 | HY | OP | 3.9 | 3.7 | 3.6 |  | 12 | 1987 | WAT |  | N | Y | N | IPP Non-CHP |  |  |  |  | N | [57 empty] | N/A | [39 empty] | 0 | 0 | 10.4
11295 | Los Angeles County-San Gabriel | 54017 | San Gabriel Hydro Project | CA | Los Angeles | U2 | HY | OP | 1.1 | 1.1 | 1 |  | 12 | 1987 | WAT |  | N | Y | N | IPP Non-CHP |  |  |  |  | N | [57 empty] | N/A | [39 empty] | 0 | 0 | 10.4
11329 | Lutheran Medical Center | 54769 | Lutheran Medical Center | NY | Kings | GEN1 | IC | OP | 0.8 | 0.8 | 0.8 |  | 1 | 1994 | NG |  | N | N | Y | Commercial CHP | [62 empty] | GAS | [39 empty] | 1.1659 | 0.0016829 | 10.4
11329 | Lutheran Medical Center | 54769 | Lutheran Medical Center | NY | Kings | GEN2 | IC | OP | 0.8 | 0.8 | 0.8 |  | 1 | 1994 | NG |  | N | N | Y | Commercial CHP | [62 empty] | GAS | [39 empty] | 1.1659 | 0.0016829 | 10.4
11332 | City of Luverne | 1990 | Luverne | MN | ROCK | 4C | IC | OP | 3.5 | 3.5 | 3.5 |  | 5 | 1967 | DFO | NG | N | Y | N | Electric Utility | [62 empty] | LIQUID | [39 empty] | 0.7385 | 0.025484 | 12.5895
11359 | Village of Lyndonville - (VT) | 3762 | Great Falls | VT | Caledonia | 1 | HY | OP | 0.3 | 0.3 | 0.3 |  | 8 | 1915 | WAT |  | N | Y | N | Electric Utility | [62 empty] | N/A | [39 empty] | 0 | 0 | 10.4
11359 | Village of Lyndonville - (VT) | 3762 | Great Falls | VT | Caledonia | 2 | HY | OP | 0.3 | 0.3 | 0.3 |  | 8 | 1915 | WAT |  | N | Y | N | Electric Utility | [62 empty] | N/A | [39 empty] | 0 | 0 | 10.4
11359 | Village of Lyndonville - (VT) | 3762 | Great Falls | VT | Caledonia | 3 | HY | OP | 1.3 | 1.3 | 1.3 |  | 2 | 1979 | WAT |  | N | Y | N | Electric Utility | [62 empty] | N/A | [39 empty] | 0 | 0 | 10.4
11372 | City of Lyons | 2253 | Lyons | NE | Burt | 2 | IC | OP | 0.5 | 0.2 | 0.2 |  | 1 | 1953 | DFO |  | N | Y | N | Electric Utility |  |  |  |  | N | [57 empty] | LIQUID | [39 empty] | 0.7385 | 0.025484 | 12.5895
11372 | City of Lyons | 2253 | Lyons | NE | Burt | 3 | IC | OP | 0.8 | 0.3 | 0.3 |  | 1 | 1960 | DFO |  | N | Y | N | Electric Utility |  |  |  |  | N | [57 empty] | LIQUID | [39 empty] | 0.7385 | 0.025484 | 12.5895
11372 | City of Lyons | 2253 | Lyons | NE | Burt | 4A | IC | OP | 1.2 | 0.6 | 0.6 |  | 1 | 1967 | DFO |  | N | Y | N | Electric Utility |  |  |  |  | N | [57 empty] | LIQUID | [39 empty] | 0.7385 | 0.025484 | 12.5895
11390 | M&M Mars Inc | 54855 | Mars Snackfood US | IL | Cook | 1 | GT | OP | 3.5 | 3 | 3.8 |  | 5 | 1987 | NG | DFO | Y | Y | Y | Industrial CHP |  |  |  |  | N | [57 empty] | GAS | [39 empty] | 0.37758 | 0.0041617 | 9.0558
11401 | Mars Chocolate North America LLC | 10061 | MARS Chocolate North American LLC | NJ | WARREN | GEN1 | CT | OP | 8.8 | 10 | 7.5 |  | 5 | 1989 | NG |  | N | Y | Y | Industrial CHP |  |  |  |  | N | [57 empty] | GAS | [39 empty] | 0.22708 | 0.0015899 | 13.4129
11401 | Mars Chocolate North America LLC | 10061 | MARS Chocolate North American LLC | NJ | WARREN | GEN2 | CA | OP | 1.4 | 0.7 | 1.2 |  | 10 | 1984 | NG |  | N | N | Y | Industrial CHP |  |  |  |  | N | [57 empty] | GAS | [39 empty] | 0 | 0 | 10.4
11426 | Massachusetts Water Res Auth | 10824 | Oakdale Power Station | MA | Worcester | OAKD | HY | OP | 3.5 | 3 | 3 |  | 5 | 1951 | WAT |  | N | Y | N | IPP Non-CHP |  |  |  |  | N | [57 empty] | N/A | [39 empty] | 0 | 0 | 10.4
11426 | Massachusetts Water Res Auth | 10825 | Cosgrove Intake and Power Station | MA | WORCESTER | UNI1 | HY | OP | 1.6 | 1 | 1 |  | 1 | 1969 | WAT |  | N | Y | N | IPP Non-CHP |  |  |  |  | N | [57 empty] | N/A | [39 empty] | 0 | 0 | 10.4
11426 | Massachusetts Water Res Auth | 10825 | Cosgrove Intake and Power Station | MA | WORCESTER | UNI2 | HY | OP | 1.6 | 1 | 1 |  | 1 | 1969 | WAT |  | N | Y | N | IPP Non-CHP |  |  |  |  | N | [57 empty] | N/A | [39 empty] | 0 | 0 | 10.4
11427 | Massachusetts Wtr RAuth-Deer I | 10823 | Deer Island Treatment Plant | MA | Suffolk | H101 | HY | OP | 1 | 1 | 1 |  | 7 | 2001 | WAT |  | N | N | N | Commercial CHP |  |  |  |  | N | [57 empty] | N/A | [39 empty] | 0 | 0 | 10.4
11427 | Massachusetts Wtr RAuth-Deer I | 10823 | Deer Island Treatment Plant | MA | Suffolk | H201 | HY | OP | 1 | 1 | 1 |  | 7 | 2001 | WAT |  | N | N | N | Commercial CHP | [62 empty] | N/A | [39 empty] | 0 | 0 | 10.4
11427 | Massachusetts Wtr RAuth-Deer I | 10823 | Deer Island Treatment Plant | MA | Suffolk | PV101 | PV | OP | 0.1 | 0.1 | 0.1 |  | 5 | 2008 | SUN |  | N | N | N | Commercial CHP | [62 empty] | N/A | [39 empty] | 0 | 0 | 10.4
11427 | Massachusetts Wtr RAuth-Deer I | 10823 | Deer Island Treatment Plant | MA | Suffolk | S101 | ST | OP | 17.5 | 9 | 17.5 |  | 7 | 1998 | OBG | DFO | Y | Y | Y | Commercial CHP | [62 empty] | GAS | [39 empty] | 0.0019484 | 0.0019484 | 10.4
11427 | Massachusetts Wtr RAuth-Deer I | 10823 | Deer Island Treatment Plant | MA | Suffolk | WT101 | WT | OP | 0.6 | 0.6 | 0.6 |  | 11 | 2009 | WND |  | N | N | N | Commercial CHP | [62 empty] | N/A | [39 empty] | 0 | 0 | 10.4
11427 | Massachusetts Wtr RAuth-Deer I | 10823 | Deer Island Treatment Plant | MA | Suffolk | WT102 | WT | OP | 0.6 | 0.6 | 0.6 |  | 11 | 2009 | WND |  | N | N | N | Commercial CHP | [62 empty] | N/A | [39 empty] | 0 | 0 | 10.4
11451 | Madison Paper Industries Inc | 10186 | Anson Abenaki Hydros | ME | Somerset | AB1 | HY | OP | 3 | 2.2 | 2.2 |  | 5 | 1983 | WAT |  | N | Y | N | Industrial CHP | [62 empty] | N/A | [39 empty] | 0 | 0 | 10.4
11451 | Madison Paper Industries Inc | 10186 | Anson Abenaki Hydros | ME | Somerset | AB3 | HY | OP | 3 | 2.2 | 2.2 |  | 4 | 1983 | WAT |  | N | Y | N | Industrial CHP | [62 empty] | N/A | [39 empty] | 0 | 0 | 10.4
11451 | Madison Paper Industries Inc | 10186 | Anson Abenaki Hydros | ME | Somerset | AB4 | HY | OP | 3 | 2.2 | 2.2 |  | 4 | 1983 | WAT |  | N | Y | N | Industrial CHP | [62 empty] | N/A | [39 empty] | 0 | 0 | 10.4
11451 | Madison Paper Industries Inc | 10186 | Anson Abenaki Hydros | ME | Somerset | AN1 | HY | OP | 1.8 | 1.8 | 1.8 |  | 9 | 1984 | WAT |  | N | Y | N | Industrial CHP | [62 empty] | N/A | [39 empty] | 0 | 0 | 10.4
11451 | Madison Paper Industries Inc | 10186 | Anson Abenaki Hydros | ME | Somerset | AN2 | HY | OP | 1.8 | 1.8 | 1.8 |  | 9 | 1984 | WAT |  | N | Y | N | Industrial CHP | [62 empty] | N/A | [39 empty] | 0 | 0 | 10.4
11451 | Madison Paper Industries Inc | 10186 | Anson Abenaki Hydros | ME | Somerset | AN3 | HY | OP | 1.8 | 1.8 | 1.8 |  | 9 | 1984 | WAT |  | N | Y | N | Industrial CHP | [62 empty] | N/A | [39 empty] | 0 | 0 | 10.4
11451 | Madison Paper Industries Inc | 10186 | Anson Abenaki Hydros | ME | Somerset | AN4 | HY | OP | 1.8 | 1.8 | 1.8 |  | 9 | 1984 | WAT |  | N | Y | N | Industrial CHP | [62 empty] | N/A | [39 empty] | 0 | 0 | 10.4
11451 | Madison Paper Industries Inc | 10186 | Anson Abenaki Hydros | ME | Somerset | AN5 | HY | OP | 1.8 | 1.8 | 1.8 |  | 9 | 1984 | WAT |  | N | Y | N | Industrial CHP | [62 empty] | N/A | [39 empty] | 0 | 0 | 10.4
11451 | Madison Paper Industries Inc | 10186 | Anson Abenaki Hydros | ME | Somerset | STG1 | ST | OP | 3 | 2 | 2.5 |  | 8 | 1994 | RFO |  | N | Y | Y | Industrial CHP |  |  |  |  | N | [57 empty] | LIQUID | [39 empty] | 0.30382 | 2.7914 | 10.2666
11451 | Madison Paper Industries Inc | 10186 | Anson Abenaki Hydros | ME | Somerset | AB2 | HY | OP | 2.7 | 2.2 | 2.2 |  | 9 | 1980 | WAT |  | N | Y | N | Industrial CHP | [62 empty] | N/A | [39 empty] | 0 | 0 | 10.4
11451 | Madison Paper Industries Inc | 10186 | Anson Abenaki Hydros | ME | Somerset | AB5 | HY | OP | 2.5 | 2.2 | 2.2 |  | 7 | 1961 | WAT |  | N | Y | N | Industrial CHP | [62 empty] | N/A | [39 empty] | 0 | 0 | 10.4
11451 | Madison Paper Industries Inc | 10186 | Anson Abenaki Hydros | ME | Somerset | AB6 | HY | OP | 3 | 2.6 | 2.6 |  | 4 | 2008 | WAT |  | N | Y | N | Industrial CHP |  |  |  |  | N | [57 empty] | N/A | [39 empty] | 0 | 0 | 10.4
11451 | Madison Paper Industries Inc | 10186 | Anson Abenaki Hydros | ME | Somerset | AB7 | HY | OP | 2.5 | 2.2 | 2.2 |  | 1 | 1950 | WAT |  | N | Y | N | Industrial CHP | [62 empty] | N/A | [39 empty] | 0 | 0 | 10.4
11451 | Madison Paper Industries Inc | 10186 | Anson Abenaki Hydros | ME | Somerset | AB8 | HY | OP | 0.3 | 0.3 | 0.3 |  | 8 | 1989 | WAT |  | N | Y | N | Industrial CHP | [62 empty] | N/A | [39 empty] | 0 | 0 | 10.4
11459 | March Point Cogeneration Co | 54268 | March Point Cogeneration | WA | Skagit | GTG1 | CT | OP | 46.6 | 39.6 | 42.1 |  | 9 | 1991 | NG | DFO | Y | Y | Y | IPP CHP |  |  |  |  | N | [57 empty] | GAS | [39 empty] | 0.062508 | 0.0008645 | 11.1334
11459 | March Point Cogeneration Co | 54268 | March Point Cogeneration | WA | Skagit | GTG2 | CT | OP | 46.6 | 40 | 42.7 |  | 10 | 1991 | NG | DFO | Y | Y | Y | IPP CHP |  |  |  |  | N | [57 empty] | GAS | [39 empty] | 0.062508 | 0.0008645 | 11.1334
11459 | March Point Cogeneration Co | 54268 | March Point Cogeneration | WA | Skagit | GTG3 | CT | OP | 46.6 | 40.6 | 43.4 |  | 1 | 1993 | NG | DFO | Y | Y | Y | IPP CHP |  |  |  |  | N | [57 empty] | GAS | [39 empty] | 0.059584 | 0.0008619 | 10.8721
11459 | March Point Cogeneration Co | 54268 | March Point Cogeneration | WA | Skagit | STG1 | CA | OP | 27 | 26 | 26 |  | 1 | 1993 | NG | OG | N | Y | Y | IPP CHP |  |  |  |  | N | [57 empty] | GAS | [39 empty] | 0 | 0 | 10.4
11460 | City of Macon - (MO) | 56127 | Macon Energy Center | MO | Macon | 1 | GT | OP | 10 | 8.5 | 11 |  | 5 | 2003 | NG |  | N | Y | Y | Electric Utility |  |  |  |  | N | [57 empty] | GAS | [39 empty] | 0.13016 | 0.0014568 | 10.5372
11479 | Madison Gas & Electric Co | 3991 | Fitchburg | WI | Dane | 1 | GT | OP | 28.8 | 17.2 | 17.2 |  | 5 | 1973 | NG | DFO | Y | Y | N | Electric Utility | [62 empty] | GAS | WI | Fitchburg Generating Station | 3991 | 1 | 2010 |  | CAIRNOX, CAIROS, CAIRSO2 | 101.96 | 12 | 1655.89 |  | 0.01 | 0.41 | 7.647 | 2202.1 | 37307.5 | 5 |  | Dane | Electric Utility |  |  | 43.0149 | -89.4603 | Madison Gas & Electric Company (Owner/Operator) |  |  | Operating | Combustion turbine | Pipeline Natural Gas |  |  |  |  | 365.9 | 18.5073 | GAS | 25 | 1773.2558 | 0.41 | 0.000536 | 18.5073
11479 | Madison Gas & Electric Co | 3991 | Fitchburg | WI | Dane | 2 | GT | OP | 28.8 | 17.6 | 17.6 |  | 5 | 1973 | NG | DFO | Y | Y | N | Electric Utility | [62 empty] | GAS | WI | Fitchburg Generating Station | 3991 | 2 | 2010 |  | CAIRNOX, CAIROS, CAIRSO2 | 110.27 | 12 | 1863.88 |  | 0.011 | 0.41 | 8.27 | 2381.4 | 40348 | 5 |  | Dane | Electric Utility |  |  | 43.0149 | -89.4603 | Madison Gas & Electric Company (Owner/Operator) |  |  | Operating | Combustion turbine | Pipeline Natural Gas |  |  |  |  | 365.9 | 17.8788 | GAS | 25 | 1789.7727 | 0.41 | 0.000545 | 17.8788
11479 | Madison Gas & Electric Co | 3992 | Blount Street | WI | Dane | 6 | ST | OP | 50 | 49.5 | 49.5 |  | 6 | 1957 | BIT | NG | Y | Y | N | Electric Utility | [5 empty] | Y | [5 empty] | 15 | 1957 | 83250 | [31 empty] | OP | MC | EK |  | 7 |  | 1 | 1.8 |  |  | 99.5 | 1.39 | 95031 |  |  |  |  | COAL | WI | Blount Street | 3992 | 7 | 2010 |  | ARP, CAIRNOX, CAIROS, CAIRSO2 | 134.98 | 12 | 876.34 |  | 1.08 | 0.3212 | 2.969 | 1138.33 | 11094.936 | 5 | Mid-America Interconnected Network | Dane | Electric Utility | 4939 | Combination Utility Services | 43.0792 | -89.3739 | Madison Gas & Electric Company (Owner/Operator) | Phase 2 | Group 2 | Operating | Cell burner boiler | Coal | Natural Gas |  |  | Electrostatic Precipitator | 313 | 8.6327 | COAL | 25 | 10 | 0.3212 | 0.19468 | 8.6327
11479 | Madison Gas & Electric Co | 3992 | Blount Street | WI | Dane | 7 | ST | OP | 50 | 49.7 | 49.7 |  | 7 | 1961 | BIT | NG | Y | Y | N | Electric Utility | [5 empty] | Y | [5 empty] | 16 | 1961 | 83250 | [31 empty] | OP | MC | EK |  | 7 |  | 1 | 1.8 |  |  | 99.5 | 1.38 | 93712 |  |  |  |  | COAL | WI | Blount Street | 3992 | 7 | 2010 |  | ARP, CAIRNOX, CAIROS, CAIRSO2 | 134.98 | 12 | 876.34 |  | 1.08 | 0.3212 | 2.969 | 1138.33 | 11094.936 | 5 | Mid-America Interconnected Network | Dane | Electric Utility | 4939 | Combination Utility Services | 43.0792 | -89.3739 | Madison Gas & Electric Company (Owner/Operator) | Phase 2 | Group 2 | Operating | Cell burner boiler | Coal | Natural Gas |  |  | Electrostatic Precipitator | 313 | 8.6327 | COAL | 25 | 1506 | 0.3212 | 0.19468 | 8.6327
11479 | Madison Gas & Electric Co | 3993 | Sycamore | WI | Dane | 1 | GT | OP | 18 | 12.4 | 12.4 |  | 12 | 1967 | NG | DFO | Y | Y | N | Electric Utility | [62 empty] | GAS | [39 empty] | 0.27737 | 0.0040274 | 12.2157
11479 | Madison Gas & Electric Co | 3993 | Sycamore | WI | Dane | 2 | GT | OP | 23.6 | 18.4 | 18.4 |  | 6 | 1971 | NG | DFO | Y | Y | N | Electric Utility | [62 empty] | GAS | [39 empty] | 0.23794 | 0.0035725 | 12.7486
11479 | Madison Gas & Electric Co | 7799 | West Marinette 34 | WI | Marinette | 34 | GT | OP | 83 | 73 | 73 |  | 6 | 2000 | NG | DFO | Y | Y | N | Electric Utility | [62 empty] | GAS | [39 empty] | 0.073934 | 0.0012351 | 11.8034
11479 | Madison Gas & Electric Co | 7886 | Wind Turbine | WI | Kewaunee | 1 | WT | OP | 11 | 1 | 1 |  | 6 | 1999 | WND |  | N | Y | N | Electric Utility | [62 empty] | N/A | [39 empty] | 0 | 0 | 10.4
11479 | Madison Gas & Electric Co | 7991 | West Campus Cogeneration Facility | WI | Dane | 1 | CT | OP | 54 | 32.3 | 35.1 |  | 4 | 2005 | NG | DFO | Y | Y | Y | Electric Utility |  |  |  |  | N | [57 empty] | GAS | [39 empty] | 0.03739 | 0.0008721 | 9.3833
11479 | Madison Gas & Electric Co | 7991 | West Campus Cogeneration Facility | WI | Dane | CT2 | CT | OP | 54 | 31.9 | 36.3 |  | 4 | 2005 | NG | DFO | Y | Y | Y | Electric Utility |  |  |  |  | N | [57 empty] | GAS | [39 empty] | 0.03739 | 0.0008721 | 9.3833
11479 | Madison Gas & Electric Co | 7991 | West Campus Cogeneration Facility | WI | Dane | STG1 | CA | OP | 61.3 | 66.2 | 52 |  | 4 | 2005 | NG | DFO | Y | Y | Y | Electric Utility |  |  |  |  | N | [57 empty] | GAS | [39 empty] | 0 | 0 | 10.4
11479 | Madison Gas & Electric Co | 9674 | Nine Springs | WI | Dane | GT1 | GT | OP | 16.2 | 16.6 | 16.6 |  | 12 | 1964 | NG | JF | Y | Y | N | Electric Utility | [62 empty] | GAS | [39 empty] | 0.29884 | 0.0042901 | 12.0118
11479 | Madison Gas & Electric Co | 56070 | Diesel Generators | WI | Dane | 1 | IC | OP | 54 | 50 | 50 |  | 6 | 2001 | DFO |  | N | Y | N | Electric Utility | [62 empty] | LIQUID | [39 empty] | 0.7385 | 0.025484 | 12.5895
11479 | Madison Gas & Electric Co | 56386 | Top of Iowa Windfarm III | IA | Worth | TOI3 | WT | OP | 29.7 | 3.3 | 3.3 |  | 2 | 2008 | WND |  | N | Y | N | Electric Utility |  |  |  |  | N | [57 empty] | N/A | [39 empty] | 0 | 0 | 10.4
11481 | City of Madison - (NE) | 7469 | Madison Utilities | NE | Madison | FM1 | IC | OP | 2 | 1.7 | 1.7 |  | 12 | 1959 | DFO | NG | Y | N | N | Electric Utility | [62 empty] | LIQUID | [39 empty] | 0.7385 | 0.025484 | 12.5895
11481 | City of Madison - (NE) | 7469 | Madison Utilities | NE | Madison | FM2 | IC | OP | 1.3 | 1 | 1 |  | 9 | 1959 | DFO | NG | Y | N | N | Electric Utility | [62 empty] | LIQUID | [39 empty] | 0.7385 | 0.025484 | 12.5895
11481 | City of Madison - (NE) | 7469 | Madison Utilities | NE | Madison | FM3 | IC | OP | 1.1 | 0.9 | 0.9 |  | 4 | 1953 | DFO | NG | Y | N | N | Electric Utility | [62 empty] | LIQUID | [39 empty] | 0.7385 | 0.025484 | 12.5895
11481 | City of Madison - (NE) | 7469 | Madison Utilities | NE | Madison | FM5 | IC | OP | 1.4 | 1 | 1 |  | 3 | 2006 | DFO | NG | Y | N | N | Electric Utility | [62 empty] | LIQUID | [39 empty] | 0.7385 | 0.025484 | 12.5895
11495 | Magic Reservoir Hydroelec Inc | 10740 | Magic Dam Hydroelectric Project | ID | LINCOLN | GEN1 | HY | OP | 3 | 2.9 | 2.8 |  | 5 | 1989 | WAT |  | N | Y | N | IPP Non-CHP |  |  |  |  | N | [57 empty] | N/A | [39 empty] | 0 | 0 | 10.4
11495 | Magic Reservoir Hydroelec Inc | 10740 | Magic Dam Hydroelectric Project | ID | LINCOLN | GEN2 | HY | OP | 3 | 2.9 | 2.8 |  | 5 | 1989 | WAT |  | N | Y | N | IPP Non-CHP |  |  |  |  | N | [57 empty] | N/A | [39 empty] | 0 | 0 | 10.4
11495 | Magic Reservoir Hydroelec Inc | 10740 | Magic Dam Hydroelectric Project | ID | LINCOLN | GEN3 | HY | OP | 3 | 2.9 | 2.8 |  | 5 | 1989 | WAT |  | N | Y | N | IPP Non-CHP |  |  |  |  | N | [57 empty] | N/A | [39 empty] | 0 | 0 | 10.4
11517 | Maine Energy Recovery Co | 10338 | Maine Energy Recovery | ME | York | MERC | ST | OP | 22 | 18 | 18 |  | 6 | 1987 | MSW |  | N | Y | N | IPP Non-CHP |  |  |  |  | N | [25 empty] | OP: OP; DP: CD; LS: LS; N: N |  |  | 15 | 140000 | 100 | OP | BP | [8 empty] | 98 | 7 | 140000 |  |  |  |  | OTHER SOLID | [39 empty] | 0 | 0 | 10.4
11540 | City of Malden- (MO) | 2142 | Malden | MO | Dunklin | 1 | IC | OP | 1.4 | 1.2 | 1.2 |  | 8 | 1951 | DFO | NG | Y | Y | N | Electric Utility |  |  |  |  | N | [57 empty] | LIQUID | [39 empty] | 0.7385 | 0.025484 | 12.5895
11540 | City of Malden- (MO) | 2142 | Malden | MO | Dunklin | 2A | IC | OP | 1.8 | 1.8 | 1.8 |  | 2 | 1996 | DFO |  | N | Y | N | Electric Utility |  |  |  |  | N | [57 empty] | LIQUID | [39 empty] | 0.7385 | 0.025484 | 12.5895
11540 | City of Malden- (MO) | 2142 | Malden | MO | Dunklin | 3A | IC | OP | 1.8 | 1.8 | 1.8 |  | 2 | 1996 | DFO |  | N | Y | N | Electric Utility |  |  |  |  | N | [57 empty] | LIQUID | [39 empty] | 0.7385 | 0.025484 | 12.5895
11540 | City of Malden- (MO) | 2142 | Malden | MO | Dunklin | 4A | IC | OP | 1.8 | 1.8 | 1.8 |  | 2 | 1996 | DFO |  | N | Y | N | Electric Utility |  |  |  |  | N | [57 empty] | LIQUID | [39 empty] | 0.7385 | 0.025484 | 12.5895
11540 | City of Malden- (MO) | 2142 | Malden | MO | Dunklin | 5 | IC | OP | 1.4 | 1.2 | 1.2 |  | 8 | 1957 | DFO | NG | Y | Y | N | Electric Utility |  |  |  |  | N | [57 empty] | LIQUID | [39 empty] | 0.7385 | 0.025484 | 12.5895
11540 | City of Malden- (MO) | 2142 | Malden | MO | Dunklin | 6 | IC | OP | 2 | 1.8 | 1.8 |  | 8 | 1963 | DFO | NG | Y | Y | N | Electric Utility |  |  |  |  | N | [57 empty] | LIQUID | [39 empty] | 0.7385 | 0.025484 | 12.5895
11540 | City of Malden- (MO) | 2142 | Malden | MO | Dunklin | 7 | IC | OP | 2.8 | 2.5 | 2.5 |  | 8 | 1973 | DFO | NG | Y | Y | N | Electric Utility |  |  |  |  | N | [57 empty] | LIQUID | [39 empty] | 0.7385 | 0.025484 | 12.5895
11540 | City of Malden- (MO) | 2142 | Malden | MO | Dunklin | 8 | IC | OP | 4.3 | 3.8 | 3.8 |  | 8 | 1973 | DFO | NG | Y | Y | N | Electric Utility |  |  |  |  | N | [57 empty] | LIQUID | [39 empty] | 0.7385 | 0.025484 | 12.5895
11556 | Malacha Hydro Ltd Partnership | 10458 | Muck Valley Hydroelectric | CA | LASSEN | GEN1 | HY | OP | 29.9 | 29.9 | 29.9 |  | 12 | 1988 | WAT |  | N | Y | N | IPP Non-CHP |  |  |  |  | N | [57 empty] | N/A | [39 empty] | 0 | 0 | 10.4
11560 | City of Manassas | 7438 | Church Street Plant | VA | Prince William | C1 | IC | OP | 1 | 1 | 1 |  | 10 | 1979 | DFO |  | N | Y | N | Electric Utility |  |  |  |  | N | [57 empty] | LIQUID | [39 empty] | 0.7385 | 0.025484 | 12.5895
11560 | City of Manassas | 7438 | Church Street Plant | VA | Prince William | C2 | IC | OP | 1 | 1 | 1 |  | 10 | 1979 | DFO |  | N | Y | N | Electric Utility |  |  |  |  | N | [57 empty] | LIQUID | [39 empty] | 0.7385 | 0.025484 | 12.5895
11560 | City of Manassas | 7438 | Church Street Plant | VA | Prince William | C3A | IC | OP | 1.1 | 1 | 1 |  | 6 | 1996 | DFO |  | N | Y | N | Electric Utility |  |  |  |  | N | [57 empty] | LIQUID | [39 empty] | 0.7385 | 0.025484 | 12.5895
11560 | City of Manassas | 7438 | Church Street Plant | VA | Prince William | C4 | IC | OP | 1 | 1 | 1 |  | 10 | 1979 | DFO |  | N | Y | N | Electric Utility |  |  |  |  | N | [57 empty] | LIQUID | [39 empty] | 0.7385 | 0.025484 | 12.5895
11560 | City of Manassas | 7438 | Church Street Plant | VA | Prince William | C5 | IC | OP | 1.6 | 1.5 | 1.5 |  | 2 | 1987 | DFO |  | N | Y | N | Electric Utility |  |  |  |  | N | [57 empty] | LIQUID | [39 empty] | 0.7385 | 0.025484 | 12.5895
11560 | City of Manassas | 7438 | Church Street Plant | VA | Prince William | C6 | IC | OP | 1.6 | 1.5 | 1.5 |  | 2 | 1987 | DFO |  | N | Y | N | Electric Utility |  |  |  |  | N | [57 empty] | LIQUID | [39 empty] | 0.7385 | 0.025484 | 12.5895
11560 | City of Manassas | 7439 | Godwin Drive Plant | VA | Prince William | C10 | IC | OP | 1.5 | 1.5 | 1.5 |  | 11 | 1992 | DFO |  | N | Y | N | Electric Utility |  |  |  |  | N | [57 empty] | LIQUID | [39 empty] | 0.7385 | 0.025484 | 12.5895
11560 | City of Manassas | 7439 | Godwin Drive Plant | VA | Prince William | C7 | IC | OP | 1.6 | 1.5 | 1.5 |  | 5 | 1990 | DFO |  | N | Y | N | Electric Utility |  |  |  |  | N | [57 empty] | LIQUID | [39 empty] | 0.7385 | 0.025484 | 12.5895
11560 | City of Manassas | 7439 | Godwin Drive Plant | VA | Prince William | C8 | IC | OP | 1.6 | 1.5 | 1.5 |  | 5 | 1990 | DFO |  | N | Y | N | Electric Utility |  |  |  |  | N | [57 empty] | LIQUID | [39 empty] | 0.7385 | 0.025484 | 12.5895
11560 | City of Manassas | 7439 | Godwin Drive Plant | VA | Prince William | C9 | IC | OP | 1.6 | 1.5 | 1.5 |  | 11 | 1992 | DFO |  | N | Y | N | Electric Utility |  |  |  |  | N | [57 empty] | LIQUID | [39 empty] | 0.7385 | 0.025484 | 12.5895
11560 | City of Manassas | 7440 | VMEA 1 Credit Gen | VA | Prince William | V10 | IC | OP | 1.6 | 1.5 | 1.5 |  | 5 | 1990 | DFO |  | N | Y | N | Electric Utility |  |  |  |  | N | [57 empty] | LIQUID | [39 empty] | 0.7385 | 0.025484 | 12.5895
11560 | City of Manassas | 7440 | VMEA 1 Credit Gen | VA | Prince William | V3 | IC | OP | 1.6 | 1.5 | 1.5 |  | 5 | 1990 | DFO |  | N | Y | N | Electric Utility |  |  |  |  | N | [57 empty] | LIQUID | [39 empty] | 0.7385 | 0.025484 | 12.5895
11560 | City of Manassas | 7440 | VMEA 1 Credit Gen | VA | Prince William | V4 | IC | OP | 1.6 | 1.5 | 1.5 |  | 5 | 1990 | DFO |  | N | Y | N | Electric Utility |  |  |  |  | N | [57 empty] | LIQUID | [39 empty] | 0.7385 | 0.025484 | 12.5895
11560 | City of Manassas | 7440 | VMEA 1 Credit Gen | VA | Prince William | V5 | IC | OP | 1.6 | 1.5 | 1.5 |  | 5 | 1990 | DFO |  | N | Y | N | Electric Utility |  |  |  |  | N | [57 empty] | LIQUID | [39 empty] | 0.7385 | 0.025484 | 12.5895
11560 | City of Manassas | 7440 | VMEA 1 Credit Gen | VA | Prince William | V6 | IC | OP | 1.6 | 1.5 | 1.5 |  | 5 | 1990 | DFO |  | N | Y | N | Electric Utility |  |  |  |  | N | [57 empty] | LIQUID | [39 empty] | 0.7385 | 0.025484 | 12.5895
11560 | City of Manassas | 7440 | VMEA 1 Credit Gen | VA | Prince William | V7 | IC | OP | 1.6 | 1.5 | 1.5 |  | 5 | 1990 | DFO |  | N | Y | N | Electric Utility |  |  |  |  | N | [57 empty] | LIQUID | [39 empty] | 0.7385 | 0.025484 | 12.5895
11560 | City of Manassas | 7440 | VMEA 1 Credit Gen | VA | Prince William | V8 | IC | OP | 1.6 | 1.5 | 1.5 |  | 5 | 1990 | DFO |  | N | Y | N | Electric Utility |  |  |  |  | N | [57 empty] | LIQUID | [39 empty] | 0.7385 | 0.025484 | 12.5895
11560 | City of Manassas | 7440 | VMEA 1 Credit Gen | VA | Prince William | V9-1 | IC | OP | 2 | 1.8 | 1.8 |  | 4 | 2009 | DFO |  | N | Y | N | Electric Utility |  |  |  |  | N | [57 empty] | LIQUID | [39 empty] | 0.7385 | 0.025484 | 12.5895
11560 | City of Manassas | 7441 | VMEA Peaking Gen | VA | Prince William | V1 | IC | OP | 1.6 | 1.5 | 1.5 |  | 11 | 1992 | DFO |  | N | Y | N | Electric Utility |  |  |  |  | N | [57 empty] | LIQUID | [39 empty] | 0.7385 | 0.025484 | 12.5895
11560 | City of Manassas | 7441 | VMEA Peaking Gen | VA | Prince William | V11 | IC | OP | 1.6 | 1.5 | 1.5 |  | 7 | 1993 | DFO |  | N | Y | N | Electric Utility |  |  |  |  | N | [57 empty] | LIQUID | [39 empty] | 0.7385 | 0.025484 | 12.5895
11560 | City of Manassas | 7441 | VMEA Peaking Gen | VA | Prince William | V12 | IC | OP | 1.6 | 1.5 | 1.5 |  | 7 | 1993 | DFO |  | N | Y | N | Electric Utility |  |  |  |  | N | [57 empty] | LIQUID | [39 empty] | 0.7385 | 0.025484 | 12.5895
11560 | City of Manassas | 7441 | VMEA Peaking Gen | VA | Prince William | V2 | IC | OP | 1.6 | 1.5 | 1.5 |  | 11 | 1992 | DFO |  | N | Y | N | Electric Utility |  |  |  |  | N | [57 empty] | LIQUID | [39 empty] | 0.7385 | 0.025484 | 12.5895
11560 | City of Manassas | 7797 | Dominion/Lo Mar | VA | Prince William | DOM1 | GT | OP | 12 | 11.1 | 11.1 |  | 8 | 1997 | DFO |  | N | Y | N | Electric Utility |  |  |  |  | N | [57 empty] | LIQUID | [39 empty] | 0.30718 | 0.098759 | 15.5308
11560 | City of Manassas | 7797 | Dominion/Lo Mar | VA | Prince William | DOM2 | IC | OP | 1.8 | 1.7 | 1.7 |  | 8 | 1997 | DFO |  | N | Y | N | Electric Utility |  |  |  |  | N | [57 empty] | LIQUID | [39 empty] | 0.7385 | 0.025484 | 12.5895
11560 | City of Manassas | 7797 | Dominion/Lo Mar | VA | Prince William | LOM1 | IC | OP | 1.8 | 1.7 | 1.7 |  | 8 | 1997 | DFO |  | N | Y | N | Electric Utility |  |  |  |  | N | [57 empty] | LIQUID | [39 empty] | 0.7385 | 0.025484 | 12.5895
11560 | City of Manassas | 7797 | Dominion/Lo Mar | VA | Prince William | LOM2 | IC | OP | 1.8 | 1.7 | 1.7 |  | 8 | 1997 | DFO |  | N | Y | N | Electric Utility |  |  |  |  | N | [57 empty] | LIQUID | [39 empty] | 0.7385 | 0.025484 | 12.5895
11560 | City of Manassas | 7797 | Dominion/Lo Mar | VA | Prince William | LOM3 | IC | OP | 1.8 | 1.7 | 1.7 |  | 8 | 1997 | DFO |  | N | Y | N | Electric Utility |  |  |  |  | N | [57 empty] | LIQUID | [39 empty] | 0.7385 | 0.025484 | 12.5895
11560 | City of Manassas | 7798 | Gateway Gen | VA | Prince William | 1 | IC | OP | 1.8 | 1.7 | 1.7 |  | 3 | 1996 | DFO |  | N | Y | N | Electric Utility |  |  |  |  | N | [57 empty] | LIQUID | [39 empty] | 0.7385 | 0.025484 | 12.5895
11560 | City of Manassas | 7798 | Gateway Gen | VA | Prince William | 2 | IC | OP | 1.8 | 1.7 | 1.7 |  | 6 | 2009 | DFO |  | N | Y | N | Electric Utility |  |  |  |  | N | [57 empty] | LIQUID | [39 empty] | 0.7385 | 0.025484 | 12.5895
11560 | City of Manassas | 56368 | Water Treatment Plant Generators | VA | PRINCE WILLIAM | WP1 | IC | OP | 1.8 | 1.7 | 1.7 |  | 4 | 2007 | DFO |  | N | Y | N | Electric Utility |  |  |  |  | N | [57 empty] | LIQUID | [39 empty] | 0.7385 | 0.025484 | 12.5895
11560 | City of Manassas | 56491 | Dean Drive Area Electric Generators | VA | MANASSAS CITY | PG1 | IC | OP | 1.6 | 1.6 | 1.6 |  | 4 | 2007 | DFO |  | N | Y | N | Electric Utility |  |  |  |  | N | [57 empty] | LIQUID | [39 empty] | 0.7385 | 0.025484 | 12.5895
11560 | City of Manassas | 56491 | Dean Drive Area Electric Generators | VA | MANASSAS CITY | PG2 | IC | OP | 1.6 | 1.6 | 1.6 |  | 4 | 2007 | DFO |  | N | Y | N | Electric Utility |  |  |  |  | N | [57 empty] | LIQUID | [39 empty] | 0.7385 | 0.025484 | 12.5895
11566 | City of Mangum - (OK) | 2991 | Mangum | OK | GREER | 1 | IC | OP | 1.1 | 0.9 | 0.9 |  | 1 | 1946 | NG | DFO | N | Y | N | Electric Utility |  |  |  |  | N | [57 empty] | GAS | [39 empty] | 1.1659 | 0.0016829 | 10.4
11566 | City of Mangum - (OK) | 2991 | Mangum | OK | GREER | 4 | IC | OP | 1.5 | 1.2 | 1.2 |  | 1 | 1956 | NG | DFO | N | Y | N | Electric Utility |  |  |  |  | N | [57 empty] | GAS | [39 empty] | 1.1659 | 0.0016829 | 10.4
11566 | City of Mangum - (OK) | 2991 | Mangum | OK | GREER | 5 | IC | OP | 2 | 1.7 | 1.7 |  | 7 | 1963 | NG | DFO | N | Y | N | Electric Utility |  |  |  |  | N | [57 empty] | GAS | [39 empty] | 1.1659 | 0.0016829 | 10.4
11566 | City of Mangum - (OK) | 2991 | Mangum | OK | GREER | 6 | IC | OP | 2.1 | 1.6 | 1.6 |  | 11 | 1969 | NG | DFO | N | Y | N | Electric Utility |  |  |  |  | N | [57 empty] | GAS | [39 empty] | 1.1659 | 0.0016829 | 10.4
11569 | Manchief Power Co LLC | 55127 | Manchief Electric Generating Station | CO | Morgan | UN1 | GT | OP | 150 | 132 | 160 |  | 6 | 2000 | NG |  | N | Y | N | IPP Non-CHP |  |  |  |  | N | [57 empty] | GAS | CO | Manchief Generating Station | 55127 | CT1 | 2010 |  | ARP | 820.11 | 12 | 86124.78 |  | 0.276 | 0.0753 | 27.533 | 54579.171 | 918384.289 | 8 | Western Electricity Coordinating Council | Morgan | Electric Utility | 4911 | Electric Services | 40.2179 | -103.686 | Colorado Energy Management, LLC (Operator) Manchief Power Company, LLC (Owner) | Phase 2 |  | Operating | Combustion turbine | Pipeline Natural Gas |  |  | Dry Low NOx Burners |  | 1446 | 10.1368 | GAS | 155 | 483.871 | 0.0753 | 0.000601 | 10.1368
11569 | Manchief Power Co LLC | 55127 | Manchief Electric Generating Station | CO | Morgan | UN2 | GT | OP | 150 | 132 | 160 |  | 6 | 2000 | NG |  | N | Y | N | IPP Non-CHP |  |  |  |  | N | [57 empty] | GAS | CO | Manchief Generating Station | 55127 | CT2 | 2010 |  | ARP | 981.44 | 12 | 102473.33 |  | 0.333 | 0.0686 | 32.696 | 65974.762 | 1110143.743 | 8 | Western Electricity Coordinating Council | Morgan | Electric Utility | 4911 | Electric Services | 40.2179 | -103.686 | Colorado Energy Management, LLC (Operator) Manchief Power Company, LLC (Owner) | Phase 2 |  | Operating | Combustion turbine | Pipeline Natural Gas |  |  | Dry Low NOx Burners |  | 1553 | 10.423 | GAS | 152 | 473.6842 | 0.0686 | 0.0006 | 10.423
11571 | Manitowoc Public Utilities | 4125 | Manitowoc | WI | Manitowoc | 5 | ST | OP | 22 | 22 | 22 |  | 6 | 1955 | PC | SUB | Y | Y | N | Electric Utility |  |  |  |  | N |  | Y | Y |  |  |  | S20 | 1989 | 243000 | ¦¦ .1 | ¦¦ 4.2 | ¦¦ .5 | ¦¦PB | ¦¦DP | ¦¦NP | ¦¦ 1974 | ¦¦ 1985 | ¦¦ 1995 | ¦¦MS | ¦¦SS | [20 empty] | ¦¦OP | ¦¦SC | ¦¦BP |  | ¦¦ 7 | ¦¦ 1 | ¦¦ 6 |  |  |  | ¦¦ 100 | ¦¦ 8 | ¦¦ 117000 |  |  |  |  | Petroleum Coke | WI | Manitowoc | 4125 | 8 | 2010 | CS0020 | ARP, CAIRNOX, CAIROS, CAIRSO2 | 3579.71 | 12 |  | 422413.16 | 132.601 | 0.1033 | 25.932 | 58428.649 | 558831.359 | 5 | Mid-America Interconnected Network | Manitowoc | Electric Utility | 4911 | Electric Services | 44.082 | -87.6558 | Manitowoc Public Utilities (Owner/Operator) | Phase 2 |  | Operating | Circulating fluidized bed boiler | Petroleum Coke | Coal, Other Solid Fuel | Fluidized Bed Limestone Injection |  | Baghouse | 320.8 | 10.4 | Petroleum Coke | 33.2349 | 244.6623 | 0.1033 | 0.47457 | 10.4
11571 | Manitowoc Public Utilities | 4125 | Manitowoc | WI | Manitowoc | 6 | ST | OP | 32 | 26.5 | 26.5 |  | 6 | 1962 | PC | SUB | Y | Y | N | Electric Utility |  |  |  |  | N |  | Y | Y |  |  |  | S20 | 1989 | 243000 | ¦¦ .1 | ¦¦ 4.2 | ¦¦ .5 | ¦¦PB | ¦¦DP | ¦¦NP | ¦¦ 1974 | ¦¦ 1985 | ¦¦ 1995 | ¦¦MS | ¦¦SS | [20 empty] | ¦¦OP | ¦¦SC | ¦¦BP |  | ¦¦ 7 | ¦¦ 1 | ¦¦ 6 |  |  |  | ¦¦ 100 | ¦¦ 8 | ¦¦ 117000 |  |  |  |  | Petroleum Coke | WI | Manitowoc | 4125 | 8 | 2010 | CS0020 | ARP, CAIRNOX, CAIROS, CAIRSO2 | 3579.71 | 12 |  | 422413.16 | 132.601 | 0.1033 | 25.932 | 58428.649 | 558831.359 | 5 | Mid-America Interconnected Network | Manitowoc | Electric Utility | 4911 | Electric Services | 44.082 | -87.6558 | Manitowoc Public Utilities (Owner/Operator) | Phase 2 |  | Operating | Circulating fluidized bed boiler | Petroleum Coke | Coal, Other Solid Fuel | Fluidized Bed Limestone Injection |  | Baghouse | 320.8 | 10.4 | Petroleum Coke | 33.2349 | 372.9272 | 0.1033 | 0.47457 | 10.4
11571 | Manitowoc Public Utilities | 4125 | Manitowoc | WI | Manitowoc | 9 | ST | OP | 63.4 | 58.4 | 58.4 |  | 4 | 2007 | PC | WDS | Y | Y | Y | Electric Utility |  |  |  |  | N |  | Y | N |  |  |  | S10 | 1950 | 169000 | [31 empty] | OP | MC | BP |  | 6.8 |  | 1 | 6.1 | 4.3 | 6.1 | 100 | 20 | 212000 |  |  |  |  | Petroleum Coke | WI | Manitowoc | 4125 | 8 | 2010 | CS0020 | ARP, CAIRNOX, CAIROS, CAIRSO2 | 3579.71 | 12 |  | 422413.16 | 132.601 | 0.1033 | 25.932 | 58428.649 | 558831.359 | 5 | Mid-America Interconnected Network | Manitowoc | Electric Utility | 4911 | Electric Services | 44.082 | -87.6558 | Manitowoc Public Utilities (Owner/Operator) | Phase 2 |  | Operating | Circulating fluidized bed boiler | Petroleum Coke | Coal, Other Solid Fuel | Fluidized Bed Limestone Injection |  | Baghouse | 320.8 | 10.4 | Petroleum Coke | 33.2349 | 121.4044 | 0.1033 | 0.47457 | 10.4
11571 | Manitowoc Public Utilities | 4125 | Manitowoc | WI | Manitowoc | IC2 | IC | OP | 5.5 | 5 | 5 |  | 9 | 1985 | NG | DFO | Y | Y | N | Electric Utility |  |  |  |  | N | [57 empty] | GAS | [39 empty] | 1.1659 | 0.0016829 | 10.4
11571 | Manitowoc Public Utilities | 7795 | Custer Energy Center | WI | Manitowoc | 1 | GT | OP | 24.5 | 22 | 24 |  | 6 | 1999 | NG | DFO | Y | Y | N | Electric Utility |  |  |  |  | N | [57 empty] | GAS | [39 empty] | 0.1232 | 0.001724 | 11.1828
11581 | City of Manning | 1160 | Manning | IA | Carroll | 1 | IC | OP | 0.2 | 0.2 | 0.2 |  | 3 | 1928 | DFO |  | N | Y | N | Electric Utility |  |  |  |  | N | [57 empty] | LIQUID | [39 empty] | 0.7385 | 0.025484 | 12.5895
11588 | City of Manti | 1020 | Manti Lower | UT | Sanpete | 2 | HY | OP | 0.6 | 0.5 | 0.1 |  | 1 | 1989 | WAT |  | N | Y | N | Electric Utility |  |  |  |  | N | [57 empty] | N/A | [39 empty] | 0 | 0 | 10.4
11588 | City of Manti | 1020 | Manti Lower | UT | Sanpete | HC1 | HY | OP | 0.6 | 0.5 | 0.1 |  | 1 | 1989 | WAT |  | N | Y | N | Electric Utility |  |  |  |  | N | [57 empty] | N/A | [39 empty] | 0 | 0 | 10.4
11588 | City of Manti | 3676 | Manti Upper | UT | SANPETE | HC2 | HY | OP | 1 | 0.8 | 0.1 |  | 1 | 1988 | WAT |  | N | Y | N | Electric Utility |  |  |  |  | N | [57 empty] | N/A | [39 empty] | 0 | 0 | 10.4
11601 | Marlborough Hydro Corp | 50285 | Lower Village Water Power Project | NH | Sullivan | 1 | HY | OP | 0.6 | 0.6 | 0.6 |  | 5 | 1995 | WAT |  | N | Y | N | IPP Non-CHP | [62 empty] | N/A | [39 empty] | 0 | 0 | 10.4
11601 | Marlborough Hydro Corp | 50285 | Lower Village Water Power Project | NH | Sullivan | 2 | HY | OP | 0.6 | 0.6 | 0.6 |  | 5 | 1995 | WAT |  | N | Y | N | IPP Non-CHP | [62 empty] | N/A | [39 empty] | 0 | 0 | 10.4
11611 | City of Maquoketa - (IA) | 1162 | Maquoketa 1 | IA | Jackson | 1A | IC | OP | 3.1 | 3 | 3.1 |  | 6 | 2004 | NG | DFO | N | Y | N | Electric Utility |  |  |  |  | N | [57 empty] | GAS | [39 empty] | 1.1659 | 0.0016829 | 10.4
11611 | City of Maquoketa - (IA) | 1162 | Maquoketa 1 | IA | Jackson | 2A | IC | OP | 3.1 | 3 | 3.1 |  | 6 | 2004 | NG | DFO | N | Y | N | Electric Utility |  |  |  |  | N | [57 empty] | GAS | [39 empty] | 1.1659 | 0.0016829 | 10.4
11611 | City of Maquoketa - (IA) | 1162 | Maquoketa 1 | IA | Jackson | 3 | IC | OP | 2.1 | 2 | 2 |  | 10 | 1969 | NG | DFO | N | Y | N | Electric Utility |  |  |  |  | N | [57 empty] | GAS | [39 empty] | 1.1659 | 0.0016829 | 10.4
11611 | City of Maquoketa - (IA) | 1162 | Maquoketa 1 | IA | Jackson | 4A | IC | OP | 1.8 | 1.8 | 1.8 |  | 7 | 1999 | DFO |  | N | Y | N | Electric Utility | [62 empty] | LIQUID | [39 empty] | 0.7385 | 0.025484 | 12.5895
11611 | City of Maquoketa - (IA) | 1162 | Maquoketa 1 | IA | Jackson | 5 | IC | OP | 1.7 | 1.5 | 1.5 |  | 6 | 1956 | NG | DFO | N | Y | N | Electric Utility | [62 empty] | GAS | [39 empty] | 1.1659 | 0.0016829 | 10.4
11611 | City of Maquoketa - (IA) | 1162 | Maquoketa 1 | IA | Jackson | 6 | IC | OP | 2.5 | 2.4 | 2.4 |  | 11 | 1962 | NG | DFO | N | Y | N | Electric Utility | [62 empty] | GAS | [39 empty] | 1.1659 | 0.0016829 | 10.4
11611 | City of Maquoketa - (IA) | 1162 | Maquoketa 1 | IA | Jackson | 7 | IC | OP | 6.5 | 6.5 | 6.5 |  | 9 | 1982 | NG | DFO | N | Y | N | Electric Utility | [62 empty] | GAS | [39 empty] | 1.1659 | 0.0016829 | 10.4
11611 | City of Maquoketa - (IA) | 1162 | Maquoketa 1 | IA | Jackson | 8 | IC | OP | 1.8 | 1.8 | 1.8 |  | 9 | 1996 | DFO |  | N | Y | N | Electric Utility | [62 empty] | LIQUID | [39 empty] | 0.7385 | 0.025484 | 12.5895
11611 | City of Maquoketa - (IA) | 1162 | Maquoketa 1 | IA | Jackson | 9 | IC | OP | 1.8 | 1.8 | 1.8 |  | 7 | 2000 | DFO |  | N | Y | N | Electric Utility |  |  |  |  | N | [57 empty] | LIQUID | [39 empty] | 0.7385 | 0.025484 | 12.5895
11611 | City of Maquoketa - (IA) | 7921 | Maquoketa 2 | IA | JACKSON | 11 | IC | OP | 2 | 1.2 | 1.2 |  | 7 | 2001 | DFO |  | N | Y | N | Electric Utility |  |  |  |  | N | [57 empty] | LIQUID | [39 empty] | 0.7385 | 0.025484 | 12.5895
11611 | City of Maquoketa - (IA) | 7921 | Maquoketa 2 | IA | JACKSON | 12 | IC | OP | 2 | 1.2 | 1.2 |  | 7 | 2001 | DFO |  | N | Y | N | Electric Utility |  |  |  |  | N | [57 empty] | LIQUID | [39 empty] | 0.7385 | 0.025484 | 12.5895
11611 | City of Maquoketa - (IA) | 7921 | Maquoketa 2 | IA | JACKSON | 13 | IC | OP | 2 | 1.2 | 1.2 |  | 6 | 2002 | DFO |  | N | Y | N | Electric Utility |  |  |  |  | N | [57 empty] | LIQUID | [39 empty] | 0.7385 | 0.025484 | 12.5895
11611 | City of Maquoketa - (IA) | 7921 | Maquoketa 2 | IA | JACKSON | 14 | IC | OP | 2 | 1.2 | 1.2 |  | 6 | 2002 | DFO |  | N | Y | N | Electric Utility |  |  |  |  | N | [57 empty] | LIQUID | [39 empty] | 0.7385 | 0.025484 | 12.5895
11624 | City of Marblehead - (MA) | 6586 | Wilkins Station | MA | Essex | 1 | IC | OP | 2.7 | 2.5 | 2.5 |  | 11 | 1975 | DFO |  | N | Y | N | Electric Utility | [62 empty] | LIQUID | [39 empty] | 0.7385 | 0.025484 | 12.5895
11624 | City of Marblehead - (MA) | 6586 | Wilkins Station | MA | Essex | 2 | IC | OP | 2.7 | 2.5 | 2.5 |  | 11 | 1975 | DFO |  | N | Y | N | Electric Utility | [62 empty] | LIQUID | [39 empty] | 0.7385 | 0.025484 | 12.5895
11651 | Martinez Refining Co | 54912 | Martinez Refining | CA | Contra Costa | GTG1 | CT | OP | 40 | 36 | 42 |  | 11 | 1995 | NG |  | N | Y | Y | Industrial CHP |  |  |  |  | N | [57 empty] | GAS | [39 empty] | 0.062048 | 0.0008978 | 10.937
11651 | Martinez Refining Co | 54912 | Martinez Refining | CA | Contra Costa | GTG2 | CT | OP | 40 | 36 | 42 |  | 1 | 1996 | NG |  | N | Y | Y | Industrial CHP |  |  |  |  | N | [57 empty] | GAS | [39 empty] | 0.060231 | 0.0008961 | 10.7975
11651 | Martinez Refining Co | 54912 | Martinez Refining | CA | Contra Costa | STG1 | CA | OP | 20 | 18 | 20 |  | 12 | 1995 | NG |  | N | Y | Y | Industrial CHP |  |  |  |  | N | [57 empty] | GAS | [39 empty] | 0 | 0 | 10.4
11701 | City of Marquette - (MI) | 1843 | Shiras | MI | Marquette | 2 | ST | OP | 21 | 19.5 | 19.5 |  | 1 | 1972 | BIT | WDS | N | Y | N | Electric Utility |  |  |  |  | N |  |  | Y | [6 empty] | 0.1 | 890 | 1258 | PB | DH | NH | 1982 | 2004 | 2004 | MS | SS | [20 empty] | OP | BR |  |  | 15 |  | 4 |  |  |  | 99.8 | 2120 | 123000 |  |  |  |  | COAL | [39 empty] | 0.54136 | 0.89593 | 11.7788
11701 | City of Marquette - (MI) | 1843 | Shiras | MI | Marquette | 3 | ST | OP | 44 | 41 | 41 |  | 4 | 1983 | SUB |  | N | Y | N | Electric Utility |  |  |  |  | N | Y |  | Y | [6 empty] | 0.1 | 1.2 | 0.7 | PB | DP | NP | 1982 | 1982 | 1982 | MS | SS | [5 empty] | OP: OP; DP: SD; LS: LS; N: Y | 0.5 | 80 | 105 | 196282 | 100 | OP | BR |  |  | 15 |  | 1 |  |  |  | 99.9 | 2075 | 226000 |  |  |  |  | COAL | MI | Shiras | 1843 | 3 | 2010 |  | ARP, CAIRNOX, CAIROS, CAIRSO2 | 8173 | 12 | 292936 |  | 177.066 | 0.149 | 250.476 | 355832.9 | 3392675 | 5 | Mid-America Interconnected Network | Marquette | Electric Utility | 4911 | Electric Services | 46.5314 | -87.3917 | Marquette Board of Light and Power (Owner/Operator) | Phase 2 | Phase II Group 1 | Operating | Tangentially-fired | Coal | Residual Oil | Dry Lime FGD |  | Baghouse | 517 | 11.4732 | COAL | 45 | 1951.2195 | 0.149 | 0.10438 | 11.4732
11701 | City of Marquette - (MI) | 1842 | James R Smith | MI | MARQUETTE | 1 | HY | OP | 1.6 | 1.6 | 1.6 |  | 1 | 1919 | WAT |  | N | Y | N | Electric Utility | [62 empty] | N/A | [39 empty] | 0 | 0 | 10.4
11701 | City of Marquette - (MI) | 1842 | James R Smith | MI | MARQUETTE | 2 | HY | OP | 1.6 | 1.6 | 1.6 |  | 1 | 1922 | WAT |  | N | Y | N | Electric Utility | [62 empty] | N/A | [39 empty] | 0 | 0 | 10.4
11704 | Maryland Environmental Service | 10693 | Eastern Correctional Institute | MD | Somerset | 1147 | ST | OP | 1.9 | 1.3 | 0.8 |  | 8 | 1987 | WDS | DFO | Y | Y | Y | Commercial CHP |  |  |  |  | N | [57 empty] | OTHER SOLID | [39 empty] | 0.092576 | 0.031297 | 15.0336
11704 | Maryland Environmental Service | 10693 | Eastern Correctional Institute | MD | Somerset | 1148 | ST | OP | 1.9 | 1.3 | 0.8 |  | 8 | 1987 | WDS | DFO | Y | Y | Y | Commercial CHP |  |  |  |  | N | [57 empty] | OTHER SOLID | [39 empty] | 0.092576 | 0.031297 | 15.0336
11713 | Marshall City of - (MI) | 1844 | Marshall | MI | Calhoun | 1 | HY | OP | 0.1 | 0.1 | 0.1 |  | 6 | 1928 | WAT |  | N | Y | N | Electric Utility | [62 empty] | N/A | [39 empty] | 0 | 0 | 10.4
11713 | Marshall City of - (MI) | 1844 | Marshall | MI | Calhoun | 3 | HY | OP | 0.1 | 0.1 | 0.1 |  | 6 | 1929 | WAT |  | N | Y | N | Electric Utility | [62 empty] | N/A | [39 empty] | 0 | 0 | 10.4
11713 | Marshall City of - (MI) | 1844 | Marshall | MI | Calhoun | IC2 | IC | OP | 1.1 | 0.9 | 0.9 |  | 11 | 1953 | NG | DFO | Y | Y | N | Electric Utility | [62 empty] | GAS | [39 empty] | 1.1659 | 0.0016829 | 10.4
11713 | Marshall City of - (MI) | 1844 | Marshall | MI | Calhoun | IC3 | IC | OP | 2.1 | 1.9 | 1.9 |  | 8 | 1973 | NG | DFO | Y | Y | N | Electric Utility | [62 empty] | GAS | [39 empty] | 1.1659 | 0.0016829 | 10.4
11713 | Marshall City of - (MI) | 1844 | Marshall | MI | Calhoun | IC4 | IC | OP | 1 | 0.7 | 0.7 |  | 1 | 1942 | DFO |  | N | Y | N | Electric Utility | [62 empty] | LIQUID | [39 empty] | 0.7385 | 0.025484 | 12.5895
11713 | Marshall City of - (MI) | 1844 | Marshall | MI | Calhoun | IC5 | IC | OP | 1.7 | 1.4 | 1.4 |  | 4 | 1948 | NG | DFO | Y | Y | N | Electric Utility | [62 empty] | GAS | [39 empty] | 1.1659 | 0.0016829 | 10.4
11713 | Marshall City of - (MI) | 1844 | Marshall | MI | Calhoun | IC6 | IC | OP | 5.7 | 5.6 | 5.6 |  | 7 | 1978 | NG | DFO | Y | Y | N | Electric Utility | [62 empty] | GAS | [39 empty] | 1.1659 | 0.0016829 | 10.4
11716 | Marsh Valley Development Inc | 50972 | Marsh Valley Development | ID | Bannock | 1 | HY | OP | 1.6 | 1.5 | 1.5 |  | 4 | 1993 | WAT |  | N | Y | N | IPP Non-CHP | [62 empty] | N/A | [39 empty] | 0 | 0 | 10.4
11724 | Massachusetts Bay Trans Auth | 10176 | M Street Jet | MA | Suffolk | NO.6 | GT | OP | 69 | 50 | 68 |  | 5 | 1979 | KER |  | N | Y | N | IPP Non-CHP |  |  |  |  | N | [57 empty] | LIQUID | MA | South Boston Combustion Turbines | 10176 | A | 2010 |  | CAIROS, RGGI | 97.87 | 12 | 2624.66 |  |  | 0.2925 | 3.882 | 3141 | 38756.7 | 1 | Northeast Power Coordinating Council | Suffolk | Electric Utility | 4911 | Electric Services | 42.3414 | -71.0311 | Massachussetts Bay Transportation (Owner/Operator) |  |  | Operating | Combustion turbine | Other Oil |  |  | Water Injection |  | 396 | 10.4 | LIQUID | 32 | -562.5 | 0.2925 | 0.010332 | 10.3932
11731 | City of Marshall - (MN) | 1993 | Marshall | MN | LYON | 6 | GT | OP | 18 | 15.2 | 17.3 |  | 7 | 1969 | DFO |  | N | Y | N | Electric Utility |  |  |  |  | N | [57 empty] | LIQUID | [39 empty] | 1.2047 | 0.10375 | 12.3935
11732 | City of Marshall- (MO) | 2144 | Marshall | MO | Saline | 10 | IC | OP | 6.3 | 6.3 | 6.3 |  | 6 | 1990 | NG | DFO | N | Y | N | Electric Utility |  |  |  |  | N | [57 empty] | GAS | [39 empty] | 1.1659 | 0.0016829 | 10.4
11732 | City of Marshall- (MO) | 2144 | Marshall | MO | Saline | 11 | IC | OP | 6.3 | 6.3 | 6.3 |  | 1 | 1994 | NG | DFO | N | Y | N | Electric Utility |  |  |  |  | N | [57 empty] | GAS | [39 empty] | 1.1659 | 0.0016829 | 10.4
11732 | City of Marshall- (MO) | 2144 | Marshall | MO | Saline | 4 | ST | OP | 6 | 5.8 | 5.9 |  | 7 | 1956 | BIT | NG | Y | Y | N | Electric Utility |  |  |  |  | N |  |  | Y | [6 empty] | ¦¦ .02 | ¦¦ .1 | ¦¦ .06 | ¦¦PB | ¦¦DP | ¦¦NP | ¦¦ 2008 | ¦¦ 2008 | ¦¦ 2008 | ¦¦MS | ¦¦IF | [20 empty] | ¦¦OP | ¦¦BR |  |  | ¦¦ 11 | [5 empty] | ¦¦ 87.5 | ¦¦ 2 | ¦¦ 20000 |  |  |  |  | COAL | [39 empty] | 0.9544 | 1.2174 | 13.842
11732 | City of Marshall- (MO) | 2144 | Marshall | MO | Saline | 5 | ST | OP | 16.5 | 16 | 16.2 |  | 7 | 1967 | BIT | NG | Y | Y | N | Electric Utility |  |  |  |  | N | Y |  | Y | [37 empty] | OP | BR |  |  | 11 | [5 empty] | 87.5 | 3 | 60000 |  |  |  |  | COAL | [39 empty] | 0.67125 | 0.96467 | 12.3635
11732 | City of Marshall- (MO) | 2144 | Marshall | MO | Saline | 7 | IC | OP | 1 | 0.9 | 0.9 |  | 6 | 1988 | DFO |  | N | Y | N | Electric Utility |  |  |  |  | N | [57 empty] | LIQUID | [39 empty] | 0.7385 | 0.025484 | 12.5895
11732 | City of Marshall- (MO) | 2144 | Marshall | MO | Saline | 8 | IC | OP | 1 | 0.9 | 0.9 |  | 6 | 1988 | DFO |  | N | Y | N | Electric Utility |  |  |  |  | N | [57 empty] | LIQUID | [39 empty] | 0.7385 | 0.025484 | 12.5895
11732 | City of Marshall- (MO) | 2144 | Marshall | MO | Saline | 9 | IC | OP | 1 | 0.9 | 0.9 |  | 6 | 1988 | DFO |  | N | Y | N | Electric Utility |  |  |  |  | N | [57 empty] | LIQUID | [39 empty] | 0.7385 | 0.025484 | 12.5895
11732 | City of Marshall- (MO) | 2144 | Marshall | MO | Saline | GT1 | GT | OP | 15.2 | 14 | 17 |  | 5 | 1972 | NG | DFO | Y | Y | N | Electric Utility |  |  |  |  | N | [57 empty] | GAS | [39 empty] | 0.2665 | 0.0035739 | 11.5024
11736 | City of Marshall - (IL) | 949 | Marshall | IL | Clark | 10 | IC | OP | 1.8 | 1.8 | 1.8 |  | 4 | 2002 | DFO |  | N | N | N | Electric Utility |  |  |  |  | N | [57 empty] | LIQUID | [39 empty] | 0.7385 | 0.025484 | 12.5895
11736 | City of Marshall - (IL) | 949 | Marshall | IL | Clark | 11 | IC | OP | 1.8 | 1.8 | 1.8 |  | 4 | 2002 | DFO |  | N | N | N | Electric Utility |  |  |  |  | N | [57 empty] | LIQUID | [39 empty] | 0.7385 | 0.025484 | 12.5895
11736 | City of Marshall - (IL) | 949 | Marshall | IL | Clark | 12 | IC | OP | 1.8 | 1.8 | 1.8 |  | 1 | 2007 | DFO |  | N | N | N | Electric Utility |  |  |  |  | N | [57 empty] | LIQUID | [39 empty] | 0.7385 | 0.025484 | 12.5895
11736 | City of Marshall - (IL) | 949 | Marshall | IL | Clark | 13 | IC | OP | 1.8 | 1.8 | 1.8 |  | 1 | 2007 | DFO |  | N | N | N | Electric Utility |  |  |  |  | N | [57 empty] | LIQUID | [39 empty] | 0.7385 | 0.025484 | 12.5895
11736 | City of Marshall - (IL) | 949 | Marshall | IL | Clark | 5 | IC | OP | 2.5 | 2.5 | 2.5 |  | 9 | 2002 | DFO |  | N | N | N | Electric Utility |  |  |  |  | N | [57 empty] | LIQUID | [39 empty] | 0.7385 | 0.025484 | 12.5895
11736 | City of Marshall - (IL) | 949 | Marshall | IL | Clark | 6 | IC | OP | 1.8 | 1.8 | 1.8 |  | 4 | 2002 | DFO |  | N | N | N | Electric Utility |  |  |  |  | N | [57 empty] | LIQUID | [39 empty] | 0.7385 | 0.025484 | 12.5895
11736 | City of Marshall - (IL) | 949 | Marshall | IL | Clark | 7 | IC | OP | 1.8 | 1.8 | 1.8 |  | 4 | 2002 | DFO |  | N | N | N | Electric Utility |  |  |  |  | N | [57 empty] | LIQUID | [39 empty] | 0.7385 | 0.025484 | 12.5895
11736 | City of Marshall - (IL) | 949 | Marshall | IL | Clark | 8 | IC | OP | 1.8 | 1.8 | 1.8 |  | 4 | 2002 | DFO |  | N | N | N | Electric Utility |  |  |  |  | N | [57 empty] | LIQUID | [39 empty] | 0.7385 | 0.025484 | 12.5895
11736 | City of Marshall - (IL) | 949 | Marshall | IL | Clark | 9 | IC | OP | 1.8 | 1.8 | 1.8 |  | 4 | 2002 | DFO |  | N | N | N | Electric Utility |  |  |  |  | N | [57 empty] | LIQUID | [39 empty] | 0.7385 | 0.025484 | 12.5895
11740 | City of Marshfield - (WI) | 56480 | Marshfield Utilities Gas Plant | WI | WOOD | M1 | GT | OP | 60.4 | 55.5 | 60.4 |  | 6 | 2011 | NG | DFO | Y | Y | N | Electric Utility |  |  |  |  | N | [57 empty] | GAS | [39 empty] | 0.024427 | 0.0003178 | 10.5189
11741 | Masspower | 10726 | Masspower | MA | Hampden | GEN1 | CT | OP | 90 | 238.3 | 276.8 | G321 | 7 | 1993 | NG | DFO | Y | Y | Y | IPP CHP |  |  |  |  | N | [57 empty] | GAS | MA | MASSPOWER | 10726 | 1 | 2010 |  | ARP, RGGI, CAIROS | 2530.75 | 12 | 187455.25 |  | 0.673 | 0.0325 | 35.349 | 132747.85 | 2233719.95 | 1 | Northeast Power Coordinating Council | Hampden | Cogeneration |  |  | 42.156 | -72.5292 | MASSPOWER (Owner/Operator) | Phase 2 |  | Operating | Combustion turbine | Pipeline Natural Gas | Diesel Oil |  | Selective Catalytic Reduction Steam Injection |  | 1250 | 11.736 | GAS | 102 | -356.8627 | 0.0325 | 0.000603 | 11.736
11741 | Masspower | 10726 | Masspower | MA | Hampden | GEN2 | CT | OP | 90 |  |  | G321 | 7 | 1993 | NG | DFO | Y | Y | Y | IPP CHP |  |  |  |  | N | [57 empty] | GAS | MA | MASSPOWER | 10726 | 2 | 2010 |  | ARP, CAIROS, RGGI | 2793.5 | 12 | 206436 |  | 0.736 | 0.0355 | 39.599 | 145176.825 | 2442877.95 | 1 | Northeast Power Coordinating Council | Hampden | Cogeneration |  |  | 42.156 | -72.5292 | MASSPOWER (Owner/Operator) | Phase 2 |  | Operating | Combustion turbine | Pipeline Natural Gas | Diesel Oil |  | Selective Catalytic Reduction Steam Injection |  | 1250 | 11.6833 | GAS | 100 | 444.4444 | 0.0355 | 0.000603 | 11.6833
11741 | Masspower | 10726 | Masspower | MA | Hampden | GEN3 | CA | OP | 80.9 |  |  | G321 | 7 | 1993 | NG |  | N | Y | Y | IPP CHP |  |  |  |  | N | [6 empty] | ST1 | 1993 | 725823 | [48 empty] | GAS | [39 empty] | 0 | 0 | 10.4
11770 | City of Martinsville - (VA) | 3826 | Martinsville | VA | Henry | 1 | HY | OP | 0.3 | 0.3 | 0.3 |  | 5 | 1932 | WAT |  | N | N | N | Electric Utility |  |  |  |  | N | [57 empty] | N/A | [39 empty] | 0 | 0 | 10.4
11770 | City of Martinsville - (VA) | 3826 | Martinsville | VA | Henry | 2 | HY | OP | 1 | 1 | 1 |  | 5 | 1932 | WAT |  | N | N | N | Electric Utility | [62 empty] | N/A | [39 empty] | 0 | 0 | 10.4
11782 | Marysville Hydro Partners | 54668 | Falls River Hydro | ID | Fremont | 1 | HY | OP | 4.5 | 4.5 | 4.5 |  | 8 | 1993 | WAT |  | N | Y | N | IPP Non-CHP |  |  |  |  | N | [57 empty] | N/A | [39 empty] | 0 | 0 | 10.4
11782 | Marysville Hydro Partners | 54668 | Falls River Hydro | ID | Fremont | 2 | HY | OP | 4.5 | 4.5 | 4.5 |  | 8 | 1993 | WAT |  | N | Y | N | IPP Non-CHP |  |  |  |  | N | [57 empty] | N/A | [39 empty] | 0 | 0 | 10.4
11804 | Massachusetts Electric Co | 57265 | Dorchester Solar Site | MA | Suffolk | 1 | PV | OP | 1 | 1 | 1 |  | 12 | 2011 | SUN |  | N | Y | N | Electric Utility |  |  |  |  | N | [57 empty] | N/A | [39 empty] | 0 | 0 | 10.4
11804 | Massachusetts Electric Co | 57266 | Revere Solar Site | MA | Suffolk | 1 | PV | OP | 0.8 | 0.6 | 0.4 |  | 12 | 2010 | SUN |  | N | Y | N | Electric Utility |  |  |  |  | N | [57 empty] | N/A | [39 empty] | 0 | 0 | 10.4
11804 | Massachusetts Electric Co | 57269 | Haverhill Solar Power Project | MA | ESSEX | 1 | PV | OP | 1 | 0.8 | 0.5 |  | 12 | 2010 | SUN |  | N | Y | N | Electric Utility |  |  |  |  | N | [57 empty] | N/A | [39 empty] | 0 | 0 | 10.4
11804 | Massachusetts Electric Co | 57270 | NEDC Solar Site | MA | Worcester | 1 | PV | OP | 1 | 0.8 | 0.5 |  | 6 | 2010 | SUN |  | N | Y | N | Electric Utility | [62 empty] | N/A | [39 empty] | 0 | 0 | 10.4
11806 | Massachusetts Mun Wholes Electric Co | 6081 | Stony Brook | MA | Hampden | 1 | GT | OP | 85 | 65 | 85 |  | 11 | 1982 | DFO |  | N | Y | N | Electric Utility |  |  |  |  | N | [57 empty] | LIQUID | MA | Stony Brook | 6081 | 1 | 2010 |  | CAIROS, RGGI | 1323 | 12 | 79101.5 |  |  | 0.1501 | 68.882 | 56038.925 | 922413.275 | 1 | Northeast Power Coordinating Council | Hampden | Electric Utility | 4911 | Electric Services | 42.1977 | -72.5103 | Massachussetts Municipal Wholesale (Owner/Operator) Green Mountain Power Corporation (Owner) Village of Lydonville (Owner) |  |  | Operating | Combined cycle | Diesel Oil | Pipeline Natural Gas |  | Steam Injection |  | 1050 | 10.4 | LIQUID | 100.9615 | 1906.1086 | 0.1501 | 0.18159 | 13.1956
11806 | Massachusetts Mun Wholes Electric Co | 6081 | Stony Brook | MA | Hampden | 2 | GT | OP | 85 | 65 | 85 |  | 11 | 1982 | DFO |  | N | Y | N | Electric Utility |  |  |  |  | N | [57 empty] | LIQUID | MA | Stony Brook | 6081 | 2 | 2010 |  | CAIROS, RGGI | 1590 | 12 | 98157.5 |  |  | 0.054 | 29.045 | 74650.725 | 1241183.975 | 1 | Northeast Power Coordinating Council | Hampden | Electric Utility | 4911 | Electric Services | 42.1977 | -72.5103 | Massachussetts Municipal Wholesale (Owner/Operator) Green Mountain Power Corporation (Owner) Village of Lydonville (Owner) |  |  | Operating | Combined cycle | Diesel Oil | Pipeline Natural Gas |  | Water Injection Dry Low NOx Burners |  | 1050 | 10.4 | LIQUID | 100.9615 | 1906.1086 | 0.054 | 0.18159 | 13.1956
11806 | Massachusetts Mun Wholes Electric Co | 6081 | Stony Brook | MA | Hampden | CT1 | CT | OP | 85 | 69.7 | 87 |  | 11 | 1981 | DFO | NG | Y | Y | N | Electric Utility |  |  |  |  | N | [57 empty] | LIQUID | MA | Stony Brook | 6081 | 1 | 2010 |  | CAIROS, RGGI | 1323 | 12 | 79101.5 |  |  | 0.1501 | 68.882 | 56038.925 | 922413.275 | 1 | Northeast Power Coordinating Council | Hampden | Electric Utility | 4911 | Electric Services | 42.1977 | -72.5103 | Massachussetts Municipal Wholesale (Owner/Operator) Green Mountain Power Corporation (Owner) Village of Lydonville (Owner) |  |  | Operating | Combined cycle | Diesel Oil | Pipeline Natural Gas |  | Steam Injection |  | 1050 | 10.4 | LIQUID | 100.9615 | 419.7613 | 0.1501 | 0.50003 | 11.7161
11806 | Massachusetts Mun Wholes Electric Co | 6081 | Stony Brook | MA | Hampden | CT2 | CT | OP | 85 | 69.7 | 87 |  | 11 | 1981 | DFO | NG | Y | Y | N | Electric Utility |  |  |  |  | N | [57 empty] | LIQUID | MA | Stony Brook | 6081 | 2 | 2010 |  | CAIROS, RGGI | 1590 | 12 | 98157.5 |  |  | 0.054 | 29.045 | 74650.725 | 1241183.975 | 1 | Northeast Power Coordinating Council | Hampden | Electric Utility | 4911 | Electric Services | 42.1977 | -72.5103 | Massachussetts Municipal Wholesale (Owner/Operator) Green Mountain Power Corporation (Owner) Village of Lydonville (Owner) |  |  | Operating | Combined cycle | Diesel Oil | Pipeline Natural Gas |  | Water Injection Dry Low NOx Burners |  | 1050 | 10.4 | LIQUID | 100.9615 | 419.7613 | 0.054 | 0.50003 | 11.7161
11806 | Massachusetts Mun Wholes Electric Co | 6081 | Stony Brook | MA | Hampden | CT3 | CT | OP | 85 | 69.7 | 87 |  | 11 | 1981 | DFO | NG | Y | Y | N | Electric Utility |  |  |  |  | N | [57 empty] | LIQUID | MA | Stony Brook | 6081 | 3 | 2010 |  | CAIROS, RGGI | 762.25 | 12 | 43548 |  |  | 0.1587 | 40.811 | 32693.025 | 521972.4 | 1 | Northeast Power Coordinating Council | Hampden | Electric Utility | 4911 | Electric Services | 42.1977 | -72.5103 | Massachussetts Municipal Wholesale (Owner/Operator) Green Mountain Power Corporation (Owner) Village of Lydonville (Owner) |  |  | Operating | Combined cycle | Diesel Oil | Pipeline Natural Gas |  | Steam Injection |  | 1050 | 10.4 | LIQUID | 100.9615 | 419.7613 | 0.1587 | 0.50003 | 11.7161
11806 | Massachusetts Mun Wholes Electric Co | 6081 | Stony Brook | MA | Hampden | CA1 | CA | OP | 105 | 96 | 105 |  | 11 | 1981 | DFO |  | N | Y | N | Electric Utility |  |  |  |  | N | [57 empty] | LIQUID | [39 empty] | 0 | 0 | 10.4
11806 | Massachusetts Mun Wholes Electric Co | 57721 | Berkshire Wind Power Project | MA | Berkshire | BWP | WT | OP | 15 | 15 | 15 |  | 5 | 2011 | WND |  | N | Y | N | Electric Utility | [62 empty] | N/A | [39 empty] | 0 | 0 | 10.4
11820 | Massachusetts Inst of Tech | 54907 | Mass Inst Tech Cntrl Utilities/Cogen Plt | MA | Middlesex | CTG1 | GT | OP | 21.2 | 19 | 23 |  | 6 | 1995 | NG | DFO | Y | Y | Y | Commercial CHP |  |  |  |  | N | [57 empty] | GAS | MA | MIT Central Utility Plant | 54907 | 1 | 2010 |  | CAIROS | 7635.52 | 12 | 285411.58 |  |  | 0.0541 | 58.055 |  | 2204326.329 | 1 |  | Middlesex | Cogeneration | 4931 | Elec & Other Services Combined | 42.3611 | -71.0934 | Massachusetts Institute of Technology (Owner/Operator) |  |  | Operating | Combined cycle | Pipeline Natural Gas | Diesel Oil |  | Combustion Modification/Fuel Reburning Water Injection |  | 377.8 | 10.4 | GAS | 45 | 21.7391 | 0.0541 | 0.0032435 | 7.7233
11824 | Matanuska Electric Assn Inc | 6299 | Unalakleet | AK | Matanuska-Susitna | 5 | IC | OP | 0.5 | 0.4 | 0.4 |  | 5 | 2010 | DFO |  | N | N | N | Electric Utility |  |  |  |  | N | [57 empty] | LIQUID | [39 empty] | 0.7385 | 0.025484 | 12.5895
11824 | Matanuska Electric Assn Inc | 6299 | Unalakleet | AK | Matanuska-Susitna | 6 | IC | OP | 0.5 | 0.4 | 0.4 |  | 5 | 2010 | DFO |  | N | N | N | Electric Utility |  |  |  |  | N | [57 empty] | LIQUID | [39 empty] | 0.7385 | 0.025484 | 12.5895
11824 | Matanuska Electric Assn Inc | 6299 | Unalakleet | AK | Matanuska-Susitna | 7 | IC | OP | 0.5 | 0.4 | 0.4 |  | 12 | 2010 | DFO |  | N | N | N | Electric Utility |  |  |  |  | N | [57 empty] | LIQUID | [39 empty] | 0.7385 | 0.025484 | 12.5895
11824 | Matanuska Electric Assn Inc | 6299 | Unalakleet | AK | Matanuska-Susitna | 8 | IC | OP | 0.5 | 0.4 | 0.4 |  | 12 | 2010 | DFO |  | N | N | N | Electric Utility |  |  |  |  | N | [57 empty] | LIQUID | [39 empty] | 0.7385 | 0.025484 | 12.5895
11843 | Maui Electric Co Ltd | 792 | Palaau Power | HI | Maui | 15 | GT | OP | 2.5 | 2 | 2 |  | 4 | 1982 | DFO |  | N | Y | N | Electric Utility |  |  |  |  | N | [57 empty] | LIQUID | [39 empty] | 1.3507 | 0.011145 | 16.6045
11843 | Maui Electric Co Ltd | 792 | Palaau Power | HI | Maui | 7 | IC | OP | 2.2 | 2.1 | 2.1 |  | 6 | 1996 | DFO |  | N | Y | N | Electric Utility |  |  |  |  | N | [57 empty] | LIQUID | [39 empty] | 0.7385 | 0.025484 | 12.5895
11843 | Maui Electric Co Ltd | 792 | Palaau Power | HI | Maui | 8 | IC | OP | 2.2 | 2.1 | 2.1 |  | 6 | 1996 | DFO |  | N | Y | N | Electric Utility |  |  |  |  | N | [57 empty] | LIQUID | [39 empty] | 0.7385 | 0.025484 | 12.5895
11843 | Maui Electric Co Ltd | 792 | Palaau Power | HI | Maui | 9 | IC | OP | 2.2 | 2.1 | 2.1 |  | 6 | 1996 | DFO |  | N | Y | N | Electric Utility |  |  |  |  | N | [57 empty] | LIQUID | [39 empty] | 0.7385 | 0.025484 | 12.5895
11843 | Maui Electric Co Ltd | 792 | Palaau Power | HI | Maui | CAT1 | IC | OP | 1.2 | 1.2 | 1.2 |  | 5 | 1985 | DFO |  | N | Y | N | Electric Utility |  |  |  |  | N | [57 empty] | LIQUID | [39 empty] | 0.7385 | 0.025484 | 12.5895
11843 | Maui Electric Co Ltd | 792 | Palaau Power | HI | Maui | CAT2 | IC | OP | 1.2 | 1.2 | 1.2 |  | 5 | 1985 | DFO |  | N | Y | N | Electric Utility |  |  |  |  | N | [57 empty] | LIQUID | [39 empty] | 0.7385 | 0.025484 | 12.5895
11843 | Maui Electric Co Ltd | 792 | Palaau Power | HI | Maui | CUM3 | IC | OP | 0.9 | 0.9 | 0.9 |  | 4 | 1985 | DFO |  | N | Y | N | Electric Utility |  |  |  |  | N | [57 empty] | LIQUID | [39 empty] | 0.7385 | 0.025484 | 12.5895
11843 | Maui Electric Co Ltd | 792 | Palaau Power | HI | Maui | CUM4 | IC | OP | 0.9 | 0.9 | 0.9 |  | 4 | 1985 | DFO |  | N | Y | N | Electric Utility |  |  |  |  | N | [57 empty] | LIQUID | [39 empty] | 0.7385 | 0.025484 | 12.5895
11843 | Maui Electric Co Ltd | 792 | Palaau Power | HI | Maui | CUM5 | IC | OP | 0.9 | 0.9 | 0.9 |  | 4 | 1985 | DFO |  | N | Y | N | Electric Utility |  |  |  |  | N | [57 empty] | LIQUID | [39 empty] | 0.7385 | 0.025484 | 12.5895
11843 | Maui Electric Co Ltd | 792 | Palaau Power | HI | Maui | CUM6 | IC | OP | 0.9 | 0.9 | 0.9 |  | 12 | 1991 | DFO |  | N | Y | N | Electric Utility |  |  |  |  | N | [57 empty] | LIQUID | [39 empty] | 0.7385 | 0.025484 | 12.5895
11843 | Maui Electric Co Ltd | 6056 | Kahului | HI | Maui | 1 | ST | OP | 5 | 4.7 | 4.7 |  | 5 | 1948 | RFO | DFO | N | Y | N | Electric Utility |  |  |  |  | N | [57 empty] | LIQUID | [39 empty] | 0.3758 | 2.3965 | 14.1793
11843 | Maui Electric Co Ltd | 6056 | Kahului | HI | Maui | 2 | ST | OP | 5 | 4.8 | 4.8 |  | 12 | 1949 | RFO | DFO | N | Y | N | Electric Utility |  |  |  |  | N | [57 empty] | LIQUID | [39 empty] | 0.3758 | 2.5284 | 14.1793
11843 | Maui Electric Co Ltd | 6056 | Kahului | HI | Maui | 3 | ST | OP | 11.5 | 11 | 11 |  | 4 | 1954 | RFO | DFO | N | Y | N | Electric Utility |  |  |  |  | N | [57 empty] | LIQUID | [39 empty] | 0.3758 | 1.9463 | 13.3065
11843 | Maui Electric Co Ltd | 6056 | Kahului | HI | Maui | 4 | ST | OP | 12.5 | 11.9 | 11.9 |  | 10 | 1966 | RFO | DFO | N | Y | N | Electric Utility |  |  |  |  | N | [57 empty] | LIQUID | [39 empty] | 0.3758 | 2.7914 | 12.1505
11843 | Maui Electric Co Ltd | 6504 | Maalaea | HI | Maui | 1 | IC | OP | 2.6 | 2.5 | 2.5 |  | 12 | 1971 | DFO |  | N | Y | N | Electric Utility |  |  |  |  | N | [57 empty] | LIQUID | [39 empty] | 0.7385 | 0.025484 | 12.5895
11843 | Maui Electric Co Ltd | 6504 | Maalaea | HI | Maui | 10 | IC | OP | 12.5 | 12.3 | 12.3 |  | 12 | 1979 | DFO |  | N | Y | N | Electric Utility |  |  |  |  | N | [57 empty] | LIQUID | [39 empty] | 0.7385 | 0.025484 | 12.5895
11843 | Maui Electric Co Ltd | 6504 | Maalaea | HI | Maui | 11 | IC | OP | 12.5 | 12.3 | 12.3 |  | 7 | 1980 | DFO |  | N | Y | N | Electric Utility |  |  |  |  | N | [57 empty] | LIQUID | [39 empty] | 0.7385 | 0.025484 | 12.5895
11843 | Maui Electric Co Ltd | 6504 | Maalaea | HI | Maui | 12 | IC | OP | 12.5 | 12.3 | 12.3 |  | 4 | 1988 | DFO | OBL | Y | Y | N | Electric Utility |  |  |  |  | N | [57 empty] | LIQUID | [39 empty] | 0.7385 | 0.025484 | 12.5895
11843 | Maui Electric Co Ltd | 6504 | Maalaea | HI | Maui | 13 | IC | OP | 12.5 | 12.3 | 12.3 |  | 5 | 1989 | DFO | OBL | Y | Y | N | Electric Utility |  |  |  |  | N | [57 empty] | LIQUID | [39 empty] | 0.7385 | 0.025484 | 12.5895
11843 | Maui Electric Co Ltd | 6504 | Maalaea | HI | Maui | 14 | CT | OP | 23.6 | 21.1 | 21.1 |  | 5 | 1992 | DFO |  | N | Y | N | Electric Utility |  |  |  |  | N | [57 empty] | LIQUID | [39 empty] | 1.2 | 0.50003 | 12.2181
11843 | Maui Electric Co Ltd | 6504 | Maalaea | HI | Maui | 15 | CA | OP | 18 | 12 | 12 |  | 10 | 1993 | DFO |  | N | Y | N | Electric Utility |  |  |  |  | N | [57 empty] | LIQUID | [39 empty] | 0 | 0 | 10.4
11843 | Maui Electric Co Ltd | 6504 | Maalaea | HI | Maui | 16 | CT | OP | 23.6 | 21.1 | 21.1 |  | 5 | 1993 | DFO |  | N | Y | N | Electric Utility |  |  |  |  | N | [57 empty] | LIQUID | [39 empty] | 1.2 | 0.50003 | 12.2013
11843 | Maui Electric Co Ltd | 6504 | Maalaea | HI | Maui | 17 | CT | OP | 25 | 17.6 | 17.6 |  | 12 | 1998 | DFO |  | N | Y | N | Electric Utility |  |  |  |  | N | [57 empty] | LIQUID | [39 empty] | 1.2 | 0.50003 | 12.0867
11843 | Maui Electric Co Ltd | 6504 | Maalaea | HI | Maui | 18 | CA | OP | 18 | 13.8 | 13.8 |  | 10 | 2006 | DFO |  | N | Y | N | Electric Utility |  |  |  |  | N | [57 empty] | LIQUID | [39 empty] | 0 | 0 | 10.4
11843 | Maui Electric Co Ltd | 6504 | Maalaea | HI | Maui | 19 | CT | OP | 25 | 17.6 | 17.6 |  | 9 | 2000 | DFO |  | N | Y | N | Electric Utility |  |  |  |  | N | [57 empty] | LIQUID | [39 empty] | 1.2 | 0.50003 | 12.0532
11843 | Maui Electric Co Ltd | 6504 | Maalaea | HI | Maui | 2 | IC | OP | 2.6 | 2.5 | 2.5 |  | 7 | 1972 | DFO |  | N | Y | N | Electric Utility |  |  |  |  | N | [57 empty] | LIQUID | [39 empty] | 0.7385 | 0.025484 | 12.5895
11843 | Maui Electric Co Ltd | 6504 | Maalaea | HI | Maui | 3 | IC | OP | 2.6 | 2.5 | 2.5 |  | 9 | 1972 | DFO |  | N | Y | N | Electric Utility |  |  |  |  | N | [57 empty] | LIQUID | [39 empty] | 0.7385 | 0.025484 | 12.5895
11843 | Maui Electric Co Ltd | 6504 | Maalaea | HI | Maui | 4 | IC | OP | 5.6 | 5.5 | 5.5 |  | 11 | 1973 | DFO |  | N | Y | N | Electric Utility |  |  |  |  | N | [57 empty] | LIQUID | [39 empty] | 0.7385 | 0.025484 | 12.5895
11843 | Maui Electric Co Ltd | 6504 | Maalaea | HI | Maui | 5 | IC | OP | 5.6 | 5.5 | 5.5 |  | 12 | 1973 | DFO |  | N | Y | N | Electric Utility |  |  |  |  | N | [57 empty] | LIQUID | [39 empty] | 0.7385 | 0.025484 | 12.5895
11843 | Maui Electric Co Ltd | 6504 | Maalaea | HI | Maui | 6 | IC | OP | 5.6 | 5.5 | 5.5 |  | 3 | 1975 | DFO |  | N | Y | N | Electric Utility |  |  |  |  | N | [57 empty] | LIQUID | [39 empty] | 0.7385 | 0.025484 | 12.5895
11843 | Maui Electric Co Ltd | 6504 | Maalaea | HI | Maui | 7 | IC | OP | 5.6 | 5.5 | 5.5 |  | 8 | 1975 | DFO |  | N | Y | N | Electric Utility |  |  |  |  | N | [57 empty] | LIQUID | [39 empty] | 0.7385 | 0.025484 | 12.5895
11843 | Maui Electric Co Ltd | 6504 | Maalaea | HI | Maui | 8 | IC | OP | 5.6 | 5.5 | 5.5 |  | 11 | 1977 | DFO |  | N | Y | N | Electric Utility |  |  |  |  | N | [57 empty] | LIQUID | [39 empty] | 0.7385 | 0.025484 | 12.5895
11843 | Maui Electric Co Ltd | 6504 | Maalaea | HI | Maui | 9 | IC | OP | 5.6 | 5.5 | 5.5 |  | 7 | 1978 | DFO |  | N | Y | N | Electric Utility |  |  |  |  | N | [57 empty] | LIQUID | [39 empty] | 0.7385 | 0.025484 | 12.5895
11843 | Maui Electric Co Ltd | 6504 | Maalaea | HI | Maui | X1 | IC | OP | 2.6 | 2.5 | 2.5 |  | 3 | 1987 | DFO |  | N | Y | N | Electric Utility |  |  |  |  | N | [57 empty] | LIQUID | [39 empty] | 0.7385 | 0.025484 | 12.5895
11843 | Maui Electric Co Ltd | 6504 | Maalaea | HI | Maui | X2 | IC | OP | 2.6 | 2.5 | 2.5 |  | 3 | 1987 | DFO |  | N | Y | N | Electric Utility |  |  |  |  | N | [57 empty] | LIQUID | [39 empty] | 0.7385 | 0.025484 | 12.5895
11843 | Maui Electric Co Ltd | 7264 | Miki Basin | HI | Maui | LL1 | IC | OP | 1 | 1 | 1 |  | 4 | 1990 | DFO |  | N | Y | N | Electric Utility |  |  |  |  | N | [57 empty] | LIQUID | [39 empty] | 0.7385 | 0.025484 | 12.5895
11843 | Maui Electric Co Ltd | 7264 | Miki Basin | HI | Maui | LL2 | IC | OP | 1 | 1 | 1 |  | 4 | 1990 | DFO |  | N | Y | N | Electric Utility |  |  |  |  | N | [57 empty] | LIQUID | [39 empty] | 0.7385 | 0.025484 | 12.5895
11843 | Maui Electric Co Ltd | 7264 | Miki Basin | HI | Maui | LL3 | IC | OP | 1 | 1 | 1 |  | 4 | 1990 | DFO |  | N | Y | N | Electric Utility |  |  |  |  | N | [57 empty] | LIQUID | [39 empty] | 0.7385 | 0.025484 | 12.5895
11843 | Maui Electric Co Ltd | 7264 | Miki Basin | HI | Maui | LL4 | IC | OP | 1 | 1 | 1 |  | 4 | 1990 | DFO |  | N | Y | N | Electric Utility |  |  |  |  | N | [57 empty] | LIQUID | [39 empty] | 0.7385 | 0.025484 | 12.5895
11843 | Maui Electric Co Ltd | 7264 | Miki Basin | HI | Maui | LL5 | IC | OP | 1 | 1 | 1 |  | 4 | 1990 | DFO |  | N | Y | N | Electric Utility |  |  |  |  | N | [57 empty] | LIQUID | [39 empty] | 0.7385 | 0.025484 | 12.5895
11843 | Maui Electric Co Ltd | 7264 | Miki Basin | HI | Maui | LL6 | IC | OP | 1 | 1 | 1 |  | 4 | 1990 | DFO |  | N | Y | N | Electric Utility |  |  |  |  | N | [57 empty] | LIQUID | [39 empty] | 0.7385 | 0.025484 | 12.5895
11843 | Maui Electric Co Ltd | 7264 | Miki Basin | HI | Maui | LL7 | IC | OP | 2.2 | 2.1 | 2.1 |  | 10 | 1996 | DFO |  | N | Y | N | Electric Utility |  |  |  |  | N | [57 empty] | LIQUID | [39 empty] | 0.7385 | 0.025484 | 12.5895
11843 | Maui Electric Co Ltd | 7264 | Miki Basin | HI | Maui | LL8 | IC | OP | 2.2 | 2.1 | 2.1 |  | 10 | 1996 | DFO |  | N | Y | N | Electric Utility |  |  |  |  | N | [57 empty] | LIQUID | [39 empty] | 0.7385 | 0.025484 | 12.5895
11843 | Maui Electric Co Ltd | 56055 | Hana Substation | HI | Maui | MH1 | IC | OP | 1 | 1 | 1 |  | 4 | 2001 | DFO |  | N | Y | N | Electric Utility |  |  |  |  | N | [57 empty] | LIQUID | [39 empty] | 0.7385 | 0.025484 | 12.5895
11843 | Maui Electric Co Ltd | 56055 | Hana Substation | HI | Maui | MH2 | IC | OP | 1 | 1 | 1 |  | 4 | 2001 | DFO |  | N | Y | N | Electric Utility |  |  |  |  | N | [57 empty] | LIQUID | [39 empty] | 0.7385 | 0.025484 | 12.5895
11936 | McBryde Sugar Co Ltd | 10412 | Kalaheo Hydro | HI | Kauai | KAL | HY | OP | 1.1 | 1.1 | 1 |  | 1 | 1928 | WAT |  | N | Y | N | Industrial Non-CHP | [62 empty] | N/A | [39 empty] | 0 | 0 | 10.4
11936 | McBryde Sugar Co Ltd | 10413 | Wainiha Hydro | HI | Kauai | WAIA | HY | OP | 1.8 | 1.7 | 1.7 |  | 1 | 1906 | WAT |  | N | Y | N | Industrial Non-CHP |  |  |  |  | N | [57 empty] | N/A | [39 empty] | 0 | 0 | 10.4
11936 | McBryde Sugar Co Ltd | 10413 | Wainiha Hydro | HI | Kauai | WAIB | HY | OP | 1.8 | 1.7 | 1.7 |  | 1 | 1910 | WAT |  | N | Y | N | Industrial Non-CHP | [62 empty] | N/A | [39 empty] | 0 | 0 | 10.4
11943 | McCallum Enterprises I LP | 10063 | Derby Hydro | CT | Fairfield | GEN1 | HY | OP | 4 | 4 | 4 |  | 1 | 1989 | WAT |  | N | N | N | IPP Non-CHP | [62 empty] | N/A | [39 empty] | 0 | 0 | 10.4
11943 | McCallum Enterprises I LP | 10063 | Derby Hydro | CT | Fairfield | GEN2 | HY | OP | 4 | 4 | 4 |  | 1 | 1989 | WAT |  | N | N | N | IPP Non-CHP | [62 empty] | N/A | [39 empty] | 0 | 0 | 10.4
12114 | City of McGregor- (IA) | 1163 | McGregor | IA | Clayton | 1 | IC | OP | 1.2 | 1.2 | 1.2 |  | 10 | 1977 | DFO |  | N | Y | N | Electric Utility |  |  |  |  | N | [57 empty] | LIQUID | [39 empty] | 0.7385 | 0.025484 | 12.5895
12114 | City of McGregor- (IA) | 1163 | McGregor | IA | Clayton | 2 | IC | OP | 0.3 | 0.3 | 0.3 |  | 12 | 1941 | DFO |  | N | Y | N | Electric Utility | [62 empty] | LIQUID | [39 empty] | 0.7385 | 0.025484 | 12.5895
12114 | City of McGregor- (IA) | 1163 | McGregor | IA | Clayton | 3 | IC | OP | 0.5 | 0.5 | 0.5 |  | 7 | 1955 | DFO |  | N | Y | N | Electric Utility | [62 empty] | LIQUID | [39 empty] | 0.7385 | 0.025484 | 12.5895
12119 | McGrath Light & Power Co | 6555 | McGrath | AK | Yukon-Koyukuk | 3A | IC | OP | 0.5 | 0.5 | 0.5 |  | 5 | 2011 | DFO |  | N | N | N | Electric Utility |  |  |  |  | N | [57 empty] | LIQUID | [39 empty] | 0.7385 | 0.025484 | 12.5895
12119 | McGrath Light & Power Co | 6555 | McGrath | AK | Yukon-Koyukuk | 4A | IC | OP | 0.5 | 0.5 | 0.5 |  | 2 | 2011 | DFO |  | N | N | N | Electric Utility |  |  |  |  | N | [57 empty] | LIQUID | [39 empty] | 0.7385 | 0.025484 | 12.5895
12119 | McGrath Light & Power Co | 6555 | McGrath | AK | Yukon-Koyukuk | 6 | IC | OP | 0.6 | 0.6 | 0.6 |  | 12 | 1988 | DFO |  | N | N | N | Electric Utility |  |  |  |  | N | [57 empty] | LIQUID | [39 empty] | 0.7385 | 0.025484 | 12.5895
12119 | McGrath Light & Power Co | 6555 | McGrath | AK | Yukon-Koyukuk | 7 | IC | OP | 0.6 | 0.6 | 0.6 |  | 4 | 1993 | DFO |  | N | N | N | Electric Utility |  |  |  |  | N | [57 empty] | LIQUID | [39 empty] | 0.7385 | 0.025484 | 12.5895
12159 | Midwest Electric Power Inc | 7858 | MEPI GT Facility | IL | Massac | 1 | GT | OP | 64.5 | 55 | 56 |  | 10 | 1974 | NG |  | N | Y | N | IPP Non-CHP |  |  |  |  | N | [57 empty] | GAS | IL | MEPI Gt Facility | 7858 | 1 | 2010 |  | ARP, CAIRNOX, CAIROS, CAIRSO2 | 60.97 | 12 | 2932.84 |  | 0.012 | 0.1049 | 2.308 | 2465.004 | 41480.553 | 5 |  | Massac | Electric Utility | 4911 | Electric Services | 37.2175 | -88.8658 | Midwest Electric Power, Inc. (Operator) CEC-APL, LP (Owner) | Phase 2 |  | Operating | Combustion turbine | Pipeline Natural Gas |  |  | Water Injection |  | 777 | 13.2768 | GAS | 57 | 1991.0714 | 0.1049 | 0.000579 | 13.2768
12159 | Midwest Electric Power Inc | 7858 | MEPI GT Facility | IL | Massac | 2 | GT | OP | 64.5 | 55 | 56 |  | 10 | 1974 | NG |  | N | Y | N | IPP Non-CHP |  |  |  |  | N | [57 empty] | GAS | IL | MEPI Gt Facility | 7858 | 2 | 2010 |  | ARP, CAIRNOX, CAIROS, CAIRSO2 | 65.22 | 12 | 3175.51 |  | 0.014 | 0.1156 | 2.807 | 2701.8 | 45463.34 | 5 |  | Massac | Electric Utility | 4911 | Electric Services | 37.2175 | -88.8658 | Midwest Electric Power, Inc. (Operator) CEC-APL, LP (Owner) | Phase 2 |  | Operating | Combustion turbine | Pipeline Natural Gas |  |  | Water Injection |  | 777 | 13.4794 | GAS | 57 | 1991.0714 | 0.1156 | 0.000616 | 13.4794
12159 | Midwest Electric Power Inc | 7858 | MEPI GT Facility | IL | Massac | 3 | GT | OP | 64.5 | 55 | 56 |  | 10 | 1974 | NG |  | N | Y | N | IPP Non-CHP |  |  |  |  | N | [57 empty] | GAS | IL | MEPI Gt Facility | 7858 | 3 | 2010 |  | ARP, CAIRNOX, CAIROS, CAIRSO2 | 14.53 | 12 | 713.24 |  | 0.003 | 0.1154 | 0.631 | 627.121 | 10554.228 | 5 |  | Massac | Electric Utility | 4911 | Electric Services | 37.2175 | -88.8658 | Midwest Electric Power, Inc. (Operator) CEC-APL, LP (Owner) | Phase 2 |  | Operating | Combustion turbine | Pipeline Natural Gas |  |  | Water Injection |  | 777 | 13.9918 | GAS | 55 | 1990.9091 | 0.1154 | 0.000568 | 13.9918
12159 | Midwest Electric Power Inc | 7858 | MEPI GT Facility | IL | Massac | 4 | GT | OP | 54 | 37 | 43 |  | 7 | 2000 | NG |  | N | Y | N | IPP Non-CHP |  |  |  |  | N | [57 empty] | GAS | IL | MEPI Gt Facility | 7858 | 4 | 2010 |  | ARP, CAIRNOX, CAIROS, CAIRSO2 | 61.79 | 12 | 2026 |  | 0.007 | 0.1083 | 1.324 | 1395.097 | 23476.207 | 5 |  | Massac | Electric Utility | 4911 | Electric Services | 37.2175 | -88.8658 | Midwest Electric Power, Inc. (Owner/Operator) | Phase 2 |  | Operating | Combustion turbine | Pipeline Natural Gas |  |  | Water Injection |  | 542 | 11.3859 | GAS | 38 | 1934.2105 | 0.1083 | 0.000596 | 11.3859
12159 | Midwest Electric Power Inc | 7858 | MEPI GT Facility | IL | Massac | 5 | GT | OP | 54 | 37 | 43 |  | 7 | 2000 | NG |  | N | Y | N | IPP Non-CHP |  |  |  |  | N | [57 empty] | GAS | IL | MEPI Gt Facility | 7858 | 5 | 2010 |  | ARP, CAIRNOX, CAIROS, CAIRSO2 | 51.04 | 12 | 1638.17 |  | 0.006 | 0.1012 | 1.024 | 1151.089 | 19371.874 | 5 |  | Massac | Electric Utility | 4911 | Electric Services | 37.2175 | -88.8658 | Midwest Electric Power, Inc. (Owner/Operator) | Phase 2 |  | Operating | Combustion turbine | Pipeline Natural Gas |  |  | Water Injection |  | 542 | 11.5421 | GAS | 38 | 1934.2105 | 0.1012 | 0.000619 | 11.5421
12186 | McMinnville Electric System | 55928 | McMinnville | TN | Warren | 1 | IC | OP | 2 | 1.8 | 1.8 |  | 6 | 2001 | DFO |  | N | Y | N | Electric Utility | [62 empty] | LIQUID | [39 empty] | 0.7385 | 0.025484 | 12.5895
12186 | McMinnville Electric System | 55928 | McMinnville | TN | Warren | 10 | IC | OP | 2 | 1.8 | 1.8 |  | 6 | 2001 | DFO |  | N | Y | N | Electric Utility | [62 empty] | LIQUID | [39 empty] | 0.7385 | 0.025484 | 12.5895
12186 | McMinnville Electric System | 55928 | McMinnville | TN | Warren | 11 | IC | OP | 2 | 1.8 | 1.8 |  | 6 | 2001 | DFO |  | N | Y | N | Electric Utility | [62 empty] | LIQUID | [39 empty] | 0.7385 | 0.025484 | 12.5895
12186 | McMinnville Electric System | 55928 | McMinnville | TN | Warren | 12 | IC | OP | 2 | 1.8 | 1.8 |  | 7 | 2005 | OBL | DFO | Y | Y | N | Electric Utility | [62 empty] | LIQUID | [39 empty] | 2.8617 | 0.16958 | 10.4
12186 | McMinnville Electric System | 55928 | McMinnville | TN | Warren | 2 | IC | OP | 2 | 1.8 | 1.8 |  | 6 | 2001 | DFO |  | N | Y | N | Electric Utility | [62 empty] | LIQUID | [39 empty] | 0.7385 | 0.025484 | 12.5895
12186 | McMinnville Electric System | 55928 | McMinnville | TN | Warren | 3 | IC | OP | 2 | 1.8 | 1.8 |  | 6 | 2001 | DFO |  | N | Y | N | Electric Utility | [62 empty] | LIQUID | [39 empty] | 0.7385 | 0.025484 | 12.5895
12186 | McMinnville Electric System | 55928 | McMinnville | TN | Warren | 4 | IC | OP | 2 | 1.8 | 1.8 |  | 6 | 2001 | DFO |  | N | Y | N | Electric Utility | [62 empty] | LIQUID | [39 empty] | 0.7385 | 0.025484 | 12.5895
12186 | McMinnville Electric System | 55928 | McMinnville | TN | Warren | 5 | IC | OP | 2 | 1.8 | 1.8 |  | 6 | 2001 | DFO |  | N | Y | N | Electric Utility | [62 empty] | LIQUID | [39 empty] | 0.7385 | 0.025484 | 12.5895
12186 | McMinnville Electric System | 55928 | McMinnville | TN | Warren | 6 | IC | OP | 2 | 1.8 | 1.8 |  | 6 | 2001 | DFO |  | N | Y | N | Electric Utility | [62 empty] | LIQUID | [39 empty] | 0.7385 | 0.025484 | 12.5895
12186 | McMinnville Electric System | 55928 | McMinnville | TN | Warren | 7 | IC | OP | 2 | 1.8 | 1.8 |  | 6 | 2001 | DFO |  | N | Y | N | Electric Utility | [62 empty] | LIQUID | [39 empty] | 0.7385 | 0.025484 | 12.5895
12186 | McMinnville Electric System | 55928 | McMinnville | TN | Warren | 8 | IC | OP | 2 | 1.8 | 1.8 |  | 6 | 2001 | DFO |  | N | Y | N | Electric Utility | [62 empty] | LIQUID | [39 empty] | 0.7385 | 0.025484 | 12.5895
12186 | McMinnville Electric System | 55928 | McMinnville | TN | Warren | 9 | IC | OP | 2 | 1.8 | 1.8 |  | 6 | 2001 | DFO |  | N | Y | N | Electric Utility | [62 empty] | LIQUID | [39 empty] | 0.7385 | 0.025484 | 12.5895
12199 | Montana-Dakota Utilities Co | 2176 | Glendive GT | MT | Dawson | GT-2 | GT | OP | 43 | 40.1 | 43.2 |  | 5 | 2003 | NG | DFO | Y | Y | N | Electric Utility |  |  |  |  | N | [57 empty] | GAS | MT | Glendive Generating Station | 2176 | GT-2 | 2010 |  | ARP | 290.09 | 12 | 4851.77 |  | 0.054 | 0.106 | 2.862 | 3041.968 | 49748.456 | 8 | Mid-Continent Area Power Pool | Dawson | Electric Utility |  |  | 47.0539 | -104.74 | Montana Dakota Utilities Company (Owner/Operator) | Phase 2 |  | Operating | Combustion turbine | Pipeline Natural Gas | Diesel Oil |  |  |  | 420.8 | 7.957 | GAS | 44 | 1990.7407 | 0.106 | 0.0021709 | 7.957
12199 | Montana-Dakota Utilities Co | 2176 | Glendive GT | MT | Dawson | GT1 | GT | OP | 40.7 | 34.8 | 40.9 |  | 6 | 1979 | NG | DFO | Y | Y | N | Electric Utility |  |  |  |  | N | [57 empty] | GAS | MT | Glendive Generating Station | 2176 | GT-2 | 2010 |  | ARP | 290.09 | 12 | 4851.77 |  | 0.054 | 0.106 | 2.862 | 3041.968 | 49748.456 | 8 | Mid-Continent Area Power Pool | Dawson | Electric Utility |  |  | 47.0539 | -104.74 | Montana Dakota Utilities Company (Owner/Operator) | Phase 2 |  | Operating | Combustion turbine | Pipeline Natural Gas | Diesel Oil |  |  |  | 420.8 | 7.957 | GAS | 44 | -37.8973 | 0.106 | 0.0021709 | 7.957
12199 | Montana-Dakota Utilities Co | 2177 | Miles City GT | MT | Custer | 1 | GT | OP | 23.3 | 23.6 | 27.5 |  | 5 | 1972 | NG | DFO | Y | Y | N | Electric Utility |  |  |  |  | N | [57 empty] | GAS | [39 empty] | 0.20243 | 0.002545 | 12.7426
12199 | Montana-Dakota Utilities Co | 2790 | R M Heskett | ND | Morton | 1 | ST | OP | 40 | 29.5 | 29.5 |  | 11 | 1954 | LIG | SUB | N | Y | N | Electric Utility | [5 empty] | Y | N | Y |  |  |  | S1 | 1975 | 74400 | [31 empty] | OP | BP |  |  | 7 |  | 0.8 |  |  |  | 99.5 | 563 | 189300 |  |  |  |  | COAL | ND | R M Heskett | 2790 | B2 | 2010 |  | ARP | 6531.41 | 12 | 403018.76 |  | 1871.127 | 0.3724 | 796.158 | 481674.134 | 4424302.284 | 8 | Mid-Continent Area Power Pool | Morton | Electric Utility | 4911 | Electric Services | 46.8669 | -100.8839 | Montana Dakota Utilities Company (Owner/Operator) | Phase 2 |  | Operating | Bubbling fluidized bed boiler | Coal |  |  |  | Electrostatic Precipitator | 1257 | 10.9978 | COAL | 80 | -855.9322 | 0.3724 | 0.84584 | 10.9779
12199 | Montana-Dakota Utilities Co | 2790 | R M Heskett | ND | Morton | 2 | ST | OP | 75 | 74.8 | 74.8 |  | 11 | 1963 | LIG | SUB | N | Y | N | Electric Utility | [5 empty] | Y | Y |  |  |  |  | S2 | 1975 | 194100 | [31 empty] | OP | MC | EK |  | 7 |  | 0.8 |  |  |  | 97 | 1254 | 451800 |  |  |  |  | COAL | ND | R M Heskett | 2790 | B2 | 2010 |  | ARP | 6531.41 | 12 | 403018.76 |  | 1871.127 | 0.3724 | 796.158 | 481674.134 | 4424302.284 | 8 | Mid-Continent Area Power Pool | Morton | Electric Utility | 4911 | Electric Services | 46.8669 | -100.8839 | Montana Dakota Utilities Company (Owner/Operator) | Phase 2 |  | Operating | Bubbling fluidized bed boiler | Coal |  |  |  | Electrostatic Precipitator | 1257 | 10.9978 | COAL | 80 | 465.2406 | 0.3724 | 0.84584 | 10.9779
12199 | Montana-Dakota Utilities Co | 6089 | Lewis & Clark | MT | Richland | 1 | ST | OP | 50 | 53.1 | 44 |  | 10 | 1958 | LIG | NG | Y | Y | N | Electric Utility | [5 empty] | Y |  | Y | [22 empty] | OP: OP; DP: SP; LS: LF; N: N | 1 | 45 | 800 | 260000 | 100 | OP | WS |  |  | 9 |  | 0.6 |  |  |  | 98 | 61 | 245100 |  |  |  |  | COAL | MT | Lewis & Clark | 6089 | B1 | 2010 |  | ARP | 8179.84 | 12 | 343664.24 |  | 941.784 | 0.3823 | 750.51 | 425216.114 | 3909089.457 | 8 | Mid-Continent Area Power Pool | Richland | Electric Utility | 4911 | Electric Services | 47.6788 | -104.1569 | Montana Dakota Utilities Company (Owner/Operator) | Phase 2 | Early Election | Operating | Tangentially-fired | Coal | Pipeline Natural Gas | Wet Lime FGD | Low NOx Burner Technology w/ Closed-coupled OFA | Wet Scrubber | 1053 | 11.4003 | COAL | 57 | 352.2727 | 0.3823 | 0.48184 | 11.3747
12199 | Montana-Dakota Utilities Co | 2176 | Glendive GT | MT | Dawson | IC1 | IC | OP | 1.8 | 2 | 2 |  | 2 | 2005 | DFO |  | N | Y | N | Electric Utility |  |  |  |  | N | [57 empty] | LIQUID | [39 empty] | 0.7385 | 0.025484 | 12.5895
12199 | Montana-Dakota Utilities Co | 2791 | Williston | ND | Williams | 2 | GT | OP | 5 | 4.7 | 5.2 |  | 11 | 1953 | NG |  | N | Y | N | Electric Utility |  |  |  | 2012 | N | [57 empty] | GAS | [39 empty] | 0.45664 | 0.0048014 | 8.0386
12199 | Montana-Dakota Utilities Co | 2791 | Williston | ND | Williams | 3 | GT | OP | 5 | 4.9 | 5.4 |  | 12 | 1953 | NG |  | N | Y | N | Electric Utility |  |  |  |  | N | [57 empty] | GAS | [39 empty] | 0.45664 | 0.0048014 | 8.0386
12199 | Montana-Dakota Utilities Co | 56782 | Diamond Willow Wind Facility | MT | FALLON | DIAW | WT | OP | 30 | 30 | 30 |  | 12 | 2007 | WND |  | N | Y | N | Electric Utility |  |  |  |  | N | [57 empty] | N/A | [39 empty] | 0 | 0 | 10.4
12199 | Montana-Dakota Utilities Co | 57171 | Cedar Hills | ND | Bowman | 1 | WT | OP | 19.5 | 19.5 | 19.5 |  | 6 | 2010 | WND |  | N | Y | N | Electric Utility |  |  |  |  | N | [57 empty] | N/A | [39 empty] | 0 | 0 | 10.4
12199 | Montana-Dakota Utilities Co | 57172 | Glen Ullin Station 6 | ND | Morton | 1 | ST | OP | 5.3 | 5.3 | 5.3 |  | 7 | 2009 | WH |  | N | Y | N | Electric Utility |  |  |  |  | N | [57 empty] | N/A | [39 empty] | 0 | 0 | 10.4
12208 | City of McPherson - (KS) | 1305 | McPherson 2 | KS | McPherson | GT1 | GT | OP | 72.4 | 52 | 60 |  | 6 | 1973 | NG | DFO | Y | Y | N | Electric Utility |  |  |  |  | N | [57 empty] | GAS | [39 empty] | 0.13952 | 0.0022494 | 15.2071
12208 | City of McPherson - (KS) | 1305 | McPherson 2 | KS | McPherson | GT2 | GT | OP | 71.2 | 52.1 | 60 |  | 6 | 1976 | DFO |  | N | Y | N | Electric Utility |  |  |  |  | N | [57 empty] | LIQUID | [39 empty] | 0.90549 | 0.056774 | 14.1762
12208 | City of McPherson - (KS) | 1305 | McPherson 2 | KS | McPherson | GT3 | GT | OP | 71.2 | 52 | 60 |  | 6 | 1979 | NG | DFO | Y | Y | N | Electric Utility |  |  |  |  | N | [57 empty] | GAS | [39 empty] | 0.12802 | 0.0020317 | 14.3634
12208 | City of McPherson - (KS) | 7515 | McPherson 3 | KS | MCPHERSON | NA1 | GT | OP | 115.6 | 79.3 | 99.9 |  | 10 | 1998 | NG | DFO | Y | Y | N | Electric Utility |  |  |  |  | N | [57 empty] | GAS | KS | McPherson 3 | 7515 | 1 | 2010 |  | ARP | 94.39 | 12 | 3459.23 |  | 0.462 | 0.1669 | 3.878 | 2982.214 | 47236.172 | 7 | Southwest Power Pool | McPherson | Electric Utility | 4911 | Electric Services | 38.3864 | -97.61 | McPherson Board of Public Utilities (Owner/Operator) | Phase 2 |  | Operating | Combustion turbine | Pipeline Natural Gas | Diesel Oil |  | Water Injection |  | 1200 | 11.1884 | GAS | 89 | 438.764 | 0.1669 | 0.019561 | 11.1884
12221 | MRWPCA | 54951 | Monterey Regional Water Cogen Facility | CA | Monterey | EG1 | IC | OP | 0.5 | 0.5 | 0.5 |  | 1 | 1991 | OBG |  | N | Y | Y | Commercial CHP |  |  |  |  | N | [57 empty] | GAS | [39 empty] | 1.1659 | 0.0016829 | 10.4
12221 | MRWPCA | 54951 | Monterey Regional Water Cogen Facility | CA | Monterey | EG2 | IC | OP | 0.5 | 0.5 | 0.5 |  | 1 | 1991 | OBG |  | N | Y | Y | Commercial CHP |  |  |  |  | N | [57 empty] | GAS | [39 empty] | 1.1659 | 0.0016829 | 10.4
12221 | MRWPCA | 54951 | Monterey Regional Water Cogen Facility | CA | Monterey | EG3 | IC | OP | 0.5 | 0.5 | 0.5 |  | 1 | 1991 | OBG |  | N | Y | Y | Commercial CHP |  |  |  |  | N | [57 empty] | GAS | [39 empty] | 1.1659 | 0.0016829 | 10.4
12222 | Mead Coated Board Inc | 54802 | Mead Coated Board | AL | Russell | GEN1 | ST | OP | 32 | 32 | 32 |  | 11 | 1966 | WDS | BLQ | N | Y | Y | Industrial CHP |  |  |  |  | N | [40 empty] | OP | WS¦¦EW¦¦WS¦¦EW¦¦EW | [6 empty] | 0.5 |  | 80¦¦ 90¦¦ 80¦¦ 90¦¦ 90 | 31¦¦ 17¦¦ 36¦¦ 9¦¦ 6 | 126074¦¦ 199255¦¦ 238604¦¦ 262844¦¦ 255687 |  |  |  |  | OTHER SOLID | [39 empty] | 0.34995 | 0.043714 | 13.873
12222 | Mead Coated Board Inc | 54802 | Mead Coated Board | AL | Russell | GEN2 | ST | OP | 55.5 | 55.5 | 55.5 |  | 3 | 1990 | WDS | BLQ | N | Y | Y | Industrial CHP |  |  |  |  | N | [40 empty] | OP | WS¦¦EW¦¦WS¦¦EW¦¦EW | [6 empty] | 0.5 |  | 80¦¦ 90¦¦ 80¦¦ 90¦¦ 90 | 31¦¦ 17¦¦ 36¦¦ 9¦¦ 6 | 126074¦¦ 199255¦¦ 238604¦¦ 262844¦¦ 255687 |  |  |  |  | OTHER SOLID | [39 empty] | 0.23125 | 0.029123 | 13.1759
12222 | Mead Coated Board Inc | 54802 | Mead Coated Board | AL | Russell | GEN3 | GT | OP | 25 | 21 | 25 |  | 1 | 1998 | NG |  | N | Y | Y | Industrial CHP |  |  |  |  | N | [57 empty] | GAS | AL | MeadWestvaco Coated Board, LLC | 54802 | X022 | 2010 |  | CAIROS | 2594.57 | 6 | 50042.71 |  |  | 0.0415 | 18.615 |  | 895367.595 | 4 |  | Russell | Pulp & Paper Mill |  |  | 32.175 | -85.0311 | MeadWestVaco Coated Board, LLC (Owner/Operator) |  |  | Operating | Combined cycle | Pipeline Natural Gas |  |  | Dry Low NOx Burners |  | 568 | 10.4 | GAS | 23 | -43.4783 | 0.0415 | 0.001922 | 10.9557
12239 | Mega Renewables | 10880 | Bidwell Ditch Project | CA | Shasta | GEN1 | HY | OP | 1.8 | 1.8 | 1.8 |  | 3 | 1987 | WAT |  | N | Y | N | IPP Non-CHP |  |  |  |  | N | [57 empty] | N/A | [39 empty] | 0 | 0 | 10.4
12239 | Mega Renewables | 10882 | Hatchet Creek Project | CA | Shasta | GEN1 | HY | OP | 6.8 | 6.8 | 6.8 |  | 12 | 1986 | WAT |  | N | Y | N | IPP Non-CHP | [62 empty] | N/A | [39 empty] | 0 | 0 | 10.4
12242 | City of Meade | 1306 | Meade | KS | Meade | 2 | IC | OP | 0.9 | 0.8 | 0.8 |  | 1 | 1951 | NG | DFO | Y | N | N | Electric Utility |  |  |  |  | N | [57 empty] | GAS | [39 empty] | 1.1659 | 0.0016829 | 10.4
12242 | City of Meade | 1306 | Meade | KS | Meade | 3 | IC | OP | 1.1 | 1.1 | 1.1 |  | 1 | 1957 | NG | DFO | Y | N | N | Electric Utility |  |  |  |  | N | [57 empty] | GAS | [39 empty] | 1.1659 | 0.0016829 | 10.4
12242 | City of Meade | 1306 | Meade | KS | Meade | 4 | IC | OP | 1.4 | 1.3 | 1.4 |  | 1 | 1961 | NG | DFO | Y | N | N | Electric Utility |  |  |  |  | N | [57 empty] | GAS | [39 empty] | 1.1659 | 0.0016829 | 10.4
12242 | City of Meade | 1306 | Meade | KS | Meade | 5 | IC | OP | 2.1 | 1.7 | 1.7 |  | 1 | 1965 | DFO | NG | Y | N | N | Electric Utility |  |  |  |  | N | [57 empty] | LIQUID | [39 empty] | 0.7385 | 0.025484 | 12.5895
12242 | City of Meade | 1306 | Meade | KS | Meade | 6 | IC | OP | 2.7 | 1.9 | 2 |  | 1 | 1972 | NG | DFO | Y | N | N | Electric Utility |  |  |  |  | N | [57 empty] | GAS | [39 empty] | 1.1659 | 0.0016829 | 10.4
12258 | Medical Area Total Egy Plt Inc | 10883 | Medical Area Total Energy Plant | MA | Suffolk | CT1 | GT | OP | 12.5 | 12.5 | 12.5 |  | 12 | 2003 | NG | DFO | Y | Y | Y | Commercial CHP |  |  |  |  | N | [57 empty] | GAS | [39 empty] | 0.15231 | 0.0023193 | 10.6759
12258 | Medical Area Total Egy Plt Inc | 10883 | Medical Area Total Energy Plant | MA | Suffolk | CT2 | GT | OP | 12.5 | 12.5 | 12.5 |  | 12 | 2003 | NG | DFO | Y | Y | Y | Commercial CHP |  |  |  |  | N | [57 empty] | GAS | [39 empty] | 0.15231 | 0.0023193 | 10.6759
12258 | Medical Area Total Egy Plt Inc | 10883 | Medical Area Total Energy Plant | MA | Suffolk | STG2 | ST | OP | 11 | 11 | 10.3 |  | 1 | 1980 | NG |  | N | Y | Y | Commercial CHP |  |  |  |  | N | [57 empty] | GAS | [39 empty] | 0.77203 | 0.0034452 | 11.484
12258 | Medical Area Total Egy Plt Inc | 10883 | Medical Area Total Energy Plant | MA | Suffolk | STG3 | ST | OP | 11 | 11 | 10.3 |  | 1 | 1980 | NG |  | N | Y | Y | Commercial CHP |  |  |  |  | N | [57 empty] | GAS | [39 empty] | 0.77203 | 0.0034452 | 11.484
12286 | Melrose Public Utilities | 1994 | Melrose | MN | Stearns | 1 | IC | OP | 1 | 0.8 | 0.8 |  | 7 | 1945 | DFO |  | N | Y | N | Electric Utility |  |  |  |  | N | [57 empty] | LIQUID | [39 empty] | 0.7385 | 0.025484 | 12.5895
12286 | Melrose Public Utilities | 1994 | Melrose | MN | Stearns | 2 | IC | OP | 1.1 | 1.2 | 1.2 |  | 7 | 1948 | DFO |  | N | Y | N | Electric Utility |  |  |  |  | N | [57 empty] | LIQUID | [39 empty] | 0.7385 | 0.025484 | 12.5895
12286 | Melrose Public Utilities | 1994 | Melrose | MN | Stearns | 3 | IC | OP | 3.1 | 3.1 | 3.1 |  | 7 | 1969 | DFO | NG | N | Y | N | Electric Utility |  |  |  |  | N | [57 empty] | LIQUID | [39 empty] | 0.7385 | 0.025484 | 12.5895
12286 | Melrose Public Utilities | 1994 | Melrose | MN | Stearns | 4 | IC | OP | 3 | 3.1 | 3.1 |  | 1 | 1969 | DFO | NG | N | Y | N | Electric Utility |  |  |  |  | N | [57 empty] | LIQUID | [39 empty] | 0.7385 | 0.025484 | 12.5895
12294 | City of Memphis - (MO) | 2145 | Memphis | MO | Scotland | 1 | IC | OP | 0.6 | 0.6 | 0.6 |  | 88 | 1972 | DFO | NG | Y | Y | N | Electric Utility |  |  |  |  | N | [57 empty] | LIQUID | [39 empty] | 0.7385 | 0.025484 | 12.5895
12294 | City of Memphis - (MO) | 2145 | Memphis | MO | Scotland | 10 | IC | OP | 1 | 1 | 1 |  | 8 | 1989 | DFO |  | N | Y | N | Electric Utility |  |  |  |  | N | [57 empty] | LIQUID | [39 empty] | 0.7385 | 0.025484 | 12.5895
12294 | City of Memphis - (MO) | 2145 | Memphis | MO | Scotland | 11 | IC | OP | 1 | 1 | 1 |  | 8 | 1989 | DFO |  | N | Y | N | Electric Utility |  |  |  |  | N | [57 empty] | LIQUID | [39 empty] | 0.7385 | 0.025484 | 12.5895
12294 | City of Memphis - (MO) | 2145 | Memphis | MO | Scotland | 12 | IC | OP | 0.4 | 0.4 | 0.4 |  | 11 | 1989 | DFO |  | N | Y | N | Electric Utility |  |  |  |  | N | [57 empty] | LIQUID | [39 empty] | 0.7385 | 0.025484 | 12.5895
12294 | City of Memphis - (MO) | 2145 | Memphis | MO | Scotland | 13 | IC | OP | 1 | 1 | 1 |  | 9 | 1990 | DFO |  | N | Y | N | Electric Utility |  |  |  |  | N | [57 empty] | LIQUID | [39 empty] | 0.7385 | 0.025484 | 12.5895
12294 | City of Memphis - (MO) | 2145 | Memphis | MO | Scotland | 3 | IC | OP | 0.2 | 0.2 | 0.2 |  | 88 | 1945 | DFO |  | N | Y | N | Electric Utility |  |  |  |  | N | [57 empty] | LIQUID | [39 empty] | 0.7385 | 0.025484 | 12.5895
12294 | City of Memphis - (MO) | 2145 | Memphis | MO | Scotland | 6 | IC | OP | 0.9 | 0.9 | 0.9 |  | 88 | 1957 | DFO |  | N | Y | N | Electric Utility |  |  |  |  | N | [57 empty] | LIQUID | [39 empty] | 0.7385 | 0.025484 | 12.5895
12294 | City of Memphis - (MO) | 2145 | Memphis | MO | Scotland | 7 | IC | OP | 1.1 | 1.1 | 1.1 |  | 88 | 1960 | DFO |  | N | Y | N | Electric Utility |  |  |  |  | N | [57 empty] | LIQUID | [39 empty] | 0.7385 | 0.025484 | 12.5895
12294 | City of Memphis - (MO) | 2145 | Memphis | MO | Scotland | 8 | IC | OP | 1.3 | 1.3 | 1.3 |  | 88 | 1966 | DFO | NG | Y | Y | N | Electric Utility |  |  |  |  | N | [57 empty] | LIQUID | [39 empty] | 0.7385 | 0.025484 | 12.5895
12294 | City of Memphis - (MO) | 2145 | Memphis | MO | Scotland | 9 | IC | OP | 1.3 | 1.3 | 1.3 |  | 88 | 1972 | DFO | NG | Y | Y | N | Electric Utility |  |  |  |  | N | [57 empty] | LIQUID | [39 empty] | 0.7385 | 0.025484 | 12.5895
12298 | City of Menasha - (WI) | 4127 | Menasha | WI | WINNEBAGO | 3 | ST | OP | 7.5 | 7.5 | 7.5 |  | 12 | 1954 | SUB |  | N | Y | N | IPP CHP |  |  |  |  | N | N |  | Y | N | [36 empty] | OP | BP |  |  | 5.6 |  | 0.8 |  |  |  | 92 | 2 | 55786 |  |  |  |  | COAL | [39 empty] | 0.47902 | 0.90222 | 13.7512
12298 | City of Menasha - (WI) | 4127 | Menasha | WI | WINNEBAGO | 4 | ST | OP | 13.6 | 12.5 | 12.5 |  | 12 | 1964 | SUB |  | N | Y | N | IPP CHP |  |  |  |  | N |  |  | Y | [37 empty] | OP | BP |  |  | 5.3 |  | 0.7 |  |  |  | 92 | 3 | 76846 |  |  |  |  | COAL | [39 empty] | 0.39167 | 0.78458 | 12.9363
12298 | City of Menasha - (WI) | 4127 | Menasha | WI | WINNEBAGO | 5 | ST | OP | 6.9 | 6.9 | 6.9 |  | 10 | 2006 | SUB |  | N | N | Y | IPP CHP |  |  |  |  | N |  |  | Y | [37 empty] | OP | BP |  |  | 5.6¦¦ 5.3 |  | 0.8¦¦ .7 |  |  |  | 92 | 2¦¦ 3 | 55786¦¦ 76846 |  |  |  |  | COAL | [39 empty] | 0.22036 | 0.31962 | 11.8783
12303 | Merck & Co Inc-West Point | 52149 | West Point | PA | Mongomery | COG3 | GT | OP | 38.4 | 38.5 | 40 |  | 4 | 2001 | NG |  | N | Y | Y | Industrial CHP |  |  |  |  | N | [57 empty] | GAS | PA | Merck & Company - West Point | 52149 | 39 | 2010 |  | SIPNOX | 1188.32 | 12 | 25837.06 |  |  | 0.0752 | 14.59 |  | 387931.465 | 3 |  | Montgomery | Industrial Turbine | 2834 | Pharmaceutical Preparations | 40.2128 | -75.3022 | Merck & Company, Inc. (Owner/Operator) |  |  | Operating | Combustion turbine | Pipeline Natural Gas | Diesel Oil |  | Water Injection |  | 385 | 10.4 | GAS | 37.0192 | -40.2597 | 0.0752 | 0.0018653 | 11.1749
12303 | Merck & Co Inc-West Point | 52149 | West Point | PA | Mongomery | GEN2 | GT | OP | 32.3 | 24.5 | 26 |  | 1 | 1989 | NG | DFO | Y | Y | Y | Industrial CHP |  |  |  |  | N | [57 empty] | GAS | PA | Merck & Company - West Point | 52149 | 39 | 2010 |  | SIPNOX | 1188.32 | 12 | 25837.06 |  |  | 0.0752 | 14.59 |  | 387931.465 | 3 |  | Montgomery | Industrial Turbine | 2834 | Pharmaceutical Preparations | 40.2128 | -75.3022 | Merck & Company, Inc. (Owner/Operator) |  |  | Operating | Combustion turbine | Pipeline Natural Gas | Diesel Oil |  | Water Injection |  | 385 | 10.4 | GAS | 37.0192 | -211.9083 | 0.0752 | 0.0032174 | 12.0455
12307 | MeadWestvaco Corp | 50101 | MeadWestvaco Evadale | TX | Jasper | GEN1 | ST | OP | 7.5 | 9.2 | 9.2 |  | 6 | 1954 | BLQ | NG | Y | N | Y | Industrial CHP |  |  |  |  | N | [40 empty] | ¦¦OP¦¦OP¦¦OP¦¦OP | ¦¦WS¦¦WS¦¦EW¦¦EW | [8 empty] | ¦¦ 99¦¦ 99¦¦ 99.8¦¦ 99.9 | ¦¦ 55¦¦ 72¦¦ 27¦¦ 50 | ¦¦ 225000¦¦ 200000¦¦ 160000¦¦ 245000 |  |  |  |  | LIQUID | [39 empty] | 0.1517 | 0.049001 | 10.4
12307 | MeadWestvaco Corp | 50101 | MeadWestvaco Evadale | TX | Jasper | GEN2 | ST | OP | 32.6 | 32.6 | 32.6 |  | 5 | 1965 | BLQ | NG | Y | N | Y | Industrial CHP |  |  |  |  | N | [40 empty] | ¦¦OP¦¦OP¦¦OP¦¦OP | ¦¦WS¦¦WS¦¦EW¦¦EW | [8 empty] | ¦¦ 99¦¦ 99¦¦ 99.8¦¦ 99.9 | ¦¦ 55¦¦ 72¦¦ 27¦¦ 50 | ¦¦ 225000¦¦ 200000¦¦ 160000¦¦ 245000 |  |  |  |  | LIQUID | [39 empty] | 0.1517 | 0.049001 | 10.4
12307 | MeadWestvaco Corp | 50101 | MeadWestvaco Evadale | TX | Jasper | GEN3 | ST | OP | 17.6 | 17.6 | 17.6 |  | 1 | 1986 | BLQ | NG | Y | N | Y | Industrial CHP |  |  |  |  | N | [40 empty] | ¦¦OP¦¦OP¦¦OP¦¦OP | ¦¦WS¦¦WS¦¦EW¦¦EW | [8 empty] | ¦¦ 99¦¦ 99¦¦ 99.8¦¦ 99.9 | ¦¦ 55¦¦ 72¦¦ 27¦¦ 50 | ¦¦ 225000¦¦ 200000¦¦ 160000¦¦ 245000 |  |  |  |  | LIQUID | [39 empty] | 0.1517 | 0.049001 | 10.4
12311 | Merck & Co Inc | 10224 | Merck Rahway Power Plant | NJ | UNION | GEN8 | ST | OP | 5 | 4.8 | 4.8 |  | 1 | 1977 | NG | DFO | Y | N | Y | Industrial CHP |  |  |  |  | N | [57 empty] | GAS | [39 empty] | 0.777 | 0.0024347 | 11.9736
12311 | Merck & Co Inc | 10224 | Merck Rahway Power Plant | NJ | UNION | GEN9 | ST | OP | 10.8 | 10 | 10.2 |  | 1 | 2004 | NG | DFO | Y | N | Y | Industrial CHP |  |  |  |  | N | [57 empty] | GAS | [39 empty] | 0.777 | 0.0041233 | 9.6925
12312 | Merced Irrigation District | 409 | Exchequer | CA | Mariposa | 1 | HY | OP | 94.5 | 94.5 | 94.5 |  | 7 | 1967 | WAT |  | N | Y | N | IPP Non-CHP |  |  |  |  | N | [57 empty] | N/A | [39 empty] | 0 | 0 | 10.4
12312 | Merced Irrigation District | 410 | McSwain | CA | Mariposa | 1 | HY | OP | 9 | 9 | 9 |  | 7 | 1967 | WAT |  | N | Y | N | IPP Non-CHP |  |  |  |  | N | [57 empty] | N/A | [39 empty] | 0 | 0 | 10.4
12312 | Merced Irrigation District | 428 | Parker | CA | Merced | 1 | HY | OP | 2.7 | 2.7 | 2.7 |  | 4 | 1982 | WAT |  | N | Y | N | IPP Non-CHP |  |  |  |  | N | [57 empty] | N/A | [39 empty] | 0 | 0 | 10.4
12320 | Merck & Co Inc | 52148 | Elkton | VA | Rockingham | GEN1 | ST | OP | 6.2 | 2 | 6 |  | 6 | 1982 | NG | DFO | Y | Y | Y | Industrial CHP |  |  |  |  | N | [57 empty] | GAS | [39 empty] | 0.72146 | 0.0019741 | 11.4669
12341 | MidAmerican Energy Co | 899 | Moline | IL | Rock Island | GT1 | GT | OP | 18 | 15.7 | 20 |  | 5 | 1970 | NG |  | N | Y | N | Electric Utility |  |  |  |  | N | [57 empty] | GAS | [39 empty] | 0.26377 | 0.0037553 | 12.0585
12341 | MidAmerican Energy Co | 899 | Moline | IL | Rock Island | GT2 | GT | OP | 18 | 13.3 | 20 |  | 5 | 1970 | NG |  | N | Y | N | Electric Utility |  |  |  |  | N | [57 empty] | GAS | [39 empty] | 0.26377 | 0.0037553 | 12.0585
12341 | MidAmerican Energy Co | 899 | Moline | IL | Rock Island | GT3 | GT | OP | 18 | 14.3 | 20 |  | 5 | 1970 | NG |  | N | Y | N | Electric Utility |  |  |  |  | N | [57 empty] | GAS | [39 empty] | 0.26377 | 0.0037553 | 12.0585
12341 | MidAmerican Energy Co | 899 | Moline | IL | Rock Island | GT4 | GT | OP | 18 | 14.3 | 20 |  | 5 | 1970 | NG |  | N | Y | N | Electric Utility |  |  |  |  | N | [57 empty] | GAS | [39 empty] | 0.26377 | 0.0037553 | 12.0585
12341 | MidAmerican Energy Co | 899 | Moline | IL | Rock Island | HY1 | HY | OP | 0.9 | 0.8 | 0.8 |  | 1 | 1942 | WAT |  | N | Y | N | Electric Utility |  |  |  |  | N | [57 empty] | N/A | [39 empty] | 0 | 0 | 10.4
12341 | MidAmerican Energy Co | 1079 | Coralville GT | IA | Johnson | 1 | GT | OP | 18 | 16.1 | 20 |  | 6 | 1970 | NG |  | N | Y | N | Electric Utility |  |  |  |  | N | [57 empty] | GAS | [39 empty] | 0.26103 | 0.0036726 | 12.0626
12341 | MidAmerican Energy Co | 1079 | Coralville GT | IA | Johnson | 2 | GT | OP | 18 | 16.6 | 20 |  | 6 | 1970 | NG |  | N | Y | N | Electric Utility |  |  |  |  | N | [57 empty] | GAS | [39 empty] | 0.26103 | 0.0036726 | 12.0626
12341 | MidAmerican Energy Co | 1079 | Coralville GT | IA | Johnson | 3 | GT | OP | 18 | 16.1 | 20 |  | 6 | 1970 | NG |  | N | Y | N | Electric Utility |  |  |  |  | N | [57 empty] | GAS | [39 empty] | 0.26103 | 0.0036726 | 12.0626
12341 | MidAmerican Energy Co | 1079 | Coralville GT | IA | Johnson | 4 | GT | OP | 18 | 15.9 | 20 |  | 6 | 1970 | NG |  | N | Y | N | Electric Utility |  |  |  |  | N | [57 empty] | GAS | [39 empty] | 0.26103 | 0.0036726 | 12.0626
12341 | MidAmerican Energy Co | 1081 | Riverside | IA | Scott | 3HS | ST | OP | 5 | 4 | 4 |  | 5 | 1949 | SUB | NG | Y | Y | Y | Electric Utility |  |  |  |  | N | Y |  | Y |  |  |  | ¦¦9¦¦9 | ¦¦ 1961¦¦ 1961 | ¦¦ 327795¦¦ 327795 | [31 empty] | ¦¦OP¦¦OP | ¦¦EK¦¦EK | [5 empty] | ¦¦ 1.8¦¦ 1.8 |  |  | ¦¦ 99.2¦¦ 99.2 | ¦¦ 23¦¦ 23 | ¦¦ 132000¦¦ 132000 |  |  |  |  | COAL | [39 empty] | 0.56742 | 0.94801 | 14.2211
12341 | MidAmerican Energy Co | 1081 | Riverside | IA | Scott | 5 | ST | OP | 136 | 133.3 | 133.3 |  | 6 | 1961 | SUB | NG | Y | Y | Y | Electric Utility |  |  |  |  | N | Y |  | Y |  |  |  | 9 | 1961 | 327795 | [31 empty] | OP | EK | [5 empty] | 1.8 |  |  | 99.2 | 87 | 511000 |  |  |  |  | COAL | IA | Riverside (1081) | 1081 | 9 | 2010 |  | ARP, CAIRNOX, CAIROS, CAIRSO2 | 8481.38 | 12 | 915127.29 |  | 3013.91 | 0.2047 | 899.646 | 917826.833 | 8761686.723 | 7 | Mid-Continent Area Power Pool | Scott | Electric Utility | 4911 | Electric Services | 41.5404 | -90.4483 | MidAmerican Energy Company (Owner/Operator) | Table 1 | Phase 1 Group 1 | Operating | Tangentially-fired | Coal | Pipeline Natural Gas |  | Low NOx Burner Technology w/ Separated OFA | Electrostatic Precipitator | 1202 | 9.5317 | COAL | 144 | 459.865 | 0.2047 | 0.68797 | 9.5317
12341 | MidAmerican Energy Co | 1082 | Walter Scott Jr Energy Center | IA | Pottawattamie | 1 | ST | OP | 49 | 37.7 | 37.7 |  | 3 | 1954 | SUB | NG | Y | Y | N | Electric Utility |  |  |  |  | N | Y |  | Y |  |  |  | 1 | 1954 | 96390 | 0.05 |  |  | PB | DP | NP | 1979 | 1979 | 1996 | MS | IF | [20 empty] | OP | EW | [5 empty] | 0.7 |  | 0.5 | 99.2 | 21 | 286000 |  |  |  |  | COAL | IA | Walter Scott Jr. Energy Center | 1082 | 1 | 2010 |  | ARP, CAIRNOX, CAIROS, CAIRSO2 | 8459.75 | 12 | 332422.25 |  | 1345.798 | 0.2864 | 607.126 | 439142.075 | 4189267.5 | 7 |  | Pottawattamie | Electric Utility | 4911 | Electric Services | 41.18 | -95.8408 | MidAmerican Energy Company (Owner/Operator) | Phase 2 | Early Election | Operating | Dry bottom wall-fired boiler | Coal | Pipeline Natural Gas |  | Low NOx Burner Technology (Dry Bottom only) | Electrostatic Precipitator | 850 | 12.5844 | COAL | 47 | 1876.6578 | 0.2864 | 0.6425 | 12.5844
12341 | MidAmerican Energy Co | 1082 | Walter Scott Jr Energy Center | IA | Pottawattamie | 2 | ST | OP | 81.6 | 83.9 | 83.9 |  | 10 | 1958 | SUB | NG | Y | Y | N | Electric Utility |  |  |  |  | N | Y |  | Y |  |  |  | 2 | 1958 | 149637 | 0.05 |  |  | PB | DP | NP | 1980 | 1980 | 1996 | MS | IF | [20 empty] | OP | EW | [5 empty] | 0.7 |  | 0.5 | 99.1 | 33 | 450000 |  |  |  |  | COAL | IA | Walter Scott Jr. Energy Center | 1082 | 2 | 2010 |  | ARP, CAIRNOX, CAIROS, CAIRSO2 | 8413.75 | 12 | 670861 |  | 2373.956 | 0.146 | 475.458 | 698515.875 | 6662324.95 | 7 |  | Pottawattamie | Electric Utility | 4911 | Electric Services | 41.18 | -95.8408 | MidAmerican Energy Company (Owner/Operator) | Phase 2 | Early Election | Operating | Tangentially-fired | Coal | Pipeline Natural Gas |  | Low NOx Burner Technology w/ Closed-coupled/Separated OFA | Electrostatic Precipitator | 1100 | 9.9476 | COAL | 93 | 1945.7688 | 0.146 | 0.71265 | 9.931
12341 | MidAmerican Energy Co | 1082 | Walter Scott Jr Energy Center | IA | Pottawattamie | 3 | ST | OP | 725.8 | 708.7 | 708.7 |  | 12 | 1978 | SUB |  | N | Y | N | Electric Utility |  |  |  |  | N | Y |  | Y |  |  |  | 3 | 1978 | 1587000 | 0.03 |  |  | PB | DP | NP | 2007 | 1989 | 2008 | MS | SS | [5 empty] | OP: OP; DP: SD; LS: LA; N: N | 0.5 | 93.6 | 597 | 3176000 | 100 | OP | EC¦¦BP |  |  | 4.7¦¦ 0 |  | 0.3¦¦ 0 | 0.7¦¦ .5 |  | 0.5¦¦ 0 | 99.4¦¦ 99.7 | 192¦¦ 201 | 4490000¦¦ 3176000 |  |  |  |  | COAL | IA | Walter Scott Jr. Energy Center | 1082 | 3 | 2010 |  | ARP, CAIRNOX, CAIROS, CAIRSO2 | 8339.25 | 12 | 5728397.5 |  | 8722.794 | 0.1878 | 5410.972 | 5955896.675 | 56787741.9 | 7 |  | Pottawattamie | Electric Utility | 4911 | Electric Services | 41.18 | -95.8408 | Atlantic Municipal Utilities (Owner) Central Iowa Power Cooperative (Owner) Cedar Falls Utilities (Owner) MidAmerican Energy Company (Owner/Operator) Corn Belt Power Cooperative (Owner) | Phase 2 | Early Election | Operating | Dry bottom wall-fired boiler | Coal | Diesel Oil | Dry Lime FGD | Low NOx Burner Technology w/ Overfire Air | Baghouse | 8500 | 9.8845 | COAL | 766 | 1959.5739 | 0.1878 | 0.30721 | 9.8845
12341 | MidAmerican Energy Co | 1082 | Walter Scott Jr Energy Center | IA | Pottawattamie | 4 | ST | OP | 922.5 | 811.2 | 818 |  | 6 | 2007 | SUB |  | N | Y | N | Electric Utility |  |  |  |  | N | Y |  |  | Y |  |  | 4 | 2007 | 1371873 | 0.03 |  |  | PB | DP | NP | 2007 | 1991 | 2008 | MS | SS | [5 empty] | OP: OP; DP: SD; LS: LA; N: N | 0.6 | 92 | 768 | 2743745 | 100 | OP | BP |  |  | 4 |  | 0.2 | 0.6 |  | 0.1 | 99.9 | 138 | 2449314 |  |  |  |  | COAL | IA | Walter Scott Jr. Energy Center | 1082 | 4 | 2010 |  | ARP, CAIRNOX, CAIROS, CAIRSO2 | 8156.25 | 12 | 6266422.25 |  | 2128.839 | 0.0525 | 1404.521 | 5649242.85 | 53870361 | 7 |  | Pottawattamie | Electric Utility | 4911 | Electric Services | 41.18 | -95.8408 | Central Iowa Power Cooperative (Owner) West Bend Municipal Utilities (Owner) Lincoln Electric System (Owner) MidAmerican Energy Company (Owner/Operator) Montezuma Municipal Light & Power (Owner) Nebraska Municipal Energy Agency (Owner) New Hampton Light Plant (Owner) Spencer Municipal Utilities (Owner) Sumner Municipal Light Plant (Owner) Waverly Light & Power (Owner) Cedar Falls Utilities (Owner) Eldridge Electric and Water Utilities (Owner) Pella Municipal Light and Power (Owner) Alta Municipal Utilities (Owner) Corn Belt Power Cooperative (Owner) | Phase 2 |  | Operating | Dry bottom wall-fired boiler | Coal |  | Dry Lime FGD | Low NOx Burner Technology (Dry Bottom only) Selective Catalytic Reduction | Baghouse | 7675 | 8.5428 | COAL | 874 | 1965.7702 | 0.0525 | 0.079036 | 8.5428
12341 | MidAmerican Energy Co | 1084 | River Hills | IA | Polk | 1 | GT | OP | 16 | 15.3 | 18.8 |  | 5 | 1966 | NG |  | N | Y | N | Electric Utility |  |  |  |  | N | [57 empty] | GAS | [39 empty] | 0.28102 | 0.0038222 | 11.8761
12341 | MidAmerican Energy Co | 1084 | River Hills | IA | Polk | 2 | GT | OP | 16 | 15.1 | 18.8 |  | 5 | 1966 | NG |  | N | Y | N | Electric Utility |  |  |  |  | N | [57 empty] | GAS | [39 empty] | 0.28102 | 0.0038222 | 11.8761
12341 | MidAmerican Energy Co | 1084 | River Hills | IA | Polk | 3 | GT | OP | 16 | 14.5 | 18.8 |  | 5 | 1966 | NG |  | N | Y | N | Electric Utility |  |  |  |  | N | [57 empty] | GAS | [39 empty] | 0.28102 | 0.0038222 | 11.8761
12341 | MidAmerican Energy Co | 1084 | River Hills | IA | Polk | 4 | GT | OP | 16 | 15.7 | 18.8 |  | 5 | 1966 | NG |  | N | Y | N | Electric Utility |  |  |  |  | N | [57 empty] | GAS | [39 empty] | 0.28102 | 0.0038222 | 11.8761
12341 | MidAmerican Energy Co | 1084 | River Hills | IA | Polk | 5 | GT | OP | 16 | 14.8 | 18.8 |  | 10 | 1967 | NG |  | N | Y | N | Electric Utility |  |  |  |  | N | [57 empty] | GAS | [39 empty] | 0.27767 | 0.0037701 | 11.8453
12341 | MidAmerican Energy Co | 1084 | River Hills | IA | Polk | 6 | GT | OP | 16 | 15 | 18.8 |  | 10 | 1967 | NG |  | N | Y | N | Electric Utility |  |  |  |  | N | [57 empty] | GAS | [39 empty] | 0.27767 | 0.0037701 | 11.8453
12341 | MidAmerican Energy Co | 1084 | River Hills | IA | Polk | 7 | GT | OP | 16 | 14.9 | 18.8 |  | 4 | 1968 | NG |  | N | Y | N | Electric Utility |  |  |  |  | N | [57 empty] | GAS | [39 empty] | 0.27428 | 0.0037175 | 11.8146
12341 | MidAmerican Energy Co | 1084 | River Hills | IA | Polk | 8 | GT | OP | 16 | 15.8 | 18.8 |  | 4 | 1968 | NG |  | N | Y | N | Electric Utility |  |  |  |  | N | [57 empty] | GAS | [39 empty] | 0.27428 | 0.0037175 | 11.8146
12341 | MidAmerican Energy Co | 1091 | George Neal North | IA | Woodbury | 1 | ST | OP | 147 | 140.4 | 140.4 |  | 5 | 1964 | SUB | BIT | Y | Y | N | Electric Utility |  |  |  |  | N |  |  | Y |  |  |  | 1 | 1964 | 340000 | [31 empty] | OP | EW | [5 empty] | 2.1 |  |  | 99 | 47 | 680000 | OP | LN | AA |  | COAL | IA | George Neal North | 1091 | 1 | 2010 |  | ARP, CAIRNOX, CAIROS, CAIRSO2 | 7582.25 | 12 | 967229.5 |  | 3061.965 | 0.4835 | 2593.867 | 1104140.7 | 10572756.1 | 7 |  | Woodbury | Electric Utility | 4911 | Electric Services | 42.2996 | -96.3634 | MidAmerican Energy Company (Owner/Operator) | Table 1 |  | Operating | Cyclone boiler | Coal | Pipeline Natural Gas |  | Overfire Air | Electrostatic Precipitator | 2100 | 10.9101 | COAL | 149 | 1969.3732 | 0.4835 | 0.57922 | 10.9101
12341 | MidAmerican Energy Co | 1091 | George Neal North | IA | Woodbury | 2 | ST | OP | 349.2 | 293.8 | 293.8 |  | 5 | 1972 | SUB | BIT | Y | Y | N | Electric Utility |  |  |  |  | N | Y |  | Y |  |  |  | 2 | 1972 | 540000 | [31 empty] | OP | EC | [5 empty] | 1.2 |  |  | 99 | 267 | 1086000 | OP | LN | AA |  | COAL | IA | George Neal North | 1091 | 2 | 2010 |  | ARP, CAIRNOX, CAIROS, CAIRSO2 | 8267.75 | 12 | 2120073 |  | 6689.309 | 0.2343 | 2469.698 | 2184352.375 | 20835566.85 | 7 |  | Woodbury | Electric Utility | 4911 | Electric Services | 42.2996 | -96.3634 | MidAmerican Energy Company (Owner/Operator) | Phase 2 | Early Election | Operating | Dry bottom wall-fired boiler | Coal | Pipeline Natural Gas |  | Low NOx Burner Technology w/ Overfire Air | Electrostatic Precipitator | 3220 | 9.8259 | COAL | 315 | 1963.921 | 0.2343 | 0.6421 | 9.8259
12341 | MidAmerican Energy Co | 1091 | George Neal North | IA | Woodbury | 3 | ST | OP | 549.8 | 522.2 | 522.2 |  | 5 | 1975 | SUB | BIT | N | Y | N | Electric Utility |  |  |  |  | N | Y |  | Y |  |  |  | 3 | 1975 | 1000000 | [31 empty] | OP¦¦ 0 | EK¦¦ 0 | [5 empty] | 0.7¦¦ 0 |  |  | 99.6¦¦ 0 | 167¦¦ 0 | 2084000¦¦ 0 | OP | LN | AA |  | COAL | IA | George Neal North | 1091 | 3 | 2010 |  | ARP, CAIRNOX, CAIROS, CAIRSO2 | 8454.75 | 12 | 3970024.25 |  | 11910.726 | 0.2271 | 4433.725 | 4006764.375 | 38208885.83 | 7 |  | Woodbury | Electric Utility | 4911 | Electric Services | 42.2996 | -96.3634 | Alliant Energy Resources, Inc. (Owner) MidAmerican Energy Company (Owner/Operator) | Phase 2 | Early Election | Operating | Dry bottom wall-fired boiler | Coal | Pipeline Natural Gas |  | Low NOx Burner Technology w/ Overfire Air | Electrostatic Precipitator | 6050 | 9.5987 | COAL | 554 | 1969.5519 | 0.2271 | 0.62345 | 9.5987
12341 | MidAmerican Energy Co | 1097 | Merle Parr | IA | Floyd | 1 | GT | OP | 18 | 16.6 | 18 |  | 5 | 1969 | NG |  | N | Y | N | Electric Utility |  |  |  |  | N | [57 empty] | GAS | [39 empty] | 0.26144 | 0.0036382 | 12.1365
12341 | MidAmerican Energy Co | 1097 | Merle Parr | IA | Floyd | 2 | GT | OP | 18 | 16.6 | 18 |  | 5 | 1969 | NG |  | N | Y | N | Electric Utility |  |  |  |  | N | [57 empty] | GAS | [39 empty] | 0.26144 | 0.0036382 | 12.1365
12341 | MidAmerican Energy Co | 6063 | Electrifarm | IA | Black Hawk | 1 | GT | OP | 71.2 | 55.4 | 74.7 |  | 5 | 1975 | NG | DFO | Y | Y | N | Electric Utility |  |  |  |  | N | [57 empty] | GAS | IA | Electrifarm | 6063 | 1 | 2010 |  | CAIRNOX, CAIROS, CAIRSO2 | 1325 | 12 | 20169 |  | 0.124 | 0.32 | 66.737 |  | 416951.1 | 7 |  | Black Hawk | Electric Utility |  |  | 42.4407 | -92.4205 | MidAmerican Energy Company (Owner/Operator) |  |  | Operating | Combustion turbine | Pipeline Natural Gas | Diesel Oil |  |  |  | 843.6 | 19.7778 | GAS | 60 | 1877.5 | 0.32 | 0.000595 | 19.7778
12341 | MidAmerican Energy Co | 6063 | Electrifarm | IA | Black Hawk | 2 | GT | OP | 89 | 66.4 | 81 |  | 1 | 1978 | NG | DFO | Y | Y | N | Electric Utility |  |  |  |  | N | [57 empty] | GAS | IA | Electrifarm | 6063 | 2 | 2010 |  | CAIRNOX, CAIROS, CAIRSO2 | 1281 | 12 | 21540 |  | 0.135 | 0.186 | 42.05 |  | 452013 | 7 |  | Black Hawk | Electric Utility |  |  | 42.4407 | -92.4205 | MidAmerican Energy Company (Owner/Operator) |  |  | Operating | Combustion turbine | Pipeline Natural Gas | Diesel Oil |  | Water Injection |  | 903.1 | 19.3855 | GAS | 77 | 1974.026 | 0.186 | 0.000597 | 19.3855
12341 | MidAmerican Energy Co | 6063 | Electrifarm | IA | Black Hawk | 3 | GT | OP | 103.9 | 67 | 88.7 |  | 1 | 1978 | NG | DFO | Y | Y | N | Electric Utility |  |  |  |  | N | [57 empty] | GAS | IA | Electrifarm | 6063 | 3 | 2010 |  | CAIRNOX, CAIROS, CAIRSO2 | 1802 | 12 | 29696 |  | 0.183 | 0.202 | 61.986 |  | 613535.4 | 7 |  | Black Hawk | Electric Utility |  |  | 42.4407 | -92.4205 | MidAmerican Energy Company (Owner/Operator) |  |  | Operating | Combustion turbine | Pipeline Natural Gas | Diesel Oil |  | Water Injection |  | 925.1 | 19.5311 | GAS | 81 | 1952.4691 | 0.202 | 0.000597 | 19.5311
12341 | MidAmerican Energy Co | 6664 | Louisa | IA | Louisa | 1 | ST | OP | 811.9 | 750.2 | 750.2 |  | 10 | 1983 | SUB |  | N | Y | N | Electric Utility |  |  |  |  | N | Y |  | Y |  |  |  | 101 | 1983 | 1554500 | [16 empty] | OP: OP; DP: SD; LS: LA; N: N | 2 | 90 | 3450 | 2700000 | 100 | OP | BP¦¦EW¦¦EW¦¦EW¦¦EW |  |  | 4¦¦ 6.1¦¦ 6.1¦¦ 6.1¦¦ 6.1 |  | 0.2¦¦ .3¦¦ .3¦¦ .3¦¦ .3 | 2¦¦ 0¦¦ 0¦¦ 0¦¦ 0 |  |  | 99.8 | 129¦¦ 268¦¦ 268¦¦ 268¦¦ 268 | 2700000¦¦ 4400000¦¦ 4400000¦¦ 4400000¦¦ 4400000 |  |  |  |  | COAL | IA | Louisa | 6664 | 101 | 2010 |  | ARP, CAIRNOX, CAIROS, CAIRSO2 | 8110.35 | 12 | 5788579.39 |  | 7074.929 | 0.1829 | 4744.85 | 5358252.199 | 51089370.57 | 7 | Mid-Continent Area Power Pool | Louisa | Electric Utility | 4911 | Electric Services | 41.3153 | -91.0936 | Central Iowa Power Cooperative (Owner) Alliant Energy Resources, Inc. (Owner) MidAmerican Energy Company (Owner/Operator) Harlan Municipal Utilities (Owner) Tipton Municipal Utilities (Owner) Eldridge Electric and Water Utilities (Owner) Geneseo Municipal Electric Utility (Owner) Waverly Light & Power (Owner) | Phase 2 | Early Election | Operating | Dry bottom wall-fired boiler | Coal |  | Dry Lime FGD | Low NOx Burner Technology w/ Overfire Air | Baghouse | 8624 | 8.8148 | COAL | 813 | 458.1445 | 0.1829 | 0.27696 | 8.8148
12341 | MidAmerican Energy Co | 7145 | Pleasant Hill | IA | Polk | 1 | GT | OP | 41.4 | 37 | 47 |  | 6 | 1990 | NG | DFO | Y | Y | N | Electric Utility |  |  |  |  | N | [57 empty] | GAS | IA | Pleasant Hill Energy Center | 7145 | 1 | 2010 |  | CAIRNOX, CAIROS, CAIRSO2 | 280 | 12 | 7640 |  | 0.032 | 0.1566 | 7.79 |  | 99338 | 7 | Mid-Continent Area Power Pool | Polk | Electric Utility | 4911 | Electric Services | 41.5572 | -93.5242 | MidAmerican Energy Company (Owner/Operator) |  |  | Operating | Combined cycle | Pipeline Natural Gas | Diesel Oil |  | Water Injection |  | 506.8 | 12.9779 | GAS | 40 | 1912.5 | 0.1566 | 0.000644 | 12.9779
12341 | MidAmerican Energy Co | 7145 | Pleasant Hill | IA | Polk | 2 | GT | OP | 41.4 | 37.5 | 47 |  | 6 | 1990 | NG | DFO | Y | Y | N | Electric Utility |  |  |  |  | N | [57 empty] | GAS | IA | Pleasant Hill Energy Center | 7145 | 2 | 2010 |  | CAIRNOX, CAIROS, CAIRSO2 | 277 | 12 | 7552 |  | 0.032 | 0.1565 | 8.024 |  | 102477.4 | 7 | Mid-Continent Area Power Pool | Polk | Electric Utility | 4911 | Electric Services | 41.5572 | -93.5242 | MidAmerican Energy Company (Owner/Operator) |  |  | Operating | Combustion turbine | Pipeline Natural Gas | Diesel Oil |  | Water Injection |  | 506.8 | 13.553 | GAS | 39 | 1897.4359 | 0.1565 | 0.000625 | 13.553
12341 | MidAmerican Energy Co | 7145 | Pleasant Hill | IA | Polk | 3 | GT | OP | 97 | 83.1 | 100 |  | 6 | 1994 | NG | DFO | Y | Y | N | Electric Utility |  |  |  |  | N | [57 empty] | GAS | IA | Pleasant Hill Energy Center | 7145 | 3 | 2010 |  | ARP, CAIRNOX, CAIROS, CAIRSO2 | 672.05 | 12 | 22384.31 |  | 0.098 | 0.1199 | 17.264 | 19487.425 | 327895.707 | 7 | Mid-Continent Area Power Pool | Polk | Electric Utility | 4911 | Electric Services | 41.5572 | -93.5242 | MidAmerican Energy Company (Owner/Operator) | Phase 2 |  | Operating | Combustion turbine | Pipeline Natural Gas | Diesel Oil |  | Water Injection |  | 1387 | 11.9088 | GAS | 86 | 1918.6047 | 0.1199 | 0.000598 | 11.9088
12341 | MidAmerican Energy Co | 7343 | George Neal South | IA | Woodbury | 4 | ST | OP | 640 | 645.1 | 645.1 |  | 7 | 1979 | SUB |  | N | Y | Y | Electric Utility |  |  |  |  | N | Y |  | Y |  |  |  | 4 | 1979 | 1292300 | [31 empty] | OP¦¦ 0 | EC¦¦ 0 | [5 empty] | 0.4¦¦ 0 |  | 0.3¦¦ 0 | 99.7¦¦ 0 | 360¦¦ 0 | 4200000¦¦ 0 |  |  |  |  | COAL | IA | George Neal South | 7343 | 4 | 2010 |  | ARP, CAIRNOX, CAIROS, CAIRSO2 | 8591.25 | 12 | 5157943.75 |  | 16574.809 | 0.2227 | 5753.745 | 5289496.725 | 50439458.13 | 7 | Mid-Continent Area Power Pool | Woodbury | Electric Utility | 4911 | Electric Services | 42.3022 | -96.3622 | Algona Municipal Utilities (Owner) Bancroft Municipal Utilities (Owner) Corn Belt Power Cooperative (Owner) Graettinger Municipal Utilities (Owner) Laurens Municipal Light & Power (Owner) MidAmerican Energy Company (Owner/Operator) Milford Municipal Utilities (Owner) Alliant Energy Resources, Inc. (Owner) Northwest Iowa Power Cooperative (Owner) Spencer Municipal Utilities (Owner) Webster City Light & Power (Owner) Cedar Falls Utilities (Owner) NorthWestern Energy (Owner) Coon Rapids Municipal Utilities (Owner) | Phase 2 | Early Election | Operating | Dry bottom wall-fired boiler | Coal | Diesel Oil |  | Low NOx Burner Technology w/ Overfire Air | Electrostatic Precipitator | 7400 | 9.7607 | COAL | 699 | 1958.2235 | 0.2227 | 0.65722 | 9.7607
12341 | MidAmerican Energy Co | 7849 | Knoxville Industrial | IA | Marion | 4 | IC | OP | 2 | 2 | 2 |  | 4 | 2000 | DFO |  | N | Y | N | Electric Utility |  |  |  |  | N | [57 empty] | LIQUID | [39 empty] | 0.7385 | 0.025484 | 12.5895
12341 | MidAmerican Energy Co | 7850 | Shenandoah | IA | Page | 3 | IC | OP | 2 | 2 | 2 |  | 4 | 2000 | DFO |  | N | Y | N | Electric Utility |  |  |  |  | N | [57 empty] | LIQUID | [39 empty] | 0.7385 | 0.025484 | 12.5895
12341 | MidAmerican Energy Co | 7985 | Greater Des Moines | IA | Polk | GT1 | CT | OP | 190.4 | 160.5 | 198 |  | 5 | 2003 | NG |  | N | Y | N | Electric Utility |  |  |  |  | N | [57 empty] | GAS | IA | Greater Des Moines Energy Center | 7985 | 1 | 2010 |  | ARP, CAIRNOX, CAIROS, CAIRSO2 | 1194.59 | 12 | 158155.91 |  | 0.529 | 0.012 | 6.076 | 104776.461 | 1763051.399 | 7 |  | Polk | Electric Utility |  |  | 41.5563 | -93.5283 | MidAmerican Energy Company (Owner/Operator) | Phase 2 |  | Operating | Combustion turbine | Pipeline Natural Gas |  |  | Selective Catalytic Reduction Dry Low NOx Burners |  | 2200 | 10.764 | GAS | 190 | 478.9474 | 0.012 | 0.0006 | 10.764
12341 | MidAmerican Energy Co | 7985 | Greater Des Moines | IA | Polk | GT2 | CT | OP | 190.4 | 156.3 | 197 |  | 5 | 2003 | NG |  | N | Y | N | Electric Utility |  |  |  |  | N | [57 empty] | GAS | IA | Greater Des Moines Energy Center | 7985 | 2 | 2010 |  | ARP, CAIRNOX, CAIROS, CAIRSO2 | 1100.85 | 12 | 149258.82 |  | 0.495 | 0.0108 | 5.298 | 97985.38 | 1648786.036 | 7 |  | Polk | Electric Utility |  |  | 41.5563 | -93.5283 | MidAmerican Energy Company (Owner/Operator) | Phase 2 |  | Operating | Combustion turbine | Pipeline Natural Gas |  |  | Selective Catalytic Reduction Dry Low NOx Burners |  | 2200 | 10.7694 | GAS | 182 | 458.7912 | 0.0108 | 0.0006 | 10.7694
12341 | MidAmerican Energy Co | 7985 | Greater Des Moines | IA | Polk | ST1 | CA | OP | 195.5 | 178.2 | 175 |  | 12 | 2004 | NG |  | N | Y | N | Electric Utility |  |  |  |  | N | [57 empty] | GAS | [39 empty] | 0 | 0 | 10.4
12341 | MidAmerican Energy Co | 8029 | Sycamore | IA | Polk | 1 | GT | OP | 78.8 | 75.3 | 95 |  | 8 | 1974 | NG | DFO | Y | Y | N | Electric Utility |  |  |  |  | N | [57 empty] | GAS | IA | Sycamore Combustion Turbine | 8029 | 1 | 2010 | CPFUEL | CAIRNOX, CAIROS, CAIRSO2 | 1007 | 12 | 21166 |  | 1.531 | 0.4751 | 110.568 |  | 463963.2 | 7 |  | Polk | Electric Utility |  |  | 41.6722 | -93.6769 | MidAmerican Energy Company (Owner/Operator) |  |  | Operating | Combustion turbine | Pipeline Natural Gas | Diesel Oil |  |  |  | 947.1 | 20.8776 | GAS | 88 | 1960.2273 | 0.4751 | 0.0065997 | 20
12341 | MidAmerican Energy Co | 8029 | Sycamore | IA | Polk | 2 | GT | OP | 78.8 | 73.8 | 95 |  | 11 | 1974 | NG | DFO | Y | Y | N | Electric Utility |  |  |  |  | N | [57 empty] | GAS | IA | Sycamore Combustion Turbine | 8029 | 2 | 2010 | CPFUEL | CAIRNOX, CAIROS, CAIRSO2 | 1132 | 12 | 24043 |  | 1.865 | 0.4746 | 124.769 |  | 523207.1 | 7 |  | Polk | Electric Utility |  |  | 41.6722 | -93.6769 | MidAmerican Energy Company (Owner/Operator) |  |  | Operating | Combustion turbine | Pipeline Natural Gas | Diesel Oil |  |  |  | 947.1 | 20.8633 | GAS | 85 | 1941.1765 | 0.4746 | 0.0071291 | 20
12341 | MidAmerican Energy Co | 56138 | Anderson Erickson | IA | Polk | 1 | IC | OP | 2 | 2 | 2 |  | 4 | 2000 | DFO |  | N | Y | N | Electric Utility |  |  |  |  | N | [57 empty] | LIQUID | [39 empty] | 0.7385 | 0.025484 | 12.5895
12341 | MidAmerican Energy Co | 56379 | Victory Wind Farm | IA | Carroll | VWF | WT | OP | 99 | 99 | 99 |  | 12 | 2006 | WND |  | N | Y | N | Electric Utility | [62 empty] | N/A | [39 empty] | 0 | 0 | 10.4
12341 | MidAmerican Energy Co | 56677 | Charles City Wind Farm | IA | Floyd | CCWF | WT | OP | 75 | 75 | 75 |  | 4 | 2008 | WND |  | N | Y | N | Electric Utility | [62 empty] | N/A | [39 empty] | 0 | 0 | 10.4
12341 | MidAmerican Energy Co | 56809 | Carroll Wind Farm | IA | Carroll | CWF | WT | OP | 150 | 150 | 150 |  | 12 | 2008 | WND |  | N | Y | N | Electric Utility | [62 empty] | N/A | [39 empty] | 0 | 0 | 10.4
12341 | MidAmerican Energy Co | 56810 | Adair Wind Farm | IA | Adair | AWF | WT | OP | 174.8 | 174.8 | 174.8 |  | 12 | 2008 | WND |  | N | Y | N | Electric Utility | [62 empty] | N/A | [39 empty] | 0 | 0 | 10.4
12341 | MidAmerican Energy Co | 56811 | Walnut Wind Farm | IA | Pottawattamie | WWF | WT | OP | 153 | 153 | 153 |  | 12 | 2008 | WND |  | N | Y | N | Electric Utility | [62 empty] | N/A | [39 empty] | 0 | 0 | 10.4
12341 | MidAmerican Energy Co | 899 | Moline | IL | Rock Island | HY2 | HY | OP | 0.9 | 0.8 | 0.8 |  | 1 | 1942 | WAT |  | N | Y | N | Electric Utility |  |  |  |  | N | [57 empty] | N/A | [39 empty] | 0 | 0 | 10.4
12341 | MidAmerican Energy Co | 899 | Moline | IL | Rock Island | HY3 | HY | OP | 0.9 | 0.8 | 0.8 |  | 1 | 1942 | WAT |  | N | Y | N | Electric Utility |  |  |  |  | N | [57 empty] | N/A | [39 empty] | 0 | 0 | 10.4
12341 | MidAmerican Energy Co | 899 | Moline | IL | Rock Island | HY4 | HY | OP | 0.9 | 0.8 | 0.8 |  | 1 | 1942 | WAT |  | N | Y | N | Electric Utility |  |  |  |  | N | [57 empty] | N/A | [39 empty] | 0 | 0 | 10.4
12341 | MidAmerican Energy Co | 7849 | Knoxville Industrial | IA | Marion | 1 | IC | OP | 2 | 2 | 2 |  | 4 | 2000 | DFO |  | N | Y | N | Electric Utility |  |  |  |  | N | [57 empty] | LIQUID | [39 empty] | 0.7385 | 0.025484 | 12.5895
12341 | MidAmerican Energy Co | 7849 | Knoxville Industrial | IA | Marion | 2 | IC | OP | 2 | 2 | 2 |  | 4 | 2000 | DFO |  | N | Y | N | Electric Utility |  |  |  |  | N | [57 empty] | LIQUID | [39 empty] | 0.7385 | 0.025484 | 12.5895
12341 | MidAmerican Energy Co | 7849 | Knoxville Industrial | IA | Marion | 3 | IC | OP | 2 | 2 | 2 |  | 4 | 2000 | DFO |  | N | Y | N | Electric Utility |  |  |  |  | N | [57 empty] | LIQUID | [39 empty] | 0.7385 | 0.025484 | 12.5895
12341 | MidAmerican Energy Co | 7849 | Knoxville Industrial | IA | Marion | 5 | IC | OP | 2 | 2 | 2 |  | 4 | 2000 | DFO |  | N | Y | N | Electric Utility |  |  |  |  | N | [57 empty] | LIQUID | [39 empty] | 0.7385 | 0.025484 | 12.5895
12341 | MidAmerican Energy Co | 7849 | Knoxville Industrial | IA | Marion | 6 | IC | OP | 2 | 2 | 2 |  | 4 | 2000 | DFO |  | N | Y | N | Electric Utility |  |  |  |  | N | [57 empty] | LIQUID | [39 empty] | 0.7385 | 0.025484 | 12.5895
12341 | MidAmerican Energy Co | 7849 | Knoxville Industrial | IA | Marion | 7 | IC | OP | 2 | 2 | 2 |  | 4 | 2000 | DFO |  | N | Y | N | Electric Utility |  |  |  |  | N | [57 empty] | LIQUID | [39 empty] | 0.7385 | 0.025484 | 12.5895
12341 | MidAmerican Energy Co | 7849 | Knoxville Industrial | IA | Marion | 8 | IC | OP | 2 | 2 | 2 |  | 4 | 2000 | DFO |  | N | Y | N | Electric Utility |  |  |  |  | N | [57 empty] | LIQUID | [39 empty] | 0.7385 | 0.025484 | 12.5895
12341 | MidAmerican Energy Co | 7850 | Shenandoah | IA | Page | 1 | IC | OP | 2 | 2 | 2 |  | 4 | 2000 | DFO |  | N | Y | N | Electric Utility |  |  |  |  | N | [57 empty] | LIQUID | [39 empty] | 0.7385 | 0.025484 | 12.5895
12341 | MidAmerican Energy Co | 7850 | Shenandoah | IA | Page | 10 | IC | OP | 2 | 2 | 2 |  | 4 | 2000 | DFO |  | N | Y | N | Electric Utility |  |  |  |  | N | [57 empty] | LIQUID | [39 empty] | 0.7385 | 0.025484 | 12.5895
12341 | MidAmerican Energy Co | 7850 | Shenandoah | IA | Page | 2 | IC | OP | 2 | 2 | 2 |  | 4 | 2000 | DFO |  | N | Y | N | Electric Utility |  |  |  |  | N | [57 empty] | LIQUID | [39 empty] | 0.7385 | 0.025484 | 12.5895
12341 | MidAmerican Energy Co | 7850 | Shenandoah | IA | Page | 4 | IC | OP | 2 | 2 | 2 |  | 4 | 2000 | DFO |  | N | Y | N | Electric Utility |  |  |  |  | N | [57 empty] | LIQUID | [39 empty] | 0.7385 | 0.025484 | 12.5895
12341 | MidAmerican Energy Co | 7850 | Shenandoah | IA | Page | 5 | IC | OP | 2 | 2 | 2 |  | 4 | 2000 | DFO |  | N | Y | N | Electric Utility |  |  |  |  | N | [57 empty] | LIQUID | [39 empty] | 0.7385 | 0.025484 | 12.5895
12341 | MidAmerican Energy Co | 7850 | Shenandoah | IA | Page | 6 | IC | OP | 2 | 2 | 2 |  | 4 | 2000 | DFO |  | N | Y | N | Electric Utility |  |  |  |  | N | [57 empty] | LIQUID | [39 empty] | 0.7385 | 0.025484 | 12.5895
12341 | MidAmerican Energy Co | 7850 | Shenandoah | IA | Page | 7 | IC | OP | 2 | 2 | 2 |  | 4 | 2000 | DFO |  | N | Y | N | Electric Utility |  |  |  |  | N | [57 empty] | LIQUID | [39 empty] | 0.7385 | 0.025484 | 12.5895
12341 | MidAmerican Energy Co | 7850 | Shenandoah | IA | Page | 8 | IC | OP | 2 | 2 | 2 |  | 4 | 2000 | DFO |  | N | Y | N | Electric Utility |  |  |  |  | N | [57 empty] | LIQUID | [39 empty] | 0.7385 | 0.025484 | 12.5895
12341 | MidAmerican Energy Co | 7850 | Shenandoah | IA | Page | 9 | IC | OP | 2 | 2 | 2 |  | 4 | 2000 | DFO |  | N | Y | N | Electric Utility |  |  |  |  | N | [57 empty] | LIQUID | [39 empty] | 0.7385 | 0.025484 | 12.5895
12341 | MidAmerican Energy Co | 7851 | Waterloo Lundquist | IA | Black Hawk | 1 | IC | OP | 2 | 2 | 2 |  | 4 | 2000 | DFO |  | N | Y | N | Electric Utility |  |  |  |  | N | [57 empty] | LIQUID | [39 empty] | 0.7385 | 0.025484 | 12.5895
12341 | MidAmerican Energy Co | 7851 | Waterloo Lundquist | IA | Black Hawk | 2 | IC | OP | 2 | 2 | 2 |  | 4 | 2000 | DFO |  | N | Y | N | Electric Utility |  |  |  |  | N | [57 empty] | LIQUID | [39 empty] | 0.7385 | 0.025484 | 12.5895
12341 | MidAmerican Energy Co | 7851 | Waterloo Lundquist | IA | Black Hawk | 3 | IC | OP | 2 | 2 | 2 |  | 4 | 2000 | DFO |  | N | Y | N | Electric Utility |  |  |  |  | N | [57 empty] | LIQUID | [39 empty] | 0.7385 | 0.025484 | 12.5895
12341 | MidAmerican Energy Co | 7851 | Waterloo Lundquist | IA | Black Hawk | 4 | IC | OP | 2 | 2 | 2 |  | 4 | 2000 | DFO |  | N | Y | N | Electric Utility |  |  |  |  | N | [57 empty] | LIQUID | [39 empty] | 0.7385 | 0.025484 | 12.5895
12341 | MidAmerican Energy Co | 7851 | Waterloo Lundquist | IA | Black Hawk | 5 | IC | OP | 2 | 2 | 2 |  | 4 | 2000 | DFO |  | N | Y | N | Electric Utility |  |  |  |  | N | [57 empty] | LIQUID | [39 empty] | 0.7385 | 0.025484 | 12.5895
12341 | MidAmerican Energy Co | 7851 | Waterloo Lundquist | IA | Black Hawk | 6 | IC | OP | 2 | 2 | 2 |  | 4 | 2000 | DFO |  | N | Y | N | Electric Utility |  |  |  |  | N | [57 empty] | LIQUID | [39 empty] | 0.7385 | 0.025484 | 12.5895
12341 | MidAmerican Energy Co | 7851 | Waterloo Lundquist | IA | Black Hawk | 7 | IC | OP | 2 | 2 | 2 |  | 4 | 2000 | DFO |  | N | Y | N | Electric Utility |  |  |  |  | N | [57 empty] | LIQUID | [39 empty] | 0.7385 | 0.025484 | 12.5895
12341 | MidAmerican Energy Co | 7851 | Waterloo Lundquist | IA | Black Hawk | 8 | IC | OP | 2 | 2 | 2 |  | 4 | 2000 | DFO |  | N | Y | N | Electric Utility |  |  |  |  | N | [57 empty] | LIQUID | [39 empty] | 0.7385 | 0.025484 | 12.5895
12341 | MidAmerican Energy Co | 7851 | Waterloo Lundquist | IA | Black Hawk | 9 | IC | OP | 2 | 2 | 2 |  | 4 | 2000 | DFO |  | N | Y | N | Electric Utility |  |  |  |  | N | [57 empty] | LIQUID | [39 empty] | 0.7385 | 0.025484 | 12.5895
12341 | MidAmerican Energy Co | 56251 | Intrepid | IA | Buena Vista | INWF | WT | OP | 175.5 | 175.5 | 175.5 |  | 12 | 2004 | WND |  | N | Y | N | Electric Utility |  |  |  |  | N | [57 empty] | N/A | [39 empty] | 0 | 0 | 10.4
12341 | MidAmerican Energy Co | 56252 | Century | IA | Hamilton | CWF | WT | OP | 185 | 185 | 185 |  | 9 | 2005 | WND |  | N | Y | N | Electric Utility |  |  |  |  | N | [57 empty] | N/A | [39 empty] | 0 | 0 | 10.4
12341 | MidAmerican Energy Co | 56252 | Century | IA | Hamilton | CWF2 | WT | OP | 15 | 15 | 15 |  | 12 | 2007 | WND |  | N | Y | N | Electric Utility |  |  |  |  | N | [57 empty] | N/A | [39 empty] | 0 | 0 | 10.4
12341 | MidAmerican Energy Co | 56501 | Pomeroy Wind Farm | IA | Pocahontas | PWF | WT | OP | 123 | 123 | 123 |  | 12 | 2007 | WND |  | N | Y | N | Electric Utility |  |  |  |  | N | [57 empty] | N/A | [39 empty] | 0 | 0 | 10.4
12341 | MidAmerican Energy Co | 56501 | Pomeroy Wind Farm | IA | Pocahontas | PWF2 | WT | OP | 75 | 75 | 75 |  | 12 | 2007 | WND |  | N | Y | N | Electric Utility |  |  |  |  | N | [57 empty] | N/A | [39 empty] | 0 | 0 | 10.4
12341 | MidAmerican Energy Co | 56501 | Pomeroy Wind Farm | IA | Pocahontas | PWF3 | WT | OP | 58.5 | 58.5 | 58.5 |  | 12 | 2008 | WND |  | N | Y | N | Electric Utility | [62 empty] | N/A | [39 empty] | 0 | 0 | 10.4
12341 | MidAmerican Energy Co | 56501 | Pomeroy Wind Farm | IA | Pocahontas | PWF4 | WT | OP | 29.9 | 29.9 | 29.9 |  | 8 | 2011 | WND |  | N | Y | N | Electric Utility |  |  |  |  | N | [57 empty] | N/A | [39 empty] | 0 | 0 | 10.4
12341 | MidAmerican Energy Co | 57500 | Laurel Wind Farm | IA | Marshall | LWF | WT | OP | 119.6 | 119.6 | 119.6 |  | 12 | 2011 | WND |  | N | Y | N | Electric Utility |  |  |  |  | N | [57 empty] | N/A | [39 empty] | 0 | 0 | 10.4
12341 | MidAmerican Energy Co | 57501 | Rolling Hills Wind Farm | IA | Cass | RHWF | WT | OP | 443.9 | 443.9 | 443.9 |  | 12 | 2011 | WND |  | N | Y | N | Electric Utility |  |  |  |  | N | [57 empty] | N/A | [39 empty] | 0 | 0 | 10.4
12363 | Mesquite Power LLC | 55481 | Mesquite Generating Station | AZ | Maricopa | GT1 | CT | OP | 185.3 | 146.2 | 159.8 |  | 6 | 2003 | NG |  | N | Y | N | IPP Non-CHP |  |  |  |  | N | [57 empty] | GAS | AZ | Mesquite Generating Station | 55481 | 1 | 2010 |  | ARP | 8365.03 | 12 | 2190970.74 |  | 4.41 | 0.0089 | 63.169 | 873525.782 | 14698668.39 | 9 |  | Maricopa | Electric Utility |  |  | 33.344 | -112.8535 | Mesquite Power, LLC (Owner/Operator) | Phase 2 |  | Operating | Combined cycle | Pipeline Natural Gas |  |  | Dry Low NOx Burners Selective Catalytic Reduction |  | 2370 | 6.6951 | GAS | 333 | -41.9274 | 0.0089 | 0.0006 | 9.4387
12363 | Mesquite Power LLC | 55481 | Mesquite Generating Station | AZ | Maricopa | GT2 | CT | OP | 185.3 | 144.5 | 166.6 |  | 6 | 2003 | NG |  | N | Y | N | IPP Non-CHP |  |  |  |  | N | [57 empty] | GAS | AZ | Mesquite Generating Station | 55481 | 2 | 2010 |  | ARP | 8307.97 | 12 | 2097220.79 |  | 4.349 | 0.0086 | 59.267 | 861520.236 | 14496710.44 | 9 |  | Maricopa | Electric Utility |  |  | 33.344 | -112.8535 | Mesquite Power, LLC (Owner/Operator) | Phase 2 |  | Operating | Combined cycle | Pipeline Natural Gas |  |  | Dry Low NOx Burners Selective Catalytic Reduction |  | 2370 | 6.9005 | GAS | 323 | 30.6122 | 0.0086 | 0.0006 | 9.4387
12363 | Mesquite Power LLC | 55481 | Mesquite Generating Station | AZ | Maricopa | GT3 | CT | OP | 185.3 | 146.2 | 159.8 |  | 12 | 2003 | NG |  | N | Y | N | IPP Non-CHP |  |  |  |  | N | [57 empty] | GAS | AZ | Mesquite Generating Station | 55481 | 2 | 2010 |  | ARP | 8307.97 | 12 | 2097220.79 |  | 4.349 | 0.0086 | 59.267 | 861520.236 | 14496710.44 | 9 |  | Maricopa | Electric Utility |  |  | 33.344 | -112.8535 | Mesquite Power, LLC (Owner/Operator) | Phase 2 |  | Operating | Combined cycle | Pipeline Natural Gas |  |  | Dry Low NOx Burners Selective Catalytic Reduction |  | 2370 | 6.9005 | GAS | 323 | -510.6383 | 0.0086 | 0.0006 | 9.4387
12363 | Mesquite Power LLC | 55481 | Mesquite Generating Station | AZ | Maricopa | GT4 | CT | OP | 185.3 | 146.2 | 159.8 |  | 12 | 2003 | NG |  | N | Y | N | IPP Non-CHP |  |  |  |  | N | [57 empty] | GAS | AZ | Mesquite Generating Station | 55481 | 2 | 2010 |  | ARP | 8307.97 | 12 | 2097220.79 |  | 4.349 | 0.0086 | 59.267 | 861520.236 | 14496710.44 | 9 |  | Maricopa | Electric Utility |  |  | 33.344 | -112.8535 | Mesquite Power, LLC (Owner/Operator) | Phase 2 |  | Operating | Combined cycle | Pipeline Natural Gas |  |  | Dry Low NOx Burners Selective Catalytic Reduction |  | 2370 | 6.9005 | GAS | 323 | -510.6383 | 0.0086 | 0.0006 | 9.4387
12363 | Mesquite Power LLC | 55481 | Mesquite Generating Station | AZ | Maricopa | ST1 | CA | OP | 321 | 245.1 | 267.9 |  | 6 | 2003 | NG |  | N | Y | N | IPP Non-CHP |  |  |  |  | N | [6 empty] | 1¦¦2 | 2003 | 593635 | 0.1 | 0.5 | 0.11 | PB | DP | NP | 1976 | 1976 | 2003 | MS | NC | [33 empty] | OP | LN | OV |  | GAS | [39 empty] | 0 | 0 | 10.4
12363 | Mesquite Power LLC | 55481 | Mesquite Generating Station | AZ | Maricopa | ST2 | CA | OP | 321 | 245.1 | 267.9 |  | 12 | 2003 | NG |  | N | Y | N | IPP Non-CHP |  |  |  |  | N | [6 empty] | 5¦¦6 | 2003 | 593635 | [48 empty] | GAS | [39 empty] | 0 | 0 | 10.4
12374 | Metropolitan Sewerage District | 10181 | Metropolitan Sewerage District | NC | Buncombe | GEN2 | HY | OP | 0.8 | 0.8 | 0.8 |  | 9 | 1988 | WAT |  | N | Y | N | Commercial Non-CHP |  |  |  |  | N | [57 empty] | N/A | [39 empty] | 0 | 0 | 10.4
12374 | Metropolitan Sewerage District | 10181 | Metropolitan Sewerage District | NC | Buncombe | GEN3 | HY | OP | 0.8 | 0.8 | 0.8 |  | 9 | 1988 | WAT |  | N | Y | N | Commercial Non-CHP |  |  |  |  | N | [57 empty] | N/A | [39 empty] | 0 | 0 | 10.4
12380 | Montana Dept-Natural Res&Consv | 54006 | Broadwater Power Project | MT | Broadwater | GEN1 | HY | OP | 9.7 | 9.7 | 9.7 |  | 6 | 1989 | WAT |  | N | Y | N | IPP Non-CHP |  |  |  |  | N | [57 empty] | N/A | [39 empty] | 0 | 0 | 10.4
12382 | Metropolitan Dist of Hartford | 54301 | Colebrook Hydroelectric | CT | Litchfield | BK2 | HY | OP | 1.5 | 1.4 | 1.4 |  | 4 | 1988 | WAT |  | N | Y | N | IPP Non-CHP |  |  |  |  | N | [57 empty] | N/A | [39 empty] | 0 | 0 | 10.4
12382 | Metropolitan Dist of Hartford | 54302 | Goodwin Hydroelectric | CT | Hartford | G1 | HY | OP | 1.6 | 1.6 | 1.6 |  | 4 | 1986 | WAT |  | N | Y | N | IPP Non-CHP |  |  |  |  | N | [57 empty] | N/A | [39 empty] | 0 | 0 | 10.4
12382 | Metropolitan Dist of Hartford | 54302 | Goodwin Hydroelectric | CT | Hartford | G2 | HY | OP | 1.6 | 1.6 | 1.6 |  | 4 | 1986 | WAT |  | N | Y | N | IPP Non-CHP |  |  |  |  | N | [57 empty] | N/A | [39 empty] | 0 | 0 | 10.4
12384 | Midwest Generations EME LLC | 384 | Joliet 29 | IL | Will | 7 | ST | OP | 660 | 518 | 522 |  | 4 | 1965 | SUB | NG | N | Y | N | IPP Non-CHP | [5 empty] | Y |  | Y |  |  |  | 7 | 1965 | 856000 | [31 empty] | OP | EK |  |  | 8 |  | 0.7 |  |  |  | 99 | 256 | 856300 |  |  |  |  | COAL | IL | Joliet 29 | 384 | 82 | 2010 | CS8182 | ARP, CAIRNOX, CAIROS, CAIRSO2 | 6900.75 | 12 | 1439018 |  | 3440.076 | 0.1081 | 814.447 | 1600385.023 | 15030516.4 | 5 | Mid-America Interconnected Network | Will | Small Power Producer | 4911 | Electric Services | 41.4947 | -88.125 | Midwest Generation EME, LLC (Owner/Operator) | Phase 2 | Phase II Group 1 | Operating | Tangentially-fired | Coal |  |  | Low NOx Burner Technology w/ Closed-coupled/Separated OFA | Electrostatic Precipitator | 3356 | 10.3464 | COAL | 313 | 166.1342 | 0.1081 | 0.45775 | 10.3464
12384 | Midwest Generations EME LLC | 384 | Joliet 29 | IL | Will | 8 | ST | OP | 660 | 518 | 522 |  | 3 | 1966 | SUB | NG | N | Y | N | IPP Non-CHP | [5 empty] | Y |  | Y |  |  |  | 8 | 1966 | 856000 | [31 empty] | OP | EK |  |  | 8 |  | 0.7 |  |  |  | 99 | 256 | 856300 |  |  |  |  | COAL | IL | Joliet 29 | 384 | 82 | 2010 | CS8182 | ARP, CAIRNOX, CAIROS, CAIRSO2 | 6900.75 | 12 | 1439018 |  | 3440.076 | 0.1081 | 814.447 | 1600385.023 | 15030516.4 | 5 | Mid-America Interconnected Network | Will | Small Power Producer | 4911 | Electric Services | 41.4947 | -88.125 | Midwest Generation EME, LLC (Owner/Operator) | Phase 2 | Phase II Group 1 | Operating | Tangentially-fired | Coal |  |  | Low NOx Burner Technology w/ Closed-coupled/Separated OFA | Electrostatic Precipitator | 3356 | 10.3464 | COAL | 313 | 166.1342 | 0.1081 | 0.45775 | 10.3464
12384 | Midwest Generations EME LLC | 867 | Crawford | IL | Cook | 7 | ST | OP | 239.3 | 213 | 216 |  | 5 | 1958 | SUB |  | N | Y | N | IPP Non-CHP |  |  |  | 2012 | N | Y |  | Y |  |  |  | 7 | 1958 | 345000 | [31 empty] | OP | EK |  |  | 7.5 |  | 0.5 |  |  |  | 98 | 193 | 690000 |  |  |  |  | COAL | IL | Crawford | 867 | 7 | 2010 |  | ARP, CAIRNOX, CAIROS, CAIRSO2 | 7030.5 | 12 | 1092309.75 |  | 2682.607 | 0.1158 | 622.126 | 1147442.725 | 10782310.3 | 5 | Mid-America Interconnected Network | Cook | Small Power Producer | 4911 | Electric Services | 41.8278 | -87.7236 | Midwest Generation EME, LLC (Owner/Operator) | Phase 2 | Early Election | Operating | Tangentially-fired | Coal | Natural Gas |  | Low NOx Burner Technology w/ Closed-coupled/Separated OFA | Electrostatic Precipitator | 3533 | 9.6015 | COAL | 232 | 1962.963 | 0.1158 | 0.49759 | 9.6015
12384 | Midwest Generations EME LLC | 867 | Crawford | IL | Cook | 8 | ST | OP | 358.1 | 319 | 326 |  | 4 | 1961 | SUB |  | N | Y | N | IPP Non-CHP |  |  |  | 2012 | N | Y |  | Y |  |  |  | 8 | 1961 | 476500 | [31 empty] | OP | EK |  |  | 7.5 |  | 0.5 |  |  |  | 98 | 305 | 953000 |  |  |  |  | COAL | IL | Crawford | 867 | 8 | 2010 |  | ARP, CAIRNOX, CAIROS, CAIRSO2 | 6318 | 12 | 1539113 |  | 3803.59 | 0.1243 | 953.237 | 1651885.6 | 15530853.48 | 5 | Mid-America Interconnected Network | Cook | Small Power Producer | 4911 | Electric Services | 41.8278 | -87.7236 | Midwest Generation EME, LLC (Owner/Operator) | Phase 2 | Early Election | Operating | Tangentially-fired | Coal | Natural Gas |  | Low NOx Burner Technology w/ Closed-coupled/Separated OFA | Electrostatic Precipitator | 4239 | 9.9019 | COAL | 349 | 1964.7239 | 0.1243 | 0.48981 | 9.9019
12384 | Midwest Generations EME LLC | 874 | Joliet 9 | IL | Will | 6 | ST | OP | 360.4 | 314 | 314 |  | 6 | 1959 | SUB |  | N | Y | N | IPP Non-CHP | [5 empty] | Y |  | Y |  |  |  | 6 | 1959 | 552000 | [31 empty] | OP | EK |  |  | 4.5 |  | 0.5 |  |  |  | 98 | 552 | 1105000 |  |  |  |  | COAL | IL | Joliet 9 | 874 | 5 | 2010 |  | ARP, CAIRNOX, CAIROS, CAIRSO2 | 5932.5 | 12 | 1458209.25 |  | 3161.543 | 0.3216 | 2530.765 | 1538429.925 | 14456345.4 | 5 | Mid-America Interconnected Network | Will | Small Power Producer | 4911 | Electric Services | 41.4931 | -88.1153 | Midwest Generation EME, LLC (Owner/Operator) | Phase 2 | Group 2 | Operating | Cyclone boiler | Coal |  |  | Combustion Modification/Fuel Reburning Overfire Air | Electrostatic Precipitator | 4239 | 9.923 | COAL | 338 | 461.7834 | 0.3216 | 0.43739 | 9.9138
12384 | Midwest Generations EME LLC | 879 | Powerton | IL | Tazewell | 5 | ST | OP | 892.8 | 769 | 769 |  | 9 | 1972 | SUB | BIT | N | Y | N | IPP Non-CHP | [5 empty] | Y |  |  | Y |  |  | 51 | 1972 | 2900000 | [31 empty] | OP | EK |  |  | 4.5 |  | 0.5 |  |  |  | 99.5 | 365 | 1535000 |  |  |  |  | COAL | IL | Powerton | 879 | 62 | 2010 | CS0506 | ARP, CAIRNOX, CAIROS, CAIRSO2 | 6635.75 | 12 | 2264840.75 |  | 5039.829 | 0.2597 | 3030.359 | 2473497.333 | 23218142.58 | 5 |  | Tazewell | Small Power Producer | 4911 | Electric Services | 40.5408 | -89.6786 | Midwest Generation EME, LLC (Owner/Operator) | Phase 2 | Group 2 | Operating | Cyclone boiler | Coal |  |  | Overfire Air | Electrostatic Precipitator | 5299 | 50.6328 | COAL | 806 | 475.9428 | 0.2597 | 0.43413 | 10.2516
12384 | Midwest Generations EME LLC | 879 | Powerton | IL | Tazewell | 6 | ST | OP | 892.8 | 769 | 769 |  | 12 | 1975 | SUB | BIT | N | Y | N | IPP Non-CHP | [5 empty] | Y |  |  | Y |  |  | 51 | 1972 | 2900000 | [31 empty] | OP | EK |  |  | 4.5 |  | 0.5 |  |  |  | 99.5 | 365 | 1535000 |  |  |  |  | COAL | IL | Powerton | 879 | 62 | 2010 | CS0506 | ARP, CAIRNOX, CAIROS, CAIRSO2 | 6635.75 | 12 | 2264840.75 |  | 5039.829 | 0.2597 | 3030.359 | 2473497.333 | 23218142.58 | 5 |  | Tazewell | Small Power Producer | 4911 | Electric Services | 40.5408 | -89.6786 | Midwest Generation EME, LLC (Owner/Operator) | Phase 2 | Group 2 | Operating | Cyclone boiler | Coal |  |  | Overfire Air | Electrostatic Precipitator | 5299 | 50.6328 | COAL | 806 | 475.9428 | 0.2597 | 0.43413 | 10.2516
12384 | Midwest Generations EME LLC | 883 | Waukegan | IL | Lake | 7 | ST | OP | 326.4 | 328 | 328 |  | 6 | 1958 | SUB | NG | N | Y | N | IPP Non-CHP |  |  |  |  | N | Y |  | Y |  |  |  | 5 | 1958 | 527000 | [31 empty] | OP | EW |  |  | 8 |  | 0.7 |  |  |  | 98 | 316 | 1700000 |  |  |  |  | COAL | IL | Waukegan | 883 | 7 | 2010 |  | ARP, CAIRNOX, CAIROS, CAIRSO2 | 7913 | 12 | 2095597 |  | 5096.76 | 0.1349 | 1291.478 | 2087491.475 | 19721406.93 | 5 |  | Lake | Small Power Producer | 4911 | Electric Services | 42.3833 | -87.8133 | Midwest Generation EME, LLC (Owner/Operator) | Phase 2 | Early Election | Operating | Tangentially-fired | Coal |  |  | Low NOx Burner Technology w/ Closed-coupled/Separated OFA | Electrostatic Precipitator | 4239 | 9.1185 | COAL | 361 | 1949.6951 | 0.1349 | 0.51688 | 9.1185
12384 | Midwest Generations EME LLC | 883 | Waukegan | IL | Lake | 8 | ST | OP | 355.3 | 361 | 361 |  | 7 | 1962 | SUB | NG | N | Y | N | IPP Non-CHP |  |  |  |  | N | Y |  | Y |  |  |  | 6 | 1962 | 526000 | [31 empty] | OP | EK |  |  | 8 |  | 0.7 |  |  |  | 99.7 | 54 | 1274247 |  |  |  |  | COAL | IL | Waukegan | 883 | 8 | 2010 |  | ARP, CAIRNOX, CAIROS, CAIRSO2 | 7119 | 12 | 2073716.25 |  | 6054.361 | 0.1272 | 1343.212 | 2359205.025 | 22300468.05 | 5 |  | Lake | Small Power Producer | 4911 | Electric Services | 42.3833 | -87.8133 | Midwest Generation EME, LLC (Owner/Operator) | Phase 2 | Early Election | Operating | Tangentially-fired | Coal |  |  | Low NOx Burner Technology w/ Closed-coupled/Separated OFA | Electrostatic Precipitator | 4947 | 10.7615 | COAL | 385 | 1966.759 | 0.1272 | 0.54298 | 10.7539
12384 | Midwest Generations EME LLC | 884 | Will County | IL | Will | 3 | ST | OP | 299.2 | 251 | 262 |  | 6 | 1957 | SUB | DFO | N | Y | N | IPP Non-CHP |  |  |  |  | N | Y |  | Y |  |  |  | 3 | 1957 | 502000 | [31 empty] | OP | EW |  |  | 7 |  | 0.5 |  |  |  | 98.5 | 246 | 1425000 | OP | LN |  |  | COAL | IL | Will County | 884 | 3 | 2010 |  | ARP, CAIRNOX, CAIROS, CAIRSO2 | 7248.5 | 12 | 1431844.25 |  | 3315.233 | 0.1263 | 862.268 | 1511814.075 | 14160706.68 | 5 | Mid-America Interconnected Network | Will | Small Power Producer | 4911 | Electric Services | 41.6334 | -88.0626 | Midwest Generation EME, LLC (Owner/Operator) | Phase 2 | Early Election | Operating | Tangentially-fired | Coal |  |  | Low NOx Burner Technology w/ Closed-coupled/Separated OFA | Electrostatic Precipitator | 4905 | 9.8083 | COAL | 272 | 1980.916 | 0.1263 | 0.46823 | 9.8083
12384 | Midwest Generations EME LLC | 884 | Will County | IL | Will | 4 | ST | OP | 598.4 | 510 | 520 |  | 6 | 1963 | SUB | DFO | N | Y | N | IPP Non-CHP |  |  |  |  | N | Y |  | Y |  |  |  | 4 | 1963 | 776000 | [31 empty] | OP | EK |  |  | 8 |  | 0.5 |  |  |  | 98 | 515 | 2000000 |  |  |  |  | COAL | IL | Will County | 884 | 4 | 2010 |  | ARP, CAIRNOX, CAIROS, CAIRSO2 | 7779.25 | 12 | 3038467.25 |  | 7163.931 | 0.1302 | 1975.688 | 3188048.7 | 29877502.93 | 5 | Mid-America Interconnected Network | Will | Small Power Producer | 4911 | Electric Services | 41.6334 | -88.0626 | Midwest Generation EME, LLC (Owner/Operator) | Phase 2 | Early Election | Operating | Tangentially-fired | Coal |  |  | Low NOx Burner Technology w/ Closed-coupled/Separated OFA | Electrostatic Precipitator | 6359 | 9.7496 | COAL | 543 | 1977.8846 | 0.1302 | 0.47955 | 9.7496
12384 | Midwest Generations EME LLC | 886 | Fisk Street | IL | Cook | 19 | ST | OP | 374 | 326 | 326 |  | 7 | 1968 | SUB | NG | N | Y | N | IPP Non-CHP |  |  |  | 2012 | N | Y |  | Y |  |  |  | 19 | 1958 | 529000 | [31 empty] | OP | EK |  |  | 8 |  | 0.7 |  |  |  | 98 | 209 | 1058000 |  |  |  |  | COAL | IL | Fisk | 886 | 19 | 2010 |  | ARP, CAIRNOX, CAIROS, CAIRSO2 | 7024.25 | 12 | 1664064.5 |  | 4198.557 | 0.1281 | 1055.544 | 1816737.8 | 17080737.15 | 5 | Mid-America Interconnected Network | Cook | Small Power Producer | 4911 | Electric Services | 41.8508 | -87.6533 | Midwest Generation EME, LLC (Owner/Operator) | Phase 2 | Early Election | Operating | Tangentially-fired | Coal | Natural Gas |  | Low NOx Burner Technology w/ Closed-coupled/Separated OFA | Electrostatic Precipitator | 5087 | 9.9219 | COAL | 350 | 1963.1902 | 0.1281 | 0.49161 | 9.9219
12384 | Midwest Generations EME LLC | 3122 | Homer City Station | PA | Indiana | 1 | ST | OP | 660 | 620 | 650 |  | 6 | 1969 | BIT | DFO | N | Y | N | IPP Non-CHP |  |  |  |  | N | Y |  |  | Y |  |  | 1 | 1969 | 1100000 | 0.1 |  |  | PB | DP | NP | 1984 | 1984 | 1984 | MS | NC | [20 empty] | OP | EC |  |  | 17 |  | 3 | 4 |  |  | 99.5 | 351 | 2050000 | OP | OV | LN |  | COAL | PA | Homer City | 3122 | 1 | 2010 |  | ARP, CAIRNOX, CAIROS, CAIRSO2 | 7724.55 | 12 | 3947943.14 |  | 53645.107 | 0.1424 | 2590.035 | 3674385.468 | 35812685.55 | 3 | Mid-Atlantic Area Council | Indiana | Electric Utility | 4911 | Electric Services | 40.511 | -79.1968 | EME Homer City Generation, LP (Operator) Homer City OL1, LLC (Owner) Homer City OL2, LLC (Owner) Homer City OL3, LLC (Owner) Homer City OL8, LLC (Owner) Homer City OL5, LLC (Owner) Homer City OL6, LLC (Owner) Homer City OL7, LLC (Owner) Homer City OL4, LLC (Owner) | Phase 2 | Early Election | Operating | Dry bottom wall-fired boiler | Coal |  |  | Low NOx Burner Technology w/ Overfire Air Selective Catalytic Reduction | Electrostatic Precipitator | 6792 | 9.0287 | COAL | 669 | 1985.3846 | 0.1424 | 2.9959 | 9.0287
12384 | Midwest Generations EME LLC | 3122 | Homer City Station | PA | Indiana | 2 | ST | OP | 660 | 614 | 614 |  | 8 | 1969 | BIT | DFO | N | Y | N | IPP Non-CHP |  |  |  |  | N | Y |  |  | Y |  |  | 2 | 1969 | 1100000 | 0.1 |  |  | PB | DP | NP | 1985 | 1985 | 1985 | MS | NC | [20 empty] | OP | EC |  |  | 17 |  | 3 | 4 |  |  | 99.5 | 351 | 2050000 |  |  |  |  | COAL | PA | Homer City | 3122 | 2 | 2010 |  | ARP, CAIRNOX, CAIROS, CAIRSO2 | 7639.99 | 12 | 4117311.09 |  | 55695.205 | 0.1647 | 3082.558 | 3869354.453 | 37713054.25 | 3 | Mid-Atlantic Area Council | Indiana | Electric Utility | 4911 | Electric Services | 40.511 | -79.1968 | EME Homer City Generation, LP (Operator) Homer City OL2, LLC (Owner) Homer City OL3, LLC (Owner) Homer City OL8, LLC (Owner) Homer City OL5, LLC (Owner) Homer City OL6, LLC (Owner) Homer City OL7, LLC (Owner) Homer City OL1, LLC (Owner) Homer City OL4, LLC (Owner) | Phase 2 | Early Election | Operating | Dry bottom wall-fired boiler | Coal |  |  | Low NOx Burner Technology w/ Overfire Air Selective Catalytic Reduction | Electrostatic Precipitator | 6792 | 9.141 | COAL | 667 | 1956.8404 | 0.1647 | 2.9536 | 9.141
12384 | Midwest Generations EME LLC | 3122 | Homer City Station | PA | Indiana | 3 | ST | OP | 692 | 650 | 650 |  | 11 | 1977 | BIT | DFO | N | Y | N | IPP Non-CHP |  |  |  |  | N | Y |  |  | Y |  |  | 3A | 2001 | 1200000 | [16 empty] | OP: OP; DP: SP; LS: LS; N: N | 4 | 95 | 2900 | 1900000 | 100 | OP | EC |  |  | 18.4 |  | 1.4 | 2.8 |  |  | 99.5 | 557 | 2600000 |  |  |  |  | COAL | PA | Homer City | 3122 | 3 | 2010 |  | ARP, CAIRNOX, CAIROS, CAIRSO2 | 7007.2 | 12 | 3736884.7 |  | 3610.871 | 0.1517 | 2753.967 | 3607689.624 | 35162638.66 | 3 | Mid-Atlantic Area Council | Indiana | Electric Utility | 4911 | Electric Services | 40.511 | -79.1968 | EME Homer City Generation, LP (Operator) Homer City OL1, LLC (Owner) Homer City OL2, LLC (Owner) Homer City OL3, LLC (Owner) Homer City OL8, LLC (Owner) Homer City OL5, LLC (Owner) Homer City OL6, LLC (Owner) Homer City OL7, LLC (Owner) Homer City OL4, LLC (Owner) | Phase 2 | Early Election | Operating | Dry bottom wall-fired boiler | Coal |  | Wet Limestone | Low NOx Burner Technology w/ Overfire Air Selective Catalytic Reduction | Electrostatic Precipitator | 7260 | 9.238 | COAL | 701 | 1960.7692 | 0.1517 | 0.20538 | 9.238
12385 | Metlakatla Power & Light | 6302 | Purple Lake | AK | Prince of Wales | 1 | HY | OP | 1.3 | 1.3 | 1.3 |  | 1 | 1956 | WAT |  | N | N | N | Electric Utility |  |  |  |  | N | [57 empty] | N/A | [39 empty] | 0 | 0 | 10.4
12385 | Metlakatla Power & Light | 6302 | Purple Lake | AK | Prince of Wales | 2 | HY | OP | 1.3 | 1.3 | 1.3 |  | 1 | 1956 | WAT |  | N | N | N | Electric Utility |  |  |  |  | N | [57 empty] | N/A | [39 empty] | 0 | 0 | 10.4
12385 | Metlakatla Power & Light | 6302 | Purple Lake | AK | Prince of Wales | 3 | HY | OP | 1.3 | 1.3 | 1.3 |  | 12 | 1962 | WAT |  | N | N | N | Electric Utility |  |  |  |  | N | [57 empty] | N/A | [39 empty] | 0 | 0 | 10.4
12385 | Metlakatla Power & Light | 7112 | Centennial | AK | Prince of Wales | IC6 | IC | OP | 3.3 | 3.3 | 3.3 |  | 4 | 1987 | DFO |  | N | N | N | Electric Utility |  |  |  |  | N | [57 empty] | LIQUID | [39 empty] | 0.7385 | 0.025484 | 12.5895
12385 | Metlakatla Power & Light | 7168 | Chester Lake | AK | Prince of Wales | 1 | HY | OP | 1 | 1 | 1 |  | 1 | 1988 | WAT |  | N | N | N | Electric Utility |  |  |  |  | N | [57 empty] | N/A | [39 empty] | 0 | 0 | 10.4
12397 | Metropolitan Water District of S CA | 72 | Venice | CA | Los Angeles | 1 | HY | OP | 10.1 | 10.1 | 10.1 |  | 8 | 1982 | WAT |  | N | Y | N | Electric Utility | [62 empty] | N/A | [39 empty] | 0 | 0 | 10.4
12397 | Metropolitan Water District of S CA | 745 | Etiwanda | CA | San Bernardino | 1 | HY | OP | 23.9 | 23.9 | 23.9 |  | 12 | 1994 | WAT |  | N | Y | N | Electric Utility | [62 empty] | N/A | [39 empty] | 0 | 0 | 10.4
12397 | Metropolitan Water District of S CA | 7942 | Diamond Valley Lake | CA | Riverside | 10 | HY | OP | 3.3 |  |  | G281 | 12 | 2001 | WAT |  | N | Y | N | Electric Utility | [62 empty] | N/A | [39 empty] | 0 | 0 | 10.4
12397 | Metropolitan Water District of S CA | 7942 | Diamond Valley Lake | CA | Riverside | 11 | HY | OP | 3.3 |  |  | G281 | 12 | 2001 | WAT |  | N | Y | N | Electric Utility | [62 empty] | N/A | [39 empty] | 0 | 0 | 10.4
12397 | Metropolitan Water District of S CA | 7942 | Diamond Valley Lake | CA | Riverside | 12 | HY | OP | 3.3 |  |  | G281 | 12 | 2001 | WAT |  | N | Y | N | Electric Utility | [62 empty] | N/A | [39 empty] | 0 | 0 | 10.4
12397 | Metropolitan Water District of S CA | 7942 | Diamond Valley Lake | CA | Riverside | 2 | HY | OP | 3.3 | 29.7 | 29.7 | G281 | 5 | 2001 | WAT |  | N | Y | N | Electric Utility | [62 empty] | N/A | [39 empty] | 0 | 0 | 10.4
12397 | Metropolitan Water District of S CA | 7942 | Diamond Valley Lake | CA | Riverside | 3 | HY | OP | 3.3 |  |  | G281 | 5 | 2001 | WAT |  | N | Y | N | Electric Utility | [62 empty] | N/A | [39 empty] | 0 | 0 | 10.4
12397 | Metropolitan Water District of S CA | 7942 | Diamond Valley Lake | CA | Riverside | 4 | HY | OP | 3.3 |  |  | G281 | 5 | 2001 | WAT |  | N | Y | N | Electric Utility | [62 empty] | N/A | [39 empty] | 0 | 0 | 10.4
12397 | Metropolitan Water District of S CA | 7942 | Diamond Valley Lake | CA | Riverside | 6 | HY | OP | 3.3 |  |  | G281 | 12 | 2001 | WAT |  | N | Y | N | Electric Utility | [62 empty] | N/A | [39 empty] | 0 | 0 | 10.4
12397 | Metropolitan Water District of S CA | 7942 | Diamond Valley Lake | CA | Riverside | 7 | HY | OP | 3.3 |  |  | G281 | 12 | 2001 | WAT |  | N | Y | N | Electric Utility | [62 empty] | N/A | [39 empty] | 0 | 0 | 10.4
12397 | Metropolitan Water District of S CA | 7942 | Diamond Valley Lake | CA | Riverside | 8 | HY | OP | 3.3 |  |  | G281 | 12 | 2001 | WAT |  | N | Y | N | Electric Utility | [62 empty] | N/A | [39 empty] | 0 | 0 | 10.4
12397 | Metropolitan Water District of S CA | 316 | Sepulveda Canyon | CA | Los Angeles | 1 | HY | OP | 8.5 | 8.5 | 8.5 |  | 6 | 1982 | WAT |  | N | Y | N | Electric Utility | [62 empty] | N/A | [39 empty] | 0 | 0 | 10.4
12397 | Metropolitan Water District of S CA | 479 | Temescal | CA | Riverside | 1 | HY | OP | 2.9 | 2.8 | 2.8 |  | 7 | 1983 | WAT |  | N | Y | N | Electric Utility | [62 empty] | N/A | [39 empty] | 0 | 0 | 10.4
12397 | Metropolitan Water District of S CA | 480 | Corona | CA | Riverside | 1 | HY | OP | 2.9 | 2.8 | 2.8 |  | 8 | 1983 | WAT |  | N | Y | N | Electric Utility | [62 empty] | N/A | [39 empty] | 0 | 0 | 10.4
12397 | Metropolitan Water District of S CA | 481 | Perris | CA | Riverside | 1 | HY | OP | 7.9 | 7.9 | 7.9 |  | 5 | 1983 | WAT |  | N | Y | N | Electric Utility | [62 empty] | N/A | [39 empty] | 0 | 0 | 10.4
12397 | Metropolitan Water District of S CA | 482 | Rio Hondo | CA | LOS ANGELES | 1 | HY | OP | 1.9 | 1.9 | 1.9 |  | 3 | 1984 | WAT |  | N | Y | N | Electric Utility | [62 empty] | N/A | [39 empty] | 0 | 0 | 10.4
12397 | Metropolitan Water District of S CA | 483 | Coyote Creek | CA | Orange | 1 | HY | OP | 3.1 | 3.1 | 3.1 |  | 6 | 1984 | WAT |  | N | Y | N | Electric Utility | [62 empty] | N/A | [39 empty] | 0 | 0 | 10.4
12397 | Metropolitan Water District of S CA | 484 | Red Mountain | CA | San Diego | 1 | HY | OP | 5.9 | 5.9 | 5.9 |  | 6 | 1985 | WAT |  | N | Y | N | Electric Utility | [62 empty] | N/A | [39 empty] | 0 | 0 | 10.4
12397 | Metropolitan Water District of S CA | 487 | Valley View | CA | Orange | 1 | HY | OP | 4.1 | 4.1 | 4.1 |  | 11 | 1985 | WAT |  | N | Y | N | Electric Utility | [62 empty] | N/A | [39 empty] | 0 | 0 | 10.4
12397 | Metropolitan Water District of S CA | 6644 | Lake Mathews | CA | Riverside | 1 | HY | OP | 4.9 | 4.9 | 4.9 |  | 8 | 1980 | WAT |  | N | Y | N | Electric Utility | [62 empty] | N/A | [39 empty] | 0 | 0 | 10.4
12397 | Metropolitan Water District of S CA | 6645 | Foothill Feeder | CA | Los Angeles | 1 | HY | OP | 4.5 | 7.1 | 6.7 | A184 | 4 | 1981 | WAT |  | N | Y | N | Electric Utility | [62 empty] | N/A | [39 empty] | 0 | 0 | 10.4
12397 | Metropolitan Water District of S CA | 6645 | Foothill Feeder | CA | Los Angeles | 2 | HY | OP | 4.5 |  |  | A184 | 4 | 1981 | WAT |  | N | Y | N | Electric Utility | [62 empty] | N/A | [39 empty] | 0 | 0 | 10.4
12397 | Metropolitan Water District of S CA | 6646 | San Dimas | CA | Los Angeles | 1 | HY | OP | 9.9 | 9.9 | 9.9 |  | 6 | 1981 | WAT |  | N | Y | N | Electric Utility | [62 empty] | N/A | [39 empty] | 0 | 0 | 10.4
12397 | Metropolitan Water District of S CA | 6647 | Yorba Linda | CA | Orange | 1 | HY | OP | 5.1 | 5.1 | 5.1 |  | 11 | 1981 | WAT |  | N | Y | N | Electric Utility | HY | WAT | 2014 | [59 empty] | N/A | [39 empty] | 0 | 0 | 10.4
12401 | Merimil Ltd Partnership | 10066 | Lockwood Hydroelectric Facility | ME | Kennebec | GEN1 | HY | OP | 0.8 | 0.7 | 0.7 |  | 10 | 1985 | WAT |  | N | Y | N | IPP Non-CHP |  |  |  |  | N | [57 empty] | N/A | [39 empty] | 0 | 0 | 10.4
12401 | Merimil Ltd Partnership | 10066 | Lockwood Hydroelectric Facility | ME | Kennebec | GEN2 | HY | OP | 0.8 | 0.7 | 0.7 |  | 10 | 1985 | WAT |  | N | Y | N | IPP Non-CHP |  |  |  |  | N | [57 empty] | N/A | [39 empty] | 0 | 0 | 10.4
12401 | Merimil Ltd Partnership | 10066 | Lockwood Hydroelectric Facility | ME | Kennebec | GEN3 | HY | OP | 0.8 | 0.7 | 0.7 |  | 10 | 1985 | WAT |  | N | Y | N | IPP Non-CHP |  |  |  |  | N | [57 empty] | N/A | [39 empty] | 0 | 0 | 10.4
12401 | Merimil Ltd Partnership | 10066 | Lockwood Hydroelectric Facility | ME | Kennebec | GEN4 | HY | OP | 0.8 | 0.7 | 0.7 |  | 10 | 1985 | WAT |  | N | Y | N | IPP Non-CHP |  |  |  |  | N | [57 empty] | N/A | [39 empty] | 0 | 0 | 10.4
12401 | Merimil Ltd Partnership | 10066 | Lockwood Hydroelectric Facility | ME | Kennebec | GEN5 | HY | OP | 0.8 | 0.7 | 0.7 |  | 10 | 1985 | WAT |  | N | Y | N | IPP Non-CHP |  |  |  |  | N | [57 empty] | N/A | [39 empty] | 0 | 0 | 10.4
12401 | Merimil Ltd Partnership | 10066 | Lockwood Hydroelectric Facility | ME | Kennebec | GEN6 | HY | OP | 0.8 | 0.7 | 0.7 |  | 10 | 1985 | WAT |  | N | Y | N | IPP Non-CHP |  |  |  |  | N | [57 empty] | N/A | [39 empty] | 0 | 0 | 10.4
12401 | Merimil Ltd Partnership | 10066 | Lockwood Hydroelectric Facility | ME | Kennebec | GEN7 | HY | OP | 2.4 | 2.2 | 2.2 |  | 10 | 1988 | WAT |  | N | Y | N | IPP Non-CHP |  |  |  |  | N | [57 empty] | N/A | [39 empty] | 0 | 0 | 10.4
12411 | Miami Dade Water & Sewer Dept | 54623 | Central District Wastewater Treat Plant | FL | Dade | 1 | IC | OP | 1.2 | 1.2 | 1.2 |  | 10 | 1989 | OBG |  | N | N | Y | Commercial CHP |  |  |  |  | N | [57 empty] | GAS | [39 empty] | 1.1659 | 0.0016829 | 10.4
12411 | Miami Dade Water & Sewer Dept | 54623 | Central District Wastewater Treat Plant | FL | Dade | 2 | IC | OP | 1.2 | 1.2 | 1.2 |  | 10 | 1989 | OBG |  | N | N | Y | Commercial CHP |  |  |  |  | N | [57 empty] | GAS | [39 empty] | 1.1659 | 0.0016829 | 10.4
12411 | Miami Dade Water & Sewer Dept | 54623 | Central District Wastewater Treat Plant | FL | Dade | 4 | IC | OP | 1.2 | 1.2 | 1.2 |  | 10 | 1989 | OBG |  | N | N | Y | Commercial CHP |  |  |  |  | N | [57 empty] | GAS | [39 empty] | 1.1659 | 0.0016829 | 10.4
12411 | Miami Dade Water & Sewer Dept | 54624 | South District Wastewater Treatment Plt | FL | Dade | 1 | IC | OP | 0.9 | 0.9 | 0.9 |  | 3 | 1991 | OBG |  | N | N | Y | Commercial CHP |  |  |  |  | N | [57 empty] | GAS | [39 empty] | 1.1659 | 0.0016829 | 10.4
12411 | Miami Dade Water & Sewer Dept | 54624 | South District Wastewater Treatment Plt | FL | Dade | 2 | IC | OP | 0.9 | 0.9 | 0.9 |  | 3 | 1991 | OBG |  | N | N | Y | Commercial CHP |  |  |  |  | N | [57 empty] | GAS | [39 empty] | 1.1659 | 0.0016829 | 10.4
12411 | Miami Dade Water & Sewer Dept | 54624 | South District Wastewater Treatment Plt | FL | Dade | 3 | IC | OP | 0.9 | 0.9 | 0.9 |  | 3 | 1991 | OBG |  | N | N | Y | Commercial CHP |  |  |  |  | N | [57 empty] | GAS | [39 empty] | 1.1659 | 0.0016829 | 10.4
12421 | Mill Shoals Hydro Co Inc | 54872 | Milstead | GA | Rockdale | GEN1 | HY | OP | 1 | 1 | 0.9 |  | 7 | 1994 | WAT |  | N | Y | N | IPP Non-CHP | [62 empty] | N/A | [39 empty] | 0 | 0 | 10.4
12436 | Michigan State University | 10328 | T B Simon Power Plant | MI | Ingham | GEN1 | ST | OP | 12.5 | 12.5 | 12.5 |  | 12 | 1965 | BIT | NG | Y | Y | Y | Commercial CHP |  |  |  |  | N | Y |  | Y | [37 empty] | OP | BR¦¦EW¦¦BR |  |  | 8¦¦ 14 |  | 1.5¦¦ 1.2¦¦ 3.5 | 1.5¦¦ 1.2¦¦ 3.5 |  |  | 99.7¦¦ 99.8¦¦ 99.3 | 8.6¦¦ 8.1¦¦ 11.3¦¦ 2.5 | 155000¦¦ 169000¦¦ 243000¦¦ 153000 |  |  |  |  | COAL | [39 empty] | 0.65012 | 1.1896 | 12.575
12436 | Michigan State University | 10328 | T B Simon Power Plant | MI | Ingham | GEN2 | ST | OP | 12.5 | 12.5 | 12.5 |  | 9 | 1966 | BIT | NG | Y | Y | Y | Commercial CHP |  |  |  |  | N | Y |  | Y | [37 empty] | OP | BR¦¦EW¦¦BR |  |  | 8¦¦ 14 |  | 1.5¦¦ 1.2¦¦ 3.5 | 1.5¦¦ 1.2¦¦ 3.5 |  |  | 99.7¦¦ 99.8¦¦ 99.3 | 8.6¦¦ 8.1¦¦ 11.3¦¦ 2.5 | 155000¦¦ 169000¦¦ 243000¦¦ 153000 |  |  |  |  | COAL | [39 empty] | 0.64686 | 1.1719 | 12.531
12436 | Michigan State University | 10328 | T B Simon Power Plant | MI | Ingham | GEN3 | ST | OP | 15 | 15 | 15 |  | 12 | 1974 | BIT | NG | Y | Y | Y | Commercial CHP |  |  |  |  | N | Y |  | Y | [37 empty] | OP | BR¦¦EW¦¦BR |  |  | 8¦¦ 14 |  | 1.5¦¦ 1.2¦¦ 3.5 | 1.5¦¦ 1.2¦¦ 3.5 |  |  | 99.7¦¦ 99.8¦¦ 99.3 | 8.6¦¦ 8.1¦¦ 11.3¦¦ 2.5 | 155000¦¦ 169000¦¦ 243000¦¦ 153000 |  |  |  |  | COAL | [39 empty] | 0.57731 | 0.98587 | 12.0545
12436 | Michigan State University | 10328 | T B Simon Power Plant | MI | Ingham | GEN4 | ST | OP | 21 | 21 | 21 |  | 8 | 1993 | BIT | NG | Y | Y | Y | Commercial CHP |  |  |  |  | N |  | Y | Y | [37 empty] | OP | BR¦¦EW¦¦BR |  |  | 8¦¦ 14 |  | 1.5¦¦ 1.2¦¦ 3.5 | 1.5¦¦ 1.2¦¦ 3.5 |  |  | 99.7¦¦ 99.8¦¦ 99.3 | 8.6¦¦ 8.1¦¦ 11.3¦¦ 2.5 | 155000¦¦ 169000¦¦ 243000¦¦ 153000 |  |  |  |  | COAL | [39 empty] | 0.42984 | 0.55665 | 11.1847
12436 | Michigan State University | 10328 | T B Simon Power Plant | MI | Ingham | GEN5 | ST | OP | 24 | 23.8 | 23.8 |  | 5 | 2006 | BIT | NG | Y | Y | Y | Commercial CHP |  |  |  |  | N | Y |  | Y | [37 empty] | OP | BR¦¦EW¦¦BR |  |  | 8¦¦ 14 |  | 1.5¦¦ 1.2¦¦ 3.5 | 1.5¦¦ 1.2¦¦ 3.5 |  |  | 99.7¦¦ 99.8¦¦ 99.3 | 8.6¦¦ 8.1¦¦ 11.3¦¦ 2.5 | 155000¦¦ 169000¦¦ 243000¦¦ 153000 |  |  |  |  | COAL | MI | T B Simon Power Plant | 10328 | UNIT2 | 2010 |  | CAIROS | 2792.79 | 6 |  | 490408.55 |  | 0.2405 | 84.799 |  | 704792.155 | 5 |  | Ingham | Cogeneration |  |  | 42.7178 | -84.4836 | Michigan State University (Owner/Operator) |  |  | Operating | Dry bottom wall-fired boiler | Coal | Natural Gas |  | Low NOx Burner Technology (Dry Bottom only) Overfire Air Selective Non-catalytic Reduction | Baghouse | 330 | 10.4 | COAL | 36.7799 | -272.6872 | 0.2405 | 0.20672 | 10.7408
12436 | Michigan State University | 10328 | T B Simon Power Plant | MI | Ingham | GEN6 | GT | OP | 14.3 | 12.6 | 14.3 |  | 4 | 2006 | NG |  | N | Y | N | Commercial CHP |  |  |  |  | N |  |  | N | [54 empty] | GAS | [39 empty] | 0.092199 | 0.0011469 | 10.6609
12449 | Mid Set Cogeneration Co | 10501 | Mid-Set Cogeneration | CA | Kern | K100 | GT | OP | 39.1 | 36 | 34 |  | 4 | 1989 | NG |  | N | Y | Y | IPP CHP | [62 empty] | GAS | [39 empty] | 0.10869 | 0.0012376 | 12.1674
12454 | Mi-28 Water Power Project LLC | 54812 | Mile 28 Water Power Project | ID | Jerome | 1 | HY | OP | 0.7 | 0.7 | 0.6 |  | 6 | 1994 | WAT |  | N | Y | N | IPP Non-CHP |  |  |  |  | N | [57 empty] | N/A | [39 empty] | 0 | 0 | 10.4
12454 | Mi-28 Water Power Project LLC | 54812 | Mile 28 Water Power Project | ID | Jerome | 2 | HY | OP | 0.7 | 0.7 | 0.6 |  | 6 | 1994 | WAT |  | N | Y | N | IPP Non-CHP |  |  |  |  | N | [57 empty] | N/A | [39 empty] | 0 | 0 | 10.4
12465 | System Energy Resources, Inc | 6072 | Grand Gulf | MS | Claiborne | 1 | ST | OP | 1372.5 | 1190 | 1201 |  | 7 | 1985 | NUC |  | N | Y | N | Electric Utility |  |  |  |  | N | [57 empty] | N/A | [39 empty] | 0 | 0 | 10.4
12469 | Milford Power Ltd Partnership | 54805 | Milford Power LP | MA | Worcester | GT-1 | CT | OP | 128.9 | 107.9 | 123.6 |  | 3 | 1993 | NG |  | N | Y | N | IPP Non-CHP |  |  |  |  | N | [57 empty] | GAS | MA | Milford Power, LP | 54805 | 1 | 2010 |  | ARP, CAIROS, RGGI | 2789.94 | 12 | 296446.48 |  | 0.993 | 0.0319 | 48.407 | 196733.961 | 3310410.015 | 1 |  | Worcester | Electric Utility |  |  | 42.1292 | -71.5122 | Milford Power, LP (Owner) IPA Operations, Inc. (Operator) | Phase 2 |  | Operating | Combined cycle | Pipeline Natural Gas |  |  | Selective Catalytic Reduction Steam Injection |  | 1401 | 11.1325 | GAS | 125 | 494.3366 | 0.0319 | 0.0006 | 11.1325
12469 | Milford Power Ltd Partnership | 54805 | Milford Power LP | MA | Worcester | ST-1 | CA | OP | 49.1 | 40.1 | 46.2 |  | 3 | 1993 | NG |  | N | Y | N | IPP Non-CHP |  |  |  |  | N | [57 empty] | GAS | [39 empty] | 0 | 0 | 10.4
12490 | Middletown Power LLC | 562 | Middletown | CT | Middlesex | 10 | GT | OP | 18.5 | 17.2 | 22.1 |  | 8 | 1966 | KER |  | N | Y | N | IPP Non-CHP |  |  |  |  | N | [57 empty] | LIQUID | CT | Middletown | 562 | 10 | 2010 |  | CAIROS | 95 | 6 | 1275 |  |  | 1.2 | 14.25 |  | 23750 | 1 | Northeast Power Coordinating Council | Middlesex | Electric Utility | 4911 | Electric Services | 41.5544 | -72.5793 | Middletown Power, LLC (Owner/Operator) |  |  | Operating | Combustion turbine | Other Oil |  |  |  |  | 250 | 10.4 | LIQUID | 24 | 1957.0136 | 1.2 | 0.012374 | 11.3161
12490 | Middletown Power LLC | 562 | Middletown | CT | Middlesex | 2 | ST | OP | 113.6 | 117 | 120 |  | 10 | 1958 | RFO | NG | Y | Y | N | IPP Non-CHP |  |  |  |  | N | [6 empty] | 2 | 1958 | 142330 | 0.1 | 1.2 | 0.45 | PB | DP | NP | 1981 | 1981 | 1981 | MS | IF | [20 empty] | OP | EK |  |  |  | 0.1 |  |  | 0.3 |  | 98.5 | 2 | 331000 | OP | LN | SR |  | LIQUID | CT | Middletown | 562 | 2 | 2010 |  | ARP, CAIROS, RGGI | 2181.14 | 12 | 124995.17 |  | 15.081 | 0.115 | 107.276 | 97963.499 | 1620373.54 | 1 | Northeast Power Coordinating Council | Middlesex | Electric Utility | 4911 | Electric Services | 41.5544 | -72.5793 | Middletown Power, LLC (Owner/Operator) | Phase 2 |  | Operating | Dry bottom wall-fired boiler | Residual Oil | Pipeline Natural Gas |  | Overfire Air | Electrostatic Precipitator | 1295 | 12.7209 | LIQUID | 126 | 1975 | 0.115 | 0.018614 | 12.7209
12490 | Middletown Power LLC | 562 | Middletown | CT | Middlesex | 3 | ST | OP | 239.4 | 236 | 245 |  | 1 | 1964 | RFO | NG | Y | Y | N | IPP Non-CHP |  |  |  |  | N | [6 empty] | 3 | 1964 | 273480 | 0.015 | 0.2 | 0.09 | PB | DP | NP | 2005 | 2005 | 2005 | MS | CF | [20 empty] | OP | EK |  |  |  | 0.1 |  |  | 0.3 |  | 98.5 | 1 | 750000 | OP | LN | SR |  | LIQUID | CT | Middletown | 562 | 3 | 2010 |  | ARP, CAIROS, RGGI | 1173.38 | 12 | 151234.95 |  | 15.894 | 0.187 | 213.428 | 118621.106 | 1937944.234 | 1 | Northeast Power Coordinating Council | Middlesex | Electric Utility | 4911 | Electric Services | 41.5544 | -72.5793 | Middletown Power, LLC (Owner/Operator) | Phase 2 |  | Operating | Cyclone boiler | Residual Oil | Pipeline Natural Gas |  | Water Injection Selective Non-catalytic Reduction | Electrostatic Precipitator | 2370 | 11.2427 | LIQUID | 256 | 1977.551 | 0.187 | 0.016403 | 11.2427
12490 | Middletown Power LLC | 562 | Middletown | CT | Middlesex | 4 | ST | OP | 414.9 | 400 | 402 |  | 5 | 1973 | RFO |  | N | Y | N | IPP Non-CHP |  |  |  |  | N | [6 empty] | 4 | 1973 | 639847 | [44 empty] | OP | LN | SR |  | LIQUID | CT | Middletown | 562 | 4 | 2010 |  | ARP, CAIROS, RGGI | 510.23 | 12 | 59968.55 |  | 132.768 | 0.1626 | 90.509 | 77376.794 | 955985.743 | 1 | Northeast Power Coordinating Council | Middlesex | Electric Utility | 4911 | Electric Services | 41.5544 | -72.5793 | NRG Energy, Inc (Operator) Middletown Power, LLC (Owner) | Phase 2 |  | Operating | Tangentially-fired | Residual Oil |  |  |  |  | 4684 | 13.6301 | LIQUID | 419 | 1978.8557 | 0.1626 | 0.27776 | 13.6301
12492 | Midland Cogeneration Venture | 10745 | Midland Cogeneration Venture | MI | Midland | GT10 | CT | OP | 87.1 | 84 | 101 |  | 1 | 1990 | NG |  | N | Y | Y | IPP CHP |  |  |  |  | N | [57 empty] | GAS | MI | Midland Cogeneration Venture | 10745 | 10 | 2010 |  | CAIRNOX, CAIROS, CAIRSO2 | 3245.25 | 12 | 263270.75 |  | 0.941 | 0.1147 | 173.195 |  | 3136058.925 | 5 |  | Midland | Cogeneration | 4939 | Combination Utility Services | 43.5861 | -84.2242 | Midland Cogeneration Venture, LP (Owner/Operator) |  |  | Operating | Combined cycle | Pipeline Natural Gas |  |  | Steam Injection |  | 1400 | 10.4 | GAS | 134.6154 | 333.5872 | 0.1147 | 0.0006 | 10.6969
12492 | Midland Cogeneration Venture | 10745 | Midland Cogeneration Venture | MI | Midland | GT11 | CT | OP | 87.1 | 84 | 101 |  | 2 | 1990 | NG |  | N | Y | Y | IPP CHP |  |  |  |  | N | [57 empty] | GAS | MI | Midland Cogeneration Venture | 10745 | 11 | 2010 |  | CAIRNOX, CAIROS, CAIRSO2 | 1818.25 | 12 | 146077 |  | 0.523 | 0.0749 | 58.986 |  | 1742120.5 | 5 |  | Midland | Cogeneration | 4939 | Combination Utility Services | 43.5861 | -84.2242 | Midland Cogeneration Venture, LP (Owner/Operator) |  |  | Operating | Combined cycle | Pipeline Natural Gas |  |  | Steam Injection |  | 1400 | 10.4 | GAS | 134.6154 | 333.5872 | 0.0749 | 0.0006 | 10.6969
12492 | Midland Cogeneration Venture | 10745 | Midland Cogeneration Venture | MI | Midland | GT12 | CT | OP | 87.1 | 84 | 101 |  | 3 | 1990 | NG |  | N | Y | Y | IPP CHP |  |  |  |  | N | [57 empty] | GAS | MI | Midland Cogeneration Venture | 10745 | 12 | 2010 |  | CAIRNOX, CAIROS, CAIRSO2 | 7675 | 12 | 608541 |  | 2.434 | 0.0934 | 374.575 |  | 8111183.575 | 5 |  | Midland | Cogeneration | 4939 | Combination Utility Services | 43.5861 | -84.2242 | Midland Cogeneration Venture, LP (Owner/Operator) |  |  | Operating | Combined cycle | Pipeline Natural Gas |  |  | Dry Low NOx Burners |  | 1375 | 10.4 | GAS | 132.2115 | 345.4874 | 0.0934 | 0.0006 | 10.6969
12492 | Midland Cogeneration Venture | 10745 | Midland Cogeneration Venture | MI | Midland | GT13 | CT | OP | 87.1 | 88 | 103 |  | 4 | 1990 | NG |  | N | Y | Y | IPP CHP |  |  |  |  | N | [57 empty] | GAS | MI | Midland Cogeneration Venture | 10745 | 13 | 2010 |  | CAIRNOX, CAIROS, CAIRSO2 | 2101.25 | 12 | 179272.25 |  | 0.64 | 0.1257 | 131.301 |  | 2132690.625 | 5 |  | Midland | Cogeneration | 4939 | Combination Utility Services | 43.5861 | -84.2242 | Midland Cogeneration Venture, LP (Owner/Operator) |  |  | Operating | Combined cycle | Pipeline Natural Gas |  |  | Steam Injection |  | 1400 | 10.4 | GAS | 134.6154 | 346.5273 | 0.1257 | 0.0006 | 10.6969
12492 | Midland Cogeneration Venture | 10745 | Midland Cogeneration Venture | MI | Midland | GT14 | CT | OP | 87.1 | 88 | 103 |  | 5 | 1990 | NG |  | N | Y | Y | IPP CHP |  |  |  |  | N | [57 empty] | GAS | MI | Midland Cogeneration Venture | 10745 | 14 | 2010 |  | CAIRNOX, CAIROS, CAIRSO2 | 2615.5 | 12 | 212034.75 |  | 0.752 | 0.097 | 118.045 |  | 2507833.75 | 5 |  | Midland | Cogeneration | 4939 | Combination Utility Services | 43.5861 | -84.2242 | Midland Cogeneration Venture, LP (Owner/Operator) |  |  | Operating | Combined cycle | Pipeline Natural Gas |  |  | Steam Injection |  | 1400 | 10.4 | GAS | 134.6154 | 346.5273 | 0.097 | 0.0006 | 10.6969
12492 | Midland Cogeneration Venture | 10745 | Midland Cogeneration Venture | MI | Midland | GT3 | CT | OP | 87.1 | 88 | 103 |  | 6 | 1989 | NG |  | N | Y | Y | IPP CHP |  |  |  |  | N | [57 empty] | GAS | MI | Midland Cogeneration Venture | 10745 | 3 | 2010 |  | CAIRNOX, CAIROS, CAIRSO2 | 2484.75 | 12 | 213026.75 |  | 0.705 | 0.1159 | 134.826 |  | 2348742.9 | 5 |  | Midland | Cogeneration | 4939 | Combination Utility Services | 43.5861 | -84.2242 | Midland Cogeneration Venture, LP (Owner/Operator) |  |  | Operating | Combined cycle | Pipeline Natural Gas |  |  | Steam Injection |  | 1175 | 10.4 | GAS | 112.9808 | 451.5497 | 0.1159 | 0.0006 | 10.7913
12492 | Midland Cogeneration Venture | 10745 | Midland Cogeneration Venture | MI | Midland | GT4 | CT | OP | 87.1 | 88 | 103 |  | 8 | 1989 | NG |  | N | Y | Y | IPP CHP |  |  |  |  | N | [57 empty] | GAS | MI | Midland Cogeneration Venture | 10745 | 4 | 2010 |  | CAIRNOX, CAIROS, CAIRSO2 | 2666.25 | 12 | 222906.25 |  | 0.74 | 0.1127 | 138.277 |  | 2464868.025 | 5 |  | Midland | Cogeneration | 4939 | Combination Utility Services | 43.5861 | -84.2242 | Midland Cogeneration Venture, LP (Owner/Operator) |  |  | Operating | Combined cycle | Pipeline Natural Gas |  |  | Steam Injection |  | 1175 | 10.4 | GAS | 112.9808 | 451.5497 | 0.1127 | 0.0006 | 10.7913
12492 | Midland Cogeneration Venture | 10745 | Midland Cogeneration Venture | MI | Midland | GT5 | CT | OP | 87.1 | 88 | 103 |  | 9 | 1989 | NG |  | N | Y | Y | IPP CHP |  |  |  |  | N | [57 empty] | GAS | MI | Midland Cogeneration Venture | 10745 | 5 | 2010 |  | CAIRNOX, CAIROS, CAIRSO2 | 1462 | 12 | 118785.25 |  | 0.409 | 0.0855 | 57.556 |  | 1361985 | 5 |  | Midland | Cogeneration | 4939 | Combination Utility Services | 43.5861 | -84.2242 | Midland Cogeneration Venture, LP (Owner/Operator) |  |  | Operating | Combined cycle | Pipeline Natural Gas |  |  | Steam Injection |  | 1175 | 10.4 | GAS | 112.9808 | 451.5497 | 0.0855 | 0.000601 | 10.7913
12492 | Midland Cogeneration Venture | 10745 | Midland Cogeneration Venture | MI | Midland | GT6 | CT | OP | 87.1 | 88 | 103 |  | 10 | 1989 | NG |  | N | Y | Y | IPP CHP |  |  |  |  | N | [57 empty] | GAS | MI | Midland Cogeneration Venture | 10745 | 6 | 2010 |  | CAIRNOX, CAIROS, CAIRSO2 | 3609.75 | 12 | 304486 |  | 1.02 | 0.1139 | 186.162 |  | 3398707.75 | 5 |  | Midland | Cogeneration | 4939 | Combination Utility Services | 43.5861 | -84.2242 | Midland Cogeneration Venture, LP (Owner/Operator) |  |  | Operating | Combined cycle | Pipeline Natural Gas |  |  | Steam Injection |  | 1175 | 10.4 | GAS | 112.9808 | 451.5497 | 0.1139 | 0.0006 | 10.7913
12492 | Midland Cogeneration Venture | 10745 | Midland Cogeneration Venture | MI | Midland | GT7 | CT | OP | 87.1 | 88 | 103 |  | 9 | 1989 | NG |  | N | Y | Y | IPP CHP |  |  |  |  | N | [57 empty] | GAS | MI | Midland Cogeneration Venture | 10745 | 7 | 2010 |  | CAIRNOX, CAIROS, CAIRSO2 | 2350.5 | 12 | 197274 |  | 0.681 | 0.1295 | 136.874 |  | 2269318.2 | 5 |  | Midland | Cogeneration | 4939 | Combination Utility Services | 43.5861 | -84.2242 | Midland Cogeneration Venture, LP (Owner/Operator) |  |  | Operating | Combined cycle | Pipeline Natural Gas |  |  | Steam Injection |  | 1175 | 10.4 | GAS | 112.9808 | 451.5497 | 0.1295 | 0.0006 | 10.7913
12492 | Midland Cogeneration Venture | 10745 | Midland Cogeneration Venture | MI | Midland | GT8 | CT | OP | 87.1 | 88 | 103 |  | 12 | 1989 | NG |  | N | Y | Y | IPP CHP |  |  |  |  | N | [57 empty] | GAS | MI | Midland Cogeneration Venture | 10745 | 8 | 2010 |  | CAIRNOX, CAIROS, CAIRSO2 | 2454.25 | 12 | 205679 |  | 0.701 | 0.1366 | 146.75 |  | 2337805.275 | 5 |  | Midland | Cogeneration | 4939 | Combination Utility Services | 43.5861 | -84.2242 | Midland Cogeneration Venture, LP (Owner/Operator) |  |  | Operating | Combined cycle | Pipeline Natural Gas |  |  | Steam Injection |  | 1175 | 10.4 | GAS | 112.9808 | 451.5497 | 0.1366 | 0.0006 | 10.7913
12492 | Midland Cogeneration Venture | 10745 | Midland Cogeneration Venture | MI | Midland | GT9 | CT | OP | 87.1 | 88 | 103 |  | 1 | 1990 | NG |  | N | Y | Y | IPP CHP |  |  |  |  | N | [57 empty] | GAS | MI | Midland Cogeneration Venture | 10745 | 9 | 2010 |  | CAIRNOX, CAIROS, CAIRSO2 | 2107.75 | 12 | 176821 |  | 0.623 | 0.1491 | 129.61 |  | 2077233.55 | 5 |  | Midland | Cogeneration | 4939 | Combination Utility Services | 43.5861 | -84.2242 | Midland Cogeneration Venture, LP (Owner/Operator) |  |  | Operating | Combined cycle | Pipeline Natural Gas |  |  | Steam Injection |  | 1400 | 10.4 | GAS | 134.6154 | 346.5273 | 0.1491 | 0.0006 | 10.6969
12492 | Midland Cogeneration Venture | 10745 | Midland Cogeneration Venture | MI | Midland | ST1 | CA | OP | 410 | 410 | 410 |  | 2 | 1990 | NG |  | N | Y | Y | IPP CHP |  |  |  |  | N | [6 empty] | SVBO6¦¦SVBO1¦¦SVBO2¦¦SVBO3¦¦SVBO4¦¦SVBO5¦¦SV09¦¦SV10¦¦SV11¦¦SV12¦¦SV13¦¦SV14 | 2009¦¦ 2008¦¦ 2008¦¦ 2008¦¦ 2008¦¦ 2009¦¦ 1990¦¦ 1990¦¦ 1990¦¦ 1990¦¦ 1990¦¦ 1990 | 149550¦¦ 540000¦¦ 540000¦¦ 540000¦¦ 540000¦¦ 540000¦¦ 540000 | [48 empty] | GAS | [39 empty] | 0 | 0 | 10.4
12492 | Midland Cogeneration Venture | 10745 | Midland Cogeneration Venture | MI | Midland | BP15 | CA | OP | 13.4 | 13.4 | 13.4 |  | 7 | 1998 | NG |  | N | Y | Y | IPP CHP |  |  |  |  | N | [6 empty] | SVBO1¦¦SVBO2¦¦SVBO3¦¦SVBO4¦¦SVBO5¦¦SVBO6¦¦SV09¦¦SV10¦¦SV11¦¦SV12¦¦SV13¦¦SV14 | 2008¦¦ 2009¦¦ 2009¦¦ 1990¦¦ 1990¦¦ 1990¦¦ 1990¦¦ 1990¦¦ 1990 | 149550¦¦ 540000¦¦ 540000¦¦ 540000¦¦ 540000¦¦ 540000¦¦ 540000 | [48 empty] | GAS | [39 empty] | 0 | 0 | 10.4
12501 | Midlothian Energy LP | 55091 | Midlothian Energy Facility | TX | Ellis | STK1 | CS | OP | 289 | 208 | 233 |  | 5 | 2000 | NG |  | N | Y | N | IPP Non-CHP |  |  |  |  | N | [57 empty] | GAS | TX | Midlothian Energy | 55091 | STK1 | 2010 |  | ARP, CAIRNOX, CAIRSO2 | 3044.76 | 12 | 569161.01 |  | 1.272 | 0.0176 | 25.375 | 251981.204 | 4240100.311 | 6 | Electric Reliability Council of Texas | Ellis | Electric Utility | 4911 | Electric Services | 32.4302 | -97.0537 | Midlothian Energy, LP (Owner) IPA Operations, Inc. (Operator) | Phase 2 |  | Operating | Combined cycle | Pipeline Natural Gas | Diesel Oil |  | Dry Low NOx Burners Water Injection Selective Catalytic Reduction |  | 2140 | 7.3872 | GAS | 235 | 1995.7082 | 0.0176 | 0.0006 | 7.3872
12501 | Midlothian Energy LP | 55091 | Midlothian Energy Facility | TX | Ellis | STK2 | CS | OP | 289 | 208 | 233 |  | 5 | 2000 | NG |  | N | Y | N | IPP Non-CHP |  |  |  |  | N | [57 empty] | GAS | TX | Midlothian Energy | 55091 | STK2 | 2010 |  | ARP, CAIRNOX, CAIRSO2 | 2752.87 | 12 | 510204.04 |  | 1.158 | 0.0185 | 24.999 | 229429.182 | 3860552.178 | 6 | Electric Reliability Council of Texas | Ellis | Electric Utility | 4911 | Electric Services | 32.4302 | -97.0537 | Midlothian Energy, LP (Owner) IPA Operations, Inc. (Operator) | Phase 2 |  | Operating | Combined cycle | Pipeline Natural Gas | Diesel Oil |  | Dry Low NOx Burners Water Injection Selective Catalytic Reduction |  | 2140 | 7.4371 | GAS | 241 | 1982.8326 | 0.0185 | 0.0006 | 7.4371
12501 | Midlothian Energy LP | 55091 | Midlothian Energy Facility | TX | Ellis | STK3 | CS | OP | 289 | 208 | 233 |  | 7 | 2000 | NG |  | N | Y | N | IPP Non-CHP |  |  |  |  | N | [57 empty] | GAS | TX | Midlothian Energy | 55091 | STK3 | 2010 |  | ARP, CAIRNOX, CAIRSO2 | 1446.35 | 12 | 267504.82 |  | 0.609 | 0.0222 | 13.068 | 120671.848 | 2030539.987 | 6 | Electric Reliability Council of Texas | Ellis | Electric Utility | 4911 | Electric Services | 32.4302 | -97.0537 | Midlothian Energy, LP (Owner) IPA Operations, Inc. (Operator) | Phase 2 |  | Operating | Combined cycle | Pipeline Natural Gas | Diesel Oil |  | Dry Low NOx Burners Water Injection Selective Catalytic Reduction |  | 2140 | 7.4379 | GAS | 227 | 1986.7841 | 0.0222 | 0.0006 | 7.4379
12501 | Midlothian Energy LP | 55091 | Midlothian Energy Facility | TX | Ellis | STK4 | CS | OP | 289 | 208 | 233 |  | 9 | 2000 | NG |  | N | Y | N | IPP Non-CHP |  |  |  |  | N | [57 empty] | GAS | TX | Midlothian Energy | 55091 | STK4 | 2010 |  | ARP, CAIRNOX, CAIRSO2 | 2999.05 | 12 | 553713.56 |  | 1.252 | 0.025 | 28.225 | 247998.031 | 4173000.831 | 6 | Electric Reliability Council of Texas | Ellis | Electric Utility | 4911 | Electric Services | 32.4302 | -97.0537 | Midlothian Energy, LP (Owner) IPA Operations, Inc. (Operator) | Phase 2 |  | Operating | Combined cycle | Pipeline Natural Gas |  |  | Dry Low NOx Burners Selective Catalytic Reduction |  | 2140 | 7.4031 | GAS | 244 | 1976.3948 | 0.025 | 0.0006 | 7.4031
12501 | Midlothian Energy LP | 55091 | Midlothian Energy Facility | TX | Ellis | STK5 | CS | OP | 289 | 223 | 253 |  | 8 | 2001 | NG |  | N | Y | N | IPP Non-CHP |  |  |  |  | N | [57 empty] | GAS | TX | Midlothian Energy | 55091 | STK5 | 2010 |  | ARP, CAIRNOX, CAIRSO2 | 3884.35 | 12 | 765333.75 |  | 1.708 | 0.0257 | 43.945 | 338260.95 | 5691866.387 | 6 | Electric Reliability Council of Texas | Ellis | Electric Utility | 4911 | Electric Services | 32.4302 | -97.0537 | Midlothian Energy, LP (Owner) IPA Operations, Inc. (Operator) | Phase 2 |  | Operating | Combined cycle | Pipeline Natural Gas |  |  | Dry Low NOx Burners Selective Catalytic Reduction |  | 2406 | 7.331 | GAS | 264 | 1978.2609 | 0.0257 | 0.0006 | 7.331
12501 | Midlothian Energy LP | 55091 | Midlothian Energy Facility | TX | Ellis | STK6 | CS | OP | 289 | 223 | 253 |  | 9 | 2001 | NG |  | N | Y | N | IPP Non-CHP |  |  |  |  | N | [57 empty] | GAS | TX | Midlothian Energy | 55091 | STK6 | 2010 |  | ARP, CAIRNOX, CAIRSO2 | 2260.14 | 12 | 443141.66 |  | 0.998 | 0.0288 | 27.363 | 197776.727 | 3328002.561 | 6 | Electric Reliability Council of Texas | Ellis | Electric Utility | 4911 | Electric Services | 32.4302 | -97.0537 | Midlothian Energy, LP (Owner) IPA Operations, Inc. (Operator) | Phase 2 |  | Operating | Combined cycle | Pipeline Natural Gas |  |  | Dry Low NOx Burners Selective Catalytic Reduction |  | 2406 | 7.3465 | GAS | 268 | 1970.3557 | 0.0288 | 0.0006 | 7.3465
12502 | Middle Fork Irrigation Dist | 50917 | Middle Fork Irrigation District | OR | HOOD RIVER | GEN1 | HY | OP | 2 | 2 | 2 |  | 3 | 1986 | WAT |  | N | Y | N | IPP Non-CHP |  |  |  |  | N | [57 empty] | N/A | [39 empty] | 0 | 0 | 10.4
12502 | Middle Fork Irrigation Dist | 50917 | Middle Fork Irrigation District | OR | HOOD RIVER | GEN2 | HY | OP | 0.5 | 0.5 | 0.5 |  | 3 | 1986 | WAT |  | N | Y | N | IPP Non-CHP |  |  |  |  | N | [57 empty] | N/A | [39 empty] | 0 | 0 | 10.4
12502 | Middle Fork Irrigation Dist | 50917 | Middle Fork Irrigation District | OR | HOOD RIVER | GEN3 | HY | OP | 0.8 | 0.8 | 0.8 |  | 3 | 1986 | WAT |  | N | Y | N | IPP Non-CHP |  |  |  |  | N | [57 empty] | N/A | [39 empty] | 0 | 0 | 10.4
12524 | Midwest Energy Inc | 1224 | Bird City | KS | Cheyenne | 1 | IC | OP | 2 | 2 | 2 |  | 1 | 1965 | DFO |  | N | Y | N | Electric Utility |  |  |  |  | N | [57 empty] | LIQUID | [39 empty] | 0.7385 | 0.025484 | 12.5895
12524 | Midwest Energy Inc | 1224 | Bird City | KS | Cheyenne | 2 | IC | OP | 2 | 2 | 2 |  | 1 | 1966 | DFO |  | N | Y | N | Electric Utility |  |  |  |  | N | [57 empty] | LIQUID | [39 empty] | 0.7385 | 0.025484 | 12.5895
12524 | Midwest Energy Inc | 1225 | Colby | KS | Thomas | GT1 | GT | OP | 16 | 13 | 13 |  | 1 | 1970 | NG |  | N | Y | N | Electric Utility |  |  |  |  | N | [57 empty] | GAS | [39 empty] | 0.24922 | 0.003107 | 11.6978
12524 | Midwest Energy Inc | 1334 | Great Bend | KS | Barton | 1 | IC | OP | 1 | 1 | 1 |  | 1 | 1947 | NG | DFO | Y | Y | N | Electric Utility |  |  |  |  | N | [57 empty] | GAS | [39 empty] | 1.1659 | 0.0016829 | 10.4
12524 | Midwest Energy Inc | 1334 | Great Bend | KS | Barton | 2 | IC | OP | 1 | 1 | 1 |  | 1 | 1947 | NG | DFO | Y | Y | N | Electric Utility |  |  |  |  | N | [57 empty] | GAS | [39 empty] | 1.1659 | 0.0016829 | 10.4
12524 | Midwest Energy Inc | 1334 | Great Bend | KS | Barton | 3 | IC | OP | 1 | 1 | 1 |  | 1 | 1949 | NG | DFO | Y | Y | N | Electric Utility |  |  |  |  | N | [57 empty] | GAS | [39 empty] | 1.1659 | 0.0016829 | 10.4
12524 | Midwest Energy Inc | 1334 | Great Bend | KS | Barton | 4 | IC | OP | 1 | 1 | 1 |  | 1 | 1949 | NG | DFO | Y | Y | N | Electric Utility |  |  |  |  | N | [57 empty] | GAS | [39 empty] | 1.1659 | 0.0016829 | 10.4
12524 | Midwest Energy Inc | 1334 | Great Bend | KS | Barton | 5 | IC | OP | 3 | 3 | 3 |  | 1 | 1954 | NG | DFO | Y | Y | N | Electric Utility |  |  |  |  | N | [57 empty] | GAS | [39 empty] | 1.1659 | 0.0016829 | 10.4
12524 | Midwest Energy Inc | 1334 | Great Bend | KS | Barton | 6 | IC | OP | 3 | 3 | 3 |  | 1 | 1954 | NG | DFO | Y | Y | N | Electric Utility |  |  |  |  | N | [57 empty] | GAS | [39 empty] | 1.1659 | 0.0016829 | 10.4
12524 | Midwest Energy Inc | 56497 | Goodman Energy Center | KS | Ellis | 1 | IC | OP | 8.4 | 8.2 | 8.2 |  | 6 | 2008 | NG |  | N | Y | N | Electric Utility |  |  |  |  | N | [57 empty] | GAS | [39 empty] | 1.1659 | 0.0016829 | 10.4
12524 | Midwest Energy Inc | 56497 | Goodman Energy Center | KS | Ellis | 2 | IC | OP | 8.4 | 8.2 | 8.2 |  | 6 | 2008 | NG |  | N | Y | N | Electric Utility |  |  |  |  | N | [57 empty] | GAS | [39 empty] | 1.1659 | 0.0016829 | 10.4
12524 | Midwest Energy Inc | 56497 | Goodman Energy Center | KS | Ellis | 3 | IC | OP | 8.4 | 8.2 | 8.2 |  | 6 | 2008 | NG |  | N | Y | N | Electric Utility |  |  |  |  | N | [57 empty] | GAS | [39 empty] | 1.1659 | 0.0016829 | 10.4
12524 | Midwest Energy Inc | 56497 | Goodman Energy Center | KS | Ellis | 4 | IC | OP | 8.4 | 8.2 | 8.2 |  | 6 | 2008 | NG |  | N | Y | N | Electric Utility |  |  |  |  | N | [57 empty] | GAS | [39 empty] | 1.1659 | 0.0016829 | 10.4
12524 | Midwest Energy Inc | 56497 | Goodman Energy Center | KS | Ellis | 5 | IC | OP | 8.4 | 8.2 | 8.2 |  | 6 | 2008 | NG |  | N | Y | N | Electric Utility |  |  |  |  | N | [57 empty] | GAS | [39 empty] | 1.1659 | 0.0016829 | 10.4
12524 | Midwest Energy Inc | 56497 | Goodman Energy Center | KS | Ellis | 6 | IC | OP | 8.4 | 8.2 | 8.2 |  | 6 | 2008 | NG |  | N | Y | N | Electric Utility |  |  |  |  | N | [57 empty] | GAS | [39 empty] | 1.1659 | 0.0016829 | 10.4
12524 | Midwest Energy Inc | 56497 | Goodman Energy Center | KS | Ellis | 7 | IC | OP | 8.4 | 8.2 | 8.2 |  | 9 | 2008 | NG |  | N | Y | N | Electric Utility |  |  |  |  | N | [57 empty] | GAS | [39 empty] | 1.1659 | 0.0016829 | 10.4
12524 | Midwest Energy Inc | 56497 | Goodman Energy Center | KS | Ellis | 8 | IC | OP | 8.4 | 8.2 | 8.2 |  | 9 | 2008 | NG |  | N | Y | N | Electric Utility |  |  |  |  | N | [57 empty] | GAS | [39 empty] | 1.1659 | 0.0016829 | 10.4
12524 | Midwest Energy Inc | 56497 | Goodman Energy Center | KS | Ellis | 9 | IC | OP | 8.4 | 8.2 | 8.2 |  | 9 | 2008 | NG |  | N | Y | N | Electric Utility |  |  |  |  | N | [57 empty] | GAS | [39 empty] | 1.1659 | 0.0016829 | 10.4
12541 | City of Milford - (IA) | 1164 | Milford | IA | DICKINSON | 1 | IC | OP | 0.6 | 0.6 | 0.6 |  | 1 | 1954 | DFO |  | N | N | N | Electric Utility | [62 empty] | LIQUID | [39 empty] | 0.7385 | 0.025484 | 12.5895
12541 | City of Milford - (IA) | 1164 | Milford | IA | DICKINSON | 4 | IC | OP | 0.5 | 0.5 | 0.5 |  | 1 | 1949 | DFO |  | N | Y | N | Electric Utility | [62 empty] | LIQUID | [39 empty] | 0.7385 | 0.025484 | 12.5895
12541 | City of Milford - (IA) | 1164 | Milford | IA | DICKINSON | 5 | IC | OP | 1.8 | 1.8 | 1.8 |  | 5 | 1997 | DFO |  | N | Y | N | Electric Utility | [62 empty] | LIQUID | [39 empty] | 0.7385 | 0.025484 | 12.5895
12541 | City of Milford - (IA) | 1164 | Milford | IA | DICKINSON | 6 | IC | OP | 1.8 | 1.8 | 1.8 |  | 5 | 1997 | DFO |  | N | Y | N | Electric Utility | [62 empty] | LIQUID | [39 empty] | 0.7385 | 0.025484 | 12.5895
12541 | City of Milford - (IA) | 1164 | Milford | IA | DICKINSON | 7 | IC | OP | 1.8 | 1.8 | 1.8 |  | 5 | 1997 | DFO |  | N | Y | N | Electric Utility | [62 empty] | LIQUID | [39 empty] | 0.7385 | 0.025484 | 12.5895
12562 | FPL Energy FPL E Mill Run WIndpower LLC | 55805 | Mill Run Windpower | PA | Somerset | G1 | WT | OP | 15 | 15 | 15 |  | 12 | 2001 | WND |  | N | Y | N | IPP Non-CHP | [62 empty] | N/A | [39 empty] | 0 | 0 | 10.4
12564 | Mid-Georgia Cogen LP | 55040 | Mid-Georgia Cogeneration Facility | GA | Houston | CT1 | CT | OP | 106.5 | 106.5 | 120 |  | 10 | 1997 | NG | DFO | Y | Y | Y | IPP CHP |  |  |  |  | N | [57 empty] | GAS | GA | Mid-Georgia Cogeneration | 55040 | 1 | 2010 |  | ARP, CAIRNOX, CAIRSO2 | 716.95 | 12 | 97234.53 |  | 0.884 | 0.0684 | 20.793 | 46121.469 | 766686.989 | 4 |  | Houston | Cogeneration | 4911 | Electric Services | 32.4853 | -83.6036 | Mid-Georgia Cogeneration, LP (Owner/Operator) | Phase 2 |  | Operating | Combined cycle | Pipeline Natural Gas | Diesel Oil |  | Dry Low NOx Burners Water Injection Selective Catalytic Reduction |  | 1375 | 7.5277 | GAS | 176 | 266.6667 | 0.0684 | 0.002306 | 7.5277
12564 | Mid-Georgia Cogen LP | 55040 | Mid-Georgia Cogeneration Facility | GA | Houston | CT2 | CT | OP | 106.5 | 106.5 | 120 |  | 2 | 1998 | NG | DFO | Y | Y | Y | IPP CHP |  |  |  |  | N | [57 empty] | GAS | GA | Mid-Georgia Cogeneration | 55040 | 2 | 2010 |  | ARP, CAIRNOX, CAIRSO2 | 622.34 | 12 | 86881.35 |  | 1.189 | 0.0679 | 18.377 | 40478.687 | 666977.806 | 4 |  | Houston | Cogeneration | 4911 | Electric Services | 32.4853 | -83.6036 | Mid-Georgia Cogeneration, LP (Owner/Operator) | Phase 2 |  | Operating | Combined cycle | Pipeline Natural Gas | Diesel Oil |  | Dry Low NOx Burners Water Injection Selective Catalytic Reduction |  | 1375 | 7.3965 | GAS | 172 | 283.3333 | 0.0679 | 0.0035653 | 7.3965
12564 | Mid-Georgia Cogen LP | 55040 | Mid-Georgia Cogeneration Facility | GA | Houston | ST1 | CA | OP | 110 | 103 | 120 |  | 12 | 1997 | NG | DFO | Y | Y | Y | IPP CHP |  |  |  |  | N | [57 empty] | GAS | [39 empty] | 0 | 0 | 10.4
12568 | Milford Power Co LLC | 55126 | Milford Power Project | CT | New Haven | CA01 | CS | OP | 289 | 253.6 | 281.8 |  | 2 | 2004 | NG |  | N | Y | N | IPP Non-CHP |  |  |  |  | N | [57 empty] | GAS | CT | Milford Power Company LLC | 55126 | CT01 | 2010 |  | ARP, CAIROS, RGGI | 7930.5 | 12 | 1939121.5 |  | 3.995 | 0.0152 | 49.746 | 796190.7 | 13397425.48 | 1 | Northeast Power Coordinating Council | New Haven | Electric Utility |  |  | 41.2239 | -73.1 | Milford Power Company, LLC (Owner/Operator) | Phase 2 |  | Operating | Combined cycle | Pipeline Natural Gas | Diesel Oil |  | Water Injection Selective Catalytic Reduction |  | 2064 | 6.8669 | GAS | 287 | 490.7736 | 0.0152 | 0.000596 | 10.5678
12568 | Milford Power Co LLC | 55126 | Milford Power Project | CT | New Haven | CA02 | CS | OP | 289 | 253.1 | 287.6 |  | 5 | 2004 | NG |  | N | Y | N | IPP Non-CHP |  |  |  |  | N | [57 empty] | GAS | CT | Milford Power Company LLC | 55126 | CT02 | 2010 |  | ARP, CAIROS, RGGI | 6308.5 | 12 | 1539548.5 |  | 3.319 | 0.0154 | 43.656 | 654458.75 | 11012520.98 | 1 | Northeast Power Coordinating Council | New Haven | Electric Utility |  |  | 41.2239 | -73.1 | Milford Power Company, LLC (Owner/Operator) | Phase 2 |  | Operating | Combined cycle | Pipeline Natural Gas | Diesel Oil |  | Water Injection Selective Catalytic Reduction |  | 2082 | 7.0852 | GAS | 294 | 488.8734 | 0.0154 | 0.000603 | 7.0852
12582 | Minwind Energy LLC | 56002 | Minwind | MN | Rock | 1 | WT | OP | 3.8 | 3.8 | 3.8 |  | 10 | 2002 | WND |  | N | Y | N | IPP Non-CHP |  |  |  |  | N | [57 empty] | N/A | [39 empty] | 0 | 0 | 10.4
12582 | Minwind Energy LLC | 56123 | Minwind 3-9 | MN | Rock | 1 | WT | OP | 11.5 | 11.6 | 11.6 |  | 12 | 2004 | WND |  | N | Y | N | IPP Non-CHP |  |  |  |  | N | [57 empty] | N/A | [39 empty] | 0 | 0 | 10.4
12588 | GenOn Potomac River LLC | 3788 | Potomac River | VA | Alexandria | 1 | ST | OP | 92 | 88 | 88 |  | 9 | 1949 | BIT | DFO | N | Y | N | IPP Non-CHP |  |  |  | 2012 | N | Y |  | Y |  |  |  | 1 | 2009 | 380000 | [16 empty] | OP: OP; DP: DP; LS: SC; N: y | 0.9 | 66.6 | 291 | 380000 | 100 | OP | EW |  |  | 10 |  | 0.9 | 0.9 |  |  | 99.5 | 110 | 585000 |  |  |  |  | COAL | VA | Potomac River | 3788 | 1 | 2010 | CSC12, CSC345 | ARP, CAIRNOX, CAIROS, CAIRSO2 | 1674.58 | 12 | 68924.85 |  | 127.167 | 0.2761 | 173.416 | 103986.154 | 1120238.215 | 3 | Mid-Atlantic Area Council | Alexandria (City) | Electric Utility |  |  | 38.8203 | -77.0411 | GenOn Potomac River, LLC (Owner/Operator) | Phase 2 | Early Election | Operating | Tangentially-fired | Coal |  | Sodium Based | Combustion Modification/Fuel Reburning Low NOx Burner Technology w/ Separated OFA | Electrostatic Precipitator | 970 | 14.451 | COAL | 94 | 1965.9091 | 0.2761 | 0.22704 | 14.451
12588 | GenOn Potomac River LLC | 3788 | Potomac River | VA | Alexandria | 2 | ST | OP | 92 | 88 | 88 |  | 6 | 1950 | BIT | DFO | N | Y | N | IPP Non-CHP |  |  |  | 2012 | N | Y |  | Y |  |  |  | 2 | 2009 | 380000 | [16 empty] | OP: OP; DP: DP; LS: SC; N: y | 0.9 | 66.6 | 291 | 380000 | 100 | OP | EW |  |  | 10 |  | 0.9 | 0.9 |  |  | 99.5 | 110 | 585000 |  |  |  |  | COAL | VA | Potomac River | 3788 | 2 | 2010 | CSC12, CSC345 | ARP, CAIRNOX, CAIROS, CAIRSO2 | 1785 | 12 | 76581.11 |  | 139.158 | 0.2764 | 191.696 | 113591.646 | 1193740.947 | 3 | Mid-Atlantic Area Council | Alexandria (City) | Electric Utility |  |  | 38.8203 | -77.0411 | GenOn Potomac River, LLC (Owner/Operator) | Phase 2 | Early Election | Operating | Tangentially-fired | Coal |  | Sodium Based | Combustion Modification/Fuel Reburning Low NOx Burner Technology w/ Separated OFA | Electrostatic Precipitator | 970 | 14.3174 | COAL | 100 | 1931.8182 | 0.2764 | 0.23315 | 14.3174
12588 | GenOn Potomac River LLC | 3788 | Potomac River | VA | Alexandria | 3 | ST | OP | 110 | 102 | 102 |  | 6 | 1954 | BIT | DFO | N | Y | N | IPP Non-CHP |  |  |  | 2012 | N | Y |  | Y |  |  |  | 3 | 2009 | 163300 | [16 empty] | OP: OP; DP: DP; LS: SC; N: y | 0.9 | 66.6 | 288 | 327000 | 100 | OP | EW |  |  | 10 |  | 0.9 | 0.9 |  |  | 99.5 | 110 | 585000 |  |  |  |  | COAL | VA | Potomac River | 3788 | 3 | 2010 | CSC345 | ARP, CAIRNOX, CAIROS, CAIRSO2 | 4488.22 | 12 | 274428.36 |  | 397.487 | 0.2067 | 376.151 | 312072.966 | 3953404.001 | 3 | Mid-Atlantic Area Council | Alexandria (City) | Electric Utility |  |  | 38.8203 | -77.0411 | GenOn Potomac River, LLC (Owner/Operator) | Phase 2 | Early Election | Operating | Tangentially-fired | Coal |  | Sodium Based | Combustion Modification/Fuel Reburning Low NOx Burner Technology w/ Separated OFA | Electrostatic Precipitator | 961 | 14.2299 | COAL | 112 | 1950.9804 | 0.2067 | 0.20109 | 14.2299
12588 | GenOn Potomac River LLC | 3788 | Potomac River | VA | Alexandria | 4 | ST | OP | 110 | 102 | 102 |  | 2 | 1956 | BIT | DFO | N | Y | N | IPP Non-CHP |  |  |  | 2012 | N | Y |  | Y |  |  |  | 4 | 2009 | 163300 | [16 empty] | OP: OP; DP: DP; LS: SC; N: y | 0.9 | 66.6 | 288 | 327000 | 100 | OP | EW |  |  | 10 |  | 0.9 | 0.9 |  |  | 99.5 | 110 | 585000 |  |  |  |  | COAL | VA | Potomac River | 3788 | 4 | 2010 | CSC345 | ARP, CAIRNOX, CAIROS, CAIRSO2 | 4240.37 | 12 | 260393.27 |  | 379.493 | 0.2046 | 358.861 | 297523.868 | 3827600.065 | 3 | Mid-Atlantic Area Council | Alexandria (City) | Electric Utility |  |  | 38.8203 | -77.0411 | GenOn Potomac River, LLC (Owner/Operator) | Phase 2 | Early Election | Operating | Tangentially-fired | Coal |  | Sodium Based | Combustion Modification/Fuel Reburning Low NOx Burner Technology w/ Separated OFA | Electrostatic Precipitator | 961 | 14.6781 | COAL | 107 | 1975.4902 | 0.2046 | 0.19829 | 14.6781
12588 | GenOn Potomac River LLC | 3788 | Potomac River | VA | Alexandria | 5 | ST | OP | 110 | 102 | 102 |  | 5 | 1957 | BIT | DFO | N | Y | N | IPP Non-CHP |  |  |  | 2012 | N | Y |  | Y |  |  |  | 5 | 2009 | 163300 | [16 empty] | OP: OP; DP: DP; LS: SC; N: y | 0.9 | 66.6 | 288 | 327000 | 100 | OP | EW |  |  | 10 |  | 0.9 | 0.9 |  |  | 99.5 | 110 | 585000 |  |  |  |  | COAL | VA | Potomac River | 3788 | 5 | 2010 | CSC345 | ARP, CAIRNOX, CAIROS, CAIRSO2 | 4163.7 | 12 | 255834.94 |  | 373.794 | 0.2042 | 351.35 | 292518.1 | 3836547.697 | 3 | Mid-Atlantic Area Council | Alexandria (City) | Electric Utility |  |  | 38.8203 | -77.0411 | GenOn Potomac River, LLC (Owner/Operator) | Phase 2 | Early Election | Operating | Tangentially-fired | Coal |  | Sodium Based | Combustion Modification/Fuel Reburning Low NOx Burner Technology w/ Separated OFA | Electrostatic Precipitator | 961 | 15.116 | COAL | 114 | 1941.1765 | 0.2042 | 0.19486 | 14.9962
12593 | Mine Falls Ltd Partnership | 10183 | Mine Falls Generating Station | NH | Hillsborough | GEN1 | HY | OP | 1.5 | 0.8 | 1 |  | 12 | 1985 | WAT |  | N | Y | N | IPP Non-CHP |  |  |  |  | N | [57 empty] | N/A | [39 empty] | 0 | 0 | 10.4
12593 | Mine Falls Ltd Partnership | 10183 | Mine Falls Generating Station | NH | Hillsborough | GEN2 | HY | OP | 1.5 | 0.8 | 1 |  | 12 | 1985 | WAT |  | N | Y | N | IPP Non-CHP |  |  |  |  | N | [57 empty] | N/A | [39 empty] | 0 | 0 | 10.4
12594 | Mills Shoals Hydro Co Inc | 10550 | High Shoals Hydro | NC | Lincoln | GEN1 | HY | OP | 1.8 | 1.8 | 1.8 |  | 7 | 1934 | WAT |  | N | Y | N | IPP Non-CHP | [62 empty] | N/A | [39 empty] | 0 | 0 | 10.4
12619 | Milwaukee Metro Sewerage Dist | 54851 | MMSD Jones Island Wastewater | WI | Milwaukee | GEN1 | GT | OP | 17.5 | 13 | 15 |  | 1 | 1971 | NG | DFO | Y | Y | Y | Commercial CHP |  |  |  |  | N | [57 empty] | GAS | [39 empty] | 0.27035 | 0.0039456 | 11.9863
12619 | Milwaukee Metro Sewerage Dist | 54851 | MMSD Jones Island Wastewater | WI | Milwaukee | GEN2 | GT | OP | 17.5 | 13 | 15 |  | 1 | 1971 | NG | DFO | Y | Y | Y | Commercial CHP |  |  |  | 2013 | N | [57 empty] | GAS | [39 empty] | 0.27035 | 0.0039456 | 11.9863
12619 | Milwaukee Metro Sewerage Dist | 55525 | MMSD South Shore Wastewater | WI | Milwaukee | 1 | IC | OP | 1.5 | 1.4 | 1.4 |  | 8 | 2000 | OBG | NG | Y | Y | Y | Commercial CHP |  |  |  |  | N | [57 empty] | GAS | [39 empty] | 1.1659 | 0.0016829 | 10.4
12619 | Milwaukee Metro Sewerage Dist | 55525 | MMSD South Shore Wastewater | WI | Milwaukee | 1CAT | IC | OP | 0.9 | 0.9 | 0.9 |  | 2 | 2009 | OBG | NG | Y | Y | Y | Commercial CHP |  |  |  |  | N | [57 empty] | GAS | [39 empty] | 1.1659 | 0.0016829 | 10.4
12619 | Milwaukee Metro Sewerage Dist | 55525 | MMSD South Shore Wastewater | WI | Milwaukee | 2CAT | IC | OP | 0.9 | 0.9 | 0.9 |  | 1 | 2010 | OBG | NG | Y | Y | Y | Commercial CHP |  |  |  |  | N | [57 empty] | GAS | [39 empty] | 1.1659 | 0.0016829 | 10.4
12619 | Milwaukee Metro Sewerage Dist | 55525 | MMSD South Shore Wastewater | WI | Milwaukee | 3CAT | IC | OP | 0.9 | 0.9 | 0.9 |  | 1 | 2009 | OBG | NG | Y | Y | Y | Commercial CHP |  |  |  |  | N | [57 empty] | GAS | [39 empty] | 1.1659 | 0.0016829 | 10.4
12619 | Milwaukee Metro Sewerage Dist | 55525 | MMSD South Shore Wastewater | WI | Milwaukee | 4CAT | IC | OP | 0.9 | 0.9 | 0.9 |  | 1 | 2009 | OBG | NG | Y | Y | Y | Commercial CHP |  |  |  |  | N | [57 empty] | GAS | [39 empty] | 1.1659 | 0.0016829 | 10.4
12628 | GenOn Chalk Point LLC | 1571 | Chalk Point LLC | MD | Prince Georges | 3 | ST | OP | 659 | 582 | 595 |  | 5 | 1975 | RFO | NG | Y | Y | N | IPP Non-CHP |  |  |  |  | N | [6 empty] | 3 | 1975 | 830065 | [48 empty] | LIQUID | MD | Chalk Point | 1571 | 3 | 2010 |  | ARP, CAIRNOX, CAIROS, CAIRSO2, RGGI | 1265.53 | 12 | 495559.16 |  | 70.16 | 0.1044 | 365.26 | 336812.928 | 5622178.362 | 3 | Mid-Atlantic Area Council | Prince George's | Electric Utility | 4911 | Electric Services | 38.5444 | -76.6861 | GenOn Chalk Point, LLC (Owner/Operator) | Phase 2 |  | Operating | Tangentially-fired | Residual Oil | Pipeline Natural Gas |  |  |  | 6970 | 10.9721 | LIQUID | 630 | 1970.5882 | 0.1044 | 0.024958 | 10.9721
12628 | GenOn Chalk Point LLC | 1571 | Chalk Point LLC | MD | Prince Georges | 4 | ST | OP | 659 | 582 | 585.3 |  | 12 | 1981 | RFO | NG | Y | Y | N | IPP Non-CHP |  |  |  |  | N | [6 empty] | 4 | 1981 | 830065 | [48 empty] | LIQUID | MD | Chalk Point | 1571 | 4 | 2010 |  | ARP, CAIRNOX, CAIROS, CAIRSO2, RGGI | 1633.92 | 12 | 620134.61 |  | 55.721 | 0.1043 | 527.777 | 474040.973 | 7956466.065 | 3 | Mid-Atlantic Area Council | Prince George's | Electric Utility | 4911 | Electric Services | 38.5444 | -76.6861 | GenOn Chalk Point, LLC (Owner/Operator) | Phase 2 |  | Operating | Tangentially-fired | Residual Oil | Pipeline Natural Gas |  | Overfire Air |  | 6638 | 12.6045 | LIQUID | 617 | 1972.9199 | 0.1043 | 0.014006 | 12.6045
12628 | GenOn Chalk Point LLC | 1571 | Chalk Point LLC | MD | Prince Georges | GT1 | GT | OP | 16 | 18 | 18 |  | 4 | 1967 | DFO |  | N | Y | N | IPP Non-CHP |  |  |  |  | N | [57 empty] | LIQUID | MD | Chalk Point | 1571 | GT2 | 2010 |  | CAIRNOX, CAIROS, CAIRSO2, RGGI | 53.47 | 12 | 1130.58 |  | 1.31 | 0.9189 | 9.435 | 1549.725 | 19101.815 | 3 | Mid-Atlantic Area Council | Prince George's | Electric Utility | 4911 | Electric Services | 38.5444 | -76.6861 | GenOn Mid-Atlantic, LLC (Owner/Operator) |  |  | Operating | Combustion turbine | Diesel Oil |  |  |  |  | 420 | 14.086 | LIQUID | 32 | 111.1111 | 0.9189 | 0.13716 | 14.086
12628 | GenOn Chalk Point LLC | 1571 | Chalk Point LLC | MD | Prince Georges | GT2 | GT | OP | 35 | 24 | 29 |  | 6 | 1974 | DFO |  | N | Y | N | IPP Non-CHP |  |  |  |  | N | [57 empty] | LIQUID | MD | Chalk Point | 1571 | GT2 | 2010 |  | CAIRNOX, CAIROS, CAIRSO2, RGGI | 53.47 | 12 | 1130.58 |  | 1.31 | 0.9189 | 9.435 | 1549.725 | 19101.815 | 3 | Mid-Atlantic Area Council | Prince George's | Electric Utility | 4911 | Electric Services | 38.5444 | -76.6861 | GenOn Mid-Atlantic, LLC (Owner/Operator) |  |  | Operating | Combustion turbine | Diesel Oil |  |  |  |  | 420 | 14.086 | LIQUID | 32 | 1948.2759 | 0.9189 | 0.13716 | 14.086
12628 | GenOn Chalk Point LLC | 1571 | Chalk Point LLC | MD | Prince Georges | GT3 | GT | OP | 103 | 86 | 99 |  | 6 | 1991 | DFO | NG | Y | Y | N | IPP Non-CHP |  |  |  |  | N | [57 empty] | LIQUID | MD | Chalk Point | 1571 | GT2 | 2010 |  | CAIRNOX, CAIROS, CAIRSO2, RGGI | 53.47 | 12 | 1130.58 |  | 1.31 | 0.9189 | 9.435 | 1549.725 | 19101.815 | 3 | Mid-Atlantic Area Council | Prince George's | Electric Utility | 4911 | Electric Services | 38.5444 | -76.6861 | GenOn Mid-Atlantic, LLC (Owner/Operator) |  |  | Operating | Combustion turbine | Diesel Oil |  |  |  |  | 420 | 14.086 | LIQUID | 32 | -546.875 | 0.9189 | 0.13716 | 14.086
12628 | GenOn Chalk Point LLC | 1571 | Chalk Point LLC | MD | Prince Georges | GT4 | GT | OP | 103 | 86 | 99 |  | 6 | 1991 | DFO | NG | Y | Y | N | IPP Non-CHP |  |  |  |  | N | [57 empty] | LIQUID | MD | Chalk Point | 1571 | GT2 | 2010 |  | CAIRNOX, CAIROS, CAIRSO2, RGGI | 53.47 | 12 | 1130.58 |  | 1.31 | 0.9189 | 9.435 | 1549.725 | 19101.815 | 3 | Mid-Atlantic Area Council | Prince George's | Electric Utility | 4911 | Electric Services | 38.5444 | -76.6861 | GenOn Mid-Atlantic, LLC (Owner/Operator) |  |  | Operating | Combustion turbine | Diesel Oil |  |  |  |  | 420 | 14.086 | LIQUID | 32 | -546.875 | 0.9189 | 0.13716 | 14.086
12628 | GenOn Chalk Point LLC | 1571 | Chalk Point LLC | MD | Prince Georges | GT5 | GT | OP | 125 | 109 | 120 |  | 6 | 1991 | DFO | NG | Y | Y | N | IPP Non-CHP |  |  |  |  | N | [57 empty] | LIQUID | MD | Chalk Point | 1571 | GT2 | 2010 |  | CAIRNOX, CAIROS, CAIRSO2, RGGI | 53.47 | 12 | 1130.58 |  | 1.31 | 0.9189 | 9.435 | 1549.725 | 19101.815 | 3 | Mid-Atlantic Area Council | Prince George's | Electric Utility | 4911 | Electric Services | 38.5444 | -76.6861 | GenOn Mid-Atlantic, LLC (Owner/Operator) |  |  | Operating | Combustion turbine | Diesel Oil |  |  |  |  | 420 | 14.086 | LIQUID | 32 | -875 | 0.9189 | 0.13716 | 14.086
12628 | GenOn Chalk Point LLC | 1571 | Chalk Point LLC | MD | Prince Georges | GT6 | GT | OP | 125 | 109 | 120 |  | 6 | 1991 | DFO | NG | Y | Y | N | IPP Non-CHP |  |  |  |  | N | [57 empty] | LIQUID | MD | Chalk Point | 1571 | GT2 | 2010 |  | CAIRNOX, CAIROS, CAIRSO2, RGGI | 53.47 | 12 | 1130.58 |  | 1.31 | 0.9189 | 9.435 | 1549.725 | 19101.815 | 3 | Mid-Atlantic Area Council | Prince George's | Electric Utility | 4911 | Electric Services | 38.5444 | -76.6861 | GenOn Mid-Atlantic, LLC (Owner/Operator) |  |  | Operating | Combustion turbine | Diesel Oil |  |  |  |  | 420 | 14.086 | LIQUID | 32 | -875 | 0.9189 | 0.13716 | 14.086
12628 | GenOn Chalk Point LLC | 1571 | Chalk Point LLC | MD | Prince Georges | SGT1 | GT | OP | 94 | 84 | 93 |  | 6 | 1990 | DFO | NG | Y | Y | N | IPP Non-CHP |  |  |  |  | N | [57 empty] | LIQUID | MD | Chalk Point | 1571 | GT2 | 2010 |  | CAIRNOX, CAIROS, CAIRSO2, RGGI | 53.47 | 12 | 1130.58 |  | 1.31 | 0.9189 | 9.435 | 1549.725 | 19101.815 | 3 | Mid-Atlantic Area Council | Prince George's | Electric Utility | 4911 | Electric Services | 38.5444 | -76.6861 | GenOn Mid-Atlantic, LLC (Owner/Operator) |  |  | Operating | Combustion turbine | Diesel Oil |  |  |  |  | 420 | 14.086 | LIQUID | 32 | -953.125 | 0.9189 | 0.13716 | 14.086
12628 | GenOn Chalk Point LLC | 1571 | Chalk Point LLC | MD | Prince Georges | ST1 | ST | OP | 364 | 331 | 331 |  | 8 | 1964 | BIT | DFO | N | Y | N | IPP Non-CHP |  |  |  |  | N | Y |  |  | Y |  |  | 5 | 1982 | 650429 | 0.1 |  |  | PB | DP | NP | 1979 | 1979 | 1979 | MS | SU | [5 empty] | OP: OP; DP: SP; LS: LS; N: Y | 2.7 | 98 | 600 | 1800000 | 100 | OP | EK |  |  | 10 |  |  | 2.8 |  |  | 99.3 | 188 | 1399680 | OP | OV | LN |  | COAL | MD | Chalk Point | 1571 | 1 | 2010 | CSE12, CSEW12 | ARP, CAIRNOX, CAIROS, CAIRSO2, RGGI | 7019.94 | 12 | 2054774.14 |  | 1219.201 | 0.14 | 1497.008 | 2208328.627 | 21524232.35 | 3 | Mid-Atlantic Area Council | Prince George's | Electric Utility | 4911 | Electric Services | 38.5444 | -76.6861 | GenOn Chalk Point, LLC (Owner/Operator) | Table 1 | Phase 1 Group 1 | Operating | Dry bottom wall-fired boiler | Coal | Pipeline Natural Gas |  | Low NOx Burner Technology (Dry Bottom only) Overfire Air Selective Catalytic Reduction | Electrostatic Precipitator | 3130 | 49.5501 | COAL | 658 | 6.0423 | 0.14 | 0.11329 | 10.4752
12628 | GenOn Chalk Point LLC | 1571 | Chalk Point LLC | MD | Prince Georges | ST2 | ST | OP | 364 | 336 | 336 |  | 3 | 1965 | BIT | DFO | N | Y | N | IPP Non-CHP |  |  |  |  | N | Y |  |  | Y |  |  | 5 | 1982 | 650429 | 0.1 |  |  | PB | DP | NP | 1979 | 1979 | 1979 | MS | SU | [5 empty] | OP: OP; DP: SP; LS: LS; N: Y | 2.7 | 98 | 600 | 1800000 | 100 | OP | EK |  |  | 10 |  |  | 2.8 |  |  | 99 | 188 | 1399680 | OP | AA | LN |  | COAL | MD | Chalk Point | 1571 | 2 | 2010 | CSE12, CSEW12 | ARP, CAIRNOX, CAIROS, CAIRSO2, RGGI | 6756.49 | 12 | 2063868.48 |  | 1254.276 | 0.1992 | 2037.771 | 2107496.175 | 20542284.17 | 3 | Mid-Atlantic Area Council | Prince George's | Electric Utility | 4911 | Electric Services | 38.5444 | -76.6861 | GenOn Chalk Point, LLC (Owner/Operator) | Table 1 | Phase 1 Group 1 | Operating | Dry bottom wall-fired boiler | Coal | Pipeline Natural Gas |  | Low NOx Burner Technology (Dry Bottom only) Overfire Air Ammonia Injection Other Selective Non-catalytic Reduction | Electrostatic Precipitator | 3130 | 49.6214 | COAL | 688 | -23.8095 | 0.1992 | 0.12212 | 9.9533
12631 | GenOn Delta LLC | 228 | Contra Costa | CA | Contra Costa | 6 | ST | OP | 359 | 335 | 335 |  | 6 | 1964 | NG |  | N | Y | N | IPP Non-CHP |  |  |  | 2013 | [7 empty] | 9 | 1964 | 1200000 | [48 empty] | GAS | CA | Contra Costa Generating Station | 228 | 10 | 2010 |  | ARP | 378 | 12 | 33453.75 |  | 0.107 | 0.0128 | 1.541 | 21287.55 | 358180.125 | 9 |  | Contra Costa | Electric Utility |  |  | 38.0184 | -121.761 | Contra Costa Power Plant (Owner/Operator) | Phase 2 |  | Operating | Dry bottom wall-fired boiler | Pipeline Natural Gas |  |  | Low NOx Burner Technology (Dry Bottom only) Selective Catalytic Reduction |  | 3400 | 9.5419 | GAS | 345 | 485.0746 | 0.0128 | 0.000597 | 9.5419
12631 | GenOn Delta LLC | 228 | Contra Costa | CA | Contra Costa | 7 | ST | OP | 359 | 337 | 337 |  | 8 | 1964 | NG |  | N | Y | N | IPP Non-CHP |  |  |  | 2013 | [7 empty] | 9 | 1964 | 1200000 | [48 empty] | GAS | CA | Contra Costa Generating Station | 228 | 10 | 2010 |  | ARP | 378 | 12 | 33453.75 |  | 0.107 | 0.0128 | 1.541 | 21287.55 | 358180.125 | 9 |  | Contra Costa | Electric Utility |  |  | 38.0184 | -121.761 | Contra Costa Power Plant (Owner/Operator) | Phase 2 |  | Operating | Dry bottom wall-fired boiler | Pipeline Natural Gas |  |  | Low NOx Burner Technology (Dry Bottom only) Selective Catalytic Reduction |  | 3400 | 9.5419 | GAS | 345 | 488.1306 | 0.0128 | 0.000597 | 9.5419
12631 | GenOn Delta LLC | 271 | Pittsburg Power | CA | Contra Costa | 5 | ST | OP | 326.4 | 312 | 312 |  | 9 | 1960 | NG |  | N | Y | N | IPP Non-CHP | [11 empty] | 5 | 1960 | 733000 | [48 empty] | GAS | CA | Pittsburg Generating Station (CA) | 271 | 5 | 2010 |  | ARP | 302.75 | 12 | 27979.5 |  | 0.096 | 0.0176 | 1.806 | 19084.575 | 321143.5 | 9 |  | Contra Costa | Electric Utility |  |  | 38.0392 | -121.894 | GenOn Delta, LLC (Owner/Operator) | Phase 2 |  | Operating | Dry bottom wall-fired boiler | Pipeline Natural Gas |  |  | Low NOx Burner Technology (Dry Bottom only) Selective Catalytic Reduction |  | 3319 | 9.7866 | GAS | 327 | 1975.9615 | 0.0176 | 0.000598 | 9.7866
12631 | GenOn Delta LLC | 271 | Pittsburg Power | CA | Contra Costa | 6 | ST | OP | 326.4 | 317 | 317 |  | 6 | 1961 | NG |  | N | Y | N | IPP Non-CHP | [11 empty] | 6 | 1961 | 733000 | [48 empty] | GAS | CA | Pittsburg Generating Station (CA) | 271 | 6 | 2010 |  | ARP | 270.5 | 12 | 33028.75 |  | 0.107 | 0.0192 | 2.114 | 21274.875 | 357985.925 | 9 |  | Contra Costa | Electric Utility |  |  | 38.0392 | -121.894 | GenOn Delta, LLC (Owner/Operator) | Phase 2 |  | Operating | Dry bottom wall-fired boiler | Pipeline Natural Gas |  |  | Low NOx Burner Technology (Dry Bottom only) Selective Catalytic Reduction |  | 3300 | 9.8862 | GAS | 325 | 1987.3817 | 0.0192 | 0.000598 | 9.8862
12631 | GenOn Delta LLC | 271 | Pittsburg Power | CA | Contra Costa | 7 | ST | OP | 751.1 | 682 | 682 |  | 12 | 1972 | NG |  | N | Y | N | IPP Non-CHP | [11 empty] | 7 | 1972 | 1200000 | [48 empty] | GAS | CA | Pittsburg Generating Station (CA) | 271 | 5 | 2010 |  | ARP | 302.75 | 12 | 27979.5 |  | 0.096 | 0.0176 | 1.806 | 19084.575 | 321143.5 | 9 |  | Contra Costa | Electric Utility |  |  | 38.0392 | -121.894 | GenOn Delta, LLC (Owner/Operator) | Phase 2 |  | Operating | Dry bottom wall-fired boiler | Pipeline Natural Gas |  |  | Low NOx Burner Technology (Dry Bottom only) Selective Catalytic Reduction |  | 3319 | 9.7866 | GAS | 327 | -42.8135 | 0.0176 | 0.000598 | 9.7866
12632 | Minnesota Mining & Mfg Co | 10184 | Central Utility Plant | TX | Travis | EG1 | IC | OP | 6 | 2 | 3.6 |  | 7 | 1988 | NG | DFO | Y | Y | Y | Commercial CHP |  |  |  |  | N | [57 empty] | GAS | [39 empty] | 1.1659 | 0.0016829 | 10.4
12632 | Minnesota Mining & Mfg Co | 10184 | Central Utility Plant | TX | Travis | EG2 | IC | OP | 6 | 3.9 | 2.2 |  | 7 | 1988 | NG | DFO | Y | Y | Y | Commercial CHP |  |  |  |  | N | [57 empty] | GAS | [39 empty] | 1.1659 | 0.0016829 | 10.4
12632 | Minnesota Mining & Mfg Co | 10184 | Central Utility Plant | TX | Travis | TG1 | ST | OP | 2.3 | 2.1 | 2.2 |  | 7 | 1988 | NG | DFO | Y | Y | Y | Commercial CHP |  |  |  |  | N | [57 empty] | GAS | [39 empty] | 0.57769 | 0.0006262 | 11.0442
12647 | Minnesota Power Inc | 1891 | Syl Laskin | MN | St Louis | 1 | ST | OP | 58 | 55 | 55 |  | 6 | 1953 | SUB | NG | Y | Y | N | Electric Utility |  |  |  |  | N | Y |  |  | Y |  |  | S1 | 1970 | 247478 | 0.1 | 0.84 | 0.7 | PB | DP | NP | 1990 | 1990 | 1990 | MS | NC | [5 empty] | OP: OP; DP: SP; LS: AF; N: N | 1 | 45 | 275 | 22770 | 100 | OP | WS |  |  | 17 |  | 2 |  |  |  | 97.8 | 36 | 246684 |  |  |  |  | COAL | MN | Laskin Energy Center | 1891 | 1 | 2010 | CS0001 | ARP | 8296.29 | 12 | 284525.32 |  | 277.548 | 0.1826 | 320.871 | 368787.103 | 3516419.312 | 5 | Mid-Continent Area Power Pool | Saint Louis | Electric Utility | 4911 | Electric Services | 47.5306 | -92.1619 | Minnesota Power, Inc. (Owner/Operator) | Phase 2 | Phase II Group 1 | Operating | Tangentially-fired | Coal |  |  | Low NOx Burner Technology w/ Separated OFA | Wet Scrubber Electrostatic Precipitator | 660 | 12.1758 | COAL | 53 | 1981.1321 | 0.1826 | 0.15786 | 12.1758
12647 | Minnesota Power Inc | 1891 | Syl Laskin | MN | St Louis | 2 | ST | OP | 58 | 50.7 | 50.7 |  | 9 | 1953 | SUB | NG | Y | Y | N | Electric Utility |  |  |  |  | N | Y |  |  | Y |  |  | S1 | 1970 | 247478 | 0.015 | 1.4 | 1 | PB | DP | NP | 2010 | 2010 | 2010 | MS | IF | [5 empty] | OP: OP; DP: SP; LS: AF; N: N | 1 | 45 | 275 | 22770 | 100 | OP | WS |  |  | 17 |  | 2 |  |  |  | 97.8 | 36 | 246684 |  |  |  |  | COAL | MN | Laskin Energy Center | 1891 | 2 | 2010 | CS0001 | ARP | 8294.11 | 12 | 283035.97 |  | 283.041 | 0.1835 | 320.831 | 366788.029 | 3497360.998 | 5 | Mid-Continent Area Power Pool | Saint Louis | Electric Utility | 4911 | Electric Services | 47.5306 | -92.1619 | Minnesota Power, Inc. (Owner/Operator) | Phase 2 | Phase II Group 1 | Operating | Tangentially-fired | Coal |  |  | Low NOx Burner Technology w/ Separated OFA | Wet Scrubber Electrostatic Precipitator | 660 | 12.229 | COAL | 51 | 1997.0414 | 0.1835 | 0.16186 | 12.229
12647 | Minnesota Power Inc | 1892 | Blanchard | MN | Morrison | 1 | HY | OP | 6 | 5.4 | 5.4 |  | 2 | 1925 | WAT |  | N | Y | N | Electric Utility | [62 empty] | N/A | [39 empty] | 0 | 0 | 10.4
12647 | Minnesota Power Inc | 1893 | Clay Boswell | MN | Itasca | 1 | ST | OP | 75 | 68 | 68 |  | 7 | 1958 | SUB |  | N | Y | N | Electric Utility |  |  |  |  | N | Y |  |  | Y |  |  | S1 | 1958 | 225000 | 0.1 |  |  | PB | DP | NP | 1981 | 1981 | 1981 | MS | SS | [20 empty] | OP | BR |  |  | 16.5 |  | 2 |  |  |  | 99 | 30 | 348000 | OP | LN | SR |  | COAL | MN | Boswell Energy Center | 1893 | 1 | 2010 |  | ARP | 8338.47 | 12 | 480814.8 |  | 2270.91 | 0.2028 | 522.652 | 540366.94 | 5152145.355 | 5 | Mid-Continent Area Power Pool | Itasca | Electric Utility | 4911 | Electric Services | 47.2603 | -93.6531 | Minnesota Power, Inc. (Owner/Operator) | Phase 2 | Phase II Group 1 | Operating | Dry bottom wall-fired boiler | Coal |  |  | Low NOx Burner Technology (Dry Bottom only) Overfire Air Selective Non-catalytic Reduction | Baghouse | 950 | 10.7181 | COAL | 75 | 1948.5294 | 0.2028 | 0.88154 | 10.7154
12647 | Minnesota Power Inc | 1893 | Clay Boswell | MN | Itasca | 2 | ST | OP | 75 | 67 | 67 |  | 1 | 1960 | SUB |  | N | Y | N | Electric Utility |  |  |  |  | N | Y |  |  | Y |  |  | S1 | 1958 | 225000 | 0.1 |  |  | PB | DP | NP | 1981 | 1981 | 1981 | MS | SS | [20 empty] | OP | BR |  |  | 16.5 |  | 2 |  |  |  | 99 | 30 | 348000 |  |  |  |  | COAL | MN | Boswell Energy Center | 1893 | 2 | 2010 |  | ARP | 8436.79 | 12 | 510503.77 |  | 2572.21 | 0.2328 | 650.486 | 589537.026 | 5621077.315 | 5 | Mid-Continent Area Power Pool | Itasca | Electric Utility | 4911 | Electric Services | 47.2603 | -93.6531 | Minnesota Power, Inc. (Owner/Operator) | Phase 2 | Phase II Group 1 | Operating | Dry bottom wall-fired boiler | Coal |  |  | Low NOx Burner Technology (Dry Bottom only) Overfire Air Selective Non-catalytic Reduction | Baghouse | 915 | 11.0052 | COAL | 75 | 1940.2985 | 0.2328 | 0.9152 | 11.0052
12647 | Minnesota Power Inc | 1893 | Clay Boswell | MN | Itasca | 3 | ST | OP | 364.5 | 360.5 | 360.5 |  | 5 | 1973 | SUB |  | N | Y | N | Electric Utility |  |  |  |  | N | Y |  |  | Y |  |  | S3 | 1977 | 880000 | [16 empty] | OP: OP; DP: SP; LS: LI; N: N | 0.7 | 94 | 116 | 1434222 | 100 | OP | BP |  |  | 4.3 |  | 0.3 | 0.7 |  |  | 99 | 42.2 | 1396000 |  |  |  |  | COAL | MN | Boswell Energy Center | 1893 | 3 | 2010 |  | ARP | 8059.96 | 12 | 2657107.52 |  | 257.739 | 0.0698 | 842.621 | 2810858.885 | 26796770.49 | 5 | Mid-Continent Area Power Pool | Itasca | Electric Utility | 4911 | Electric Services | 47.2603 | -93.6531 | Minnesota Power, Inc. (Owner/Operator) | Phase 2 | Early Election | Operating | Tangentially-fired | Coal |  | Wet Limestone | Low NOx Burner Technology w/ Separated OFA Ammonia Injection Selective Catalytic Reduction | Baghouse | 4100 | 10.0643 | COAL | 394 | 1953.5368 | 0.0698 | 0.019237 | 10.0643
12647 | Minnesota Power Inc | 1893 | Clay Boswell | MN | Itasca | 4 | ST | OP | 558 | 428 | 428 |  | 5 | 1980 | SUB |  | N | Y | N | Electric Utility |  |  |  |  | N | Y |  |  | Y |  |  | S4 | 1980 | 955000 | [16 empty] | OP: OP; DP: SP; LS: AF; N: Y | 0.6 | 83.2 | 3168 | 2003043 | 95 | OP | EW¦¦WS |  |  | 19.8 |  | 2.8 |  |  |  | 98¦¦ 94 | 536¦¦ 411 | 200000¦¦ 2003043 |  |  |  |  | COAL | MN | Boswell Energy Center | 1893 | 4 | 2010 |  | ARP | 6327.03 | 12 | 3239703.46 |  | 1553.715 | 0.2611 | 4425.229 | 3393540.348 | 32356116.81 | 5 | Mid-Continent Area Power Pool | Itasca | Electric Utility | 4911 | Electric Services | 47.2603 | -93.6531 | Wisconsin Public Power Inc (Owner) Minnesota Power, Inc. (Owner/Operator) | Phase 2 | Phase II Group 1 | Operating | Tangentially-fired | Coal |  | Other | Selective Non-catalytic Reduction Low NOx Burner Technology w/ Closed-coupled/Separated OFA (Began Oct 15, 2010) Low NOx Burner Technology w/ Closed-coupled OFA (Retired Oct 15, 2010) | Electrostatic Precipitator Wet Scrubber | 6400 | 9.9542 | COAL | 639 | 1753.5047 | 0.2611 | 0.096038 | 9.9542
12647 | Minnesota Power Inc | 1894 | Fond Du Lac | MN | St Louis | 1 | HY | OP | 12 | 11.1 | 11.1 |  | 1 | 1924 | WAT |  | N | Y | N | Electric Utility |  |  |  |  | N | [57 empty] | N/A | [39 empty] | 0 | 0 | 10.4
12647 | Minnesota Power Inc | 1896 | Little Falls | MN | Morrison | 1 | HY | OP | 0.8 | 0.8 | 0.8 |  | 1 | 1919 | WAT |  | N | Y | N | Electric Utility |  |  |  |  | N | [57 empty] | N/A | [39 empty] | 0 | 0 | 10.4
12647 | Minnesota Power Inc | 1897 | M L Hibbard | MN | St Louis | 3 | ST | OP | 35.3 | 17.5 | 17.5 |  | 6 | 1949 | WDS | SUB | Y | Y | Y | Electric Utility |  |  |  |  | N | N | [39 empty] | OP | EK¦¦MC |  |  | 9.1 |  | 0.9 |  |  |  | 99¦¦ 83.3 | 14¦¦ 1371¦¦0¦¦ 1371 | 241000 | OP | SN | CF |  | OTHER SOLID | MN | Hibbard Energy Center | 1897 | 3 | 2010 | CS0001 | ARP | 7525.4 | 12 |  | 1478019.9 | 207.137 | 0.2981 | 393.461 | 276580.641 | 2650667.868 | 5 | Mid-Continent Area Power Pool | Saint Louis | Cogeneration | 4961 | Steam Supply | 46.7356 | -92.1531 | City of Duluth (Owner) Minnesota Power, Inc. (Owner/Operator) | Phase 2 |  | Operating | Stoker | Wood | Coal, Natural Gas |  |  | Electrostatic Precipitator | 590 | 10.4 | OTHER SOLID | 48.1536 | 1124.1823 | 0.2981 | 0.15629 | 14.1053
12647 | Minnesota Power Inc | 1897 | M L Hibbard | MN | St Louis | 4 | ST | OP | 37.5 | 33.4 | 33.4 |  | 6 | 1951 | WDS | SUB | Y | Y | Y | Electric Utility |  |  |  |  | N | N | [39 empty] | OP | EK¦¦MC |  |  | 9.1 |  | 0.9 |  |  |  | 99¦¦ 83.3 | 14¦¦ 1371¦¦0¦¦ 1371 | 241000 | OP | SN | CF |  | OTHER SOLID | MN | Hibbard Energy Center | 1897 | 4 | 2010 | CS0001 | ARP | 8430.1 | 12 |  | 1751768.76 | 252.954 | 0.2946 | 461.185 | 328476.034 | 3148753.16 | 5 | Mid-Continent Area Power Pool | Saint Louis | Cogeneration | 4961 | Steam Supply | 46.7356 | -92.1531 | City of Duluth (Owner) Minnesota Power, Inc. (Owner/Operator) | Phase 2 |  | Operating | Stoker | Wood | Coal, Natural Gas |  |  | Electrostatic Precipitator | 590 | 10.4 | OTHER SOLID | 48.3013 | 1776.9262 | 0.2946 | 0.16067 | 14.0394
12647 | Minnesota Power Inc | 1898 | Pillager | MN | Cass | 1 | HY | OP | 0.8 | 0.9 | 0.9 |  | 1 | 1917 | WAT |  | N | Y | N | Electric Utility |  |  |  |  | N | [57 empty] | N/A | [39 empty] | 0 | 0 | 10.4
12647 | Minnesota Power Inc | 1900 | Sylvan | MN | Cass | 1 | HY | OP | 0.6 | 0.6 | 0.6 |  | 1 | 1913 | WAT |  | N | Y | N | Electric Utility |  |  |  |  | N | [57 empty] | N/A | [39 empty] | 0 | 0 | 10.4
12647 | Minnesota Power Inc | 1901 | Thomson | MN | Carlton | 6 | HY | OP | 12 | 14 | 14 |  | 1 | 1949 | WAT |  | N | Y | N | Electric Utility |  |  |  |  | N | [57 empty] | N/A | [39 empty] | 0 | 0 | 10.4
12647 | Minnesota Power Inc | 1902 | Winton | MN | Lake | 2 | HY | OP | 2 | 2.1 | 2.1 |  | 8 | 1923 | WAT |  | N | Y | N | Electric Utility |  |  |  |  | N | [57 empty] | N/A | [39 empty] | 0 | 0 | 10.4
12647 | Minnesota Power Inc | 10075 | Taconite Harbor Energy Center | MN | Cook | GEN1 | ST | OP | 84 | 76.9 | 76.9 |  | 1 | 1957 | SUB | BIT | N | Y | N | Electric Utility |  |  |  |  | N | Y | [5 empty] | S1 | 1957 | 160000 | 0.1 |  |  | PB | DP | NP | 1976 | 1976 | 1976 | MS | NC | [5 empty] | OP: OP; DP: DP; LS: LI; N: Y | 0.4 | 65 | 112.886 | 300000 | 100 | OP | EC |  |  | 4.2 |  | 0.2 | 0.6 |  |  | 98 | 223 | 380000 |  |  |  |  | COAL | MN | Taconite Harbor Energy Center | 10075 | 1 | 2010 |  | ARP | 8082.2 | 12 | 466107.8 |  | 1340.771 | 0.1393 | 392.065 | 589487.26 | 5620579.826 | 5 | Mid-Continent Area Power Pool | Cook | Electric Utility | 4911 | Electric Services | 47.5314 | -90.9111 | Minnesota Power, Inc. (Owner/Operator) | Phase 2 | Phase II Group 1 | Operating | Tangentially-fired | Coal | Diesel Oil | Other | Overfire Air Selective Non-catalytic Reduction | Electrostatic Precipitator | 900 | 11.6897 | COAL | 80 | 479.844 | 0.1393 | 0.47709 | 11.6897
12647 | Minnesota Power Inc | 10075 | Taconite Harbor Energy Center | MN | Cook | GEN2 | ST | OP | 84 | 75.2 | 75.2 |  | 1 | 1957 | SUB | BIT | N | Y | N | Electric Utility |  |  |  |  | N | Y | [5 empty] | S2 | 1957 | 160000 | 0.1 |  |  | PB | DP | NP | 1976 | 1976 | 1976 | MS | NC | [5 empty] | OP: OP; DP: DP; LS: LI; N: Y | 0.4 | 65 | 112.886 | 300000 | 100 | OP | EC |  |  | 4.6 |  | 0.2 | 0.6 |  |  | 98 | 223 | 380000 |  |  |  |  | COAL | MN | Taconite Harbor Energy Center | 10075 | 2 | 2010 |  | ARP | 7856.18 | 12 | 432333.8 |  | 1075.985 | 0.1458 | 380.876 | 552670.922 | 5269540.756 | 5 | Mid-Continent Area Power Pool | Cook | Electric Utility | 4911 | Electric Services | 47.5314 | -90.9111 | Minnesota Power, Inc. (Owner/Operator) | Phase 2 | Phase II Group 1 | Operating | Tangentially-fired | Coal | Diesel Oil | Other | Overfire Air Selective Non-catalytic Reduction | Electrostatic Precipitator | 900 | 11.9835 | COAL | 81 | 461.4362 | 0.1458 | 0.40838 | 11.9835
12647 | Minnesota Power Inc | 10075 | Taconite Harbor Energy Center | MN | Cook | GEN3 | ST | OP | 84 | 82 | 82 |  | 1 | 1967 | SUB | BIT | N | Y | N | Electric Utility |  |  |  |  | N | Y | [5 empty] | S3 | 1967 | 160000 | [31 empty] | OP | EW |  |  | 4.8 |  | 0.2 | 0.6 |  |  | 98 | 223 | 380000 |  |  |  |  | COAL | MN | Taconite Harbor Energy Center | 10075 | 3 | 2010 |  | ARP | 7775.91 | 12 | 447147.26 |  | 1511.66 | 0.3847 | 950.09 | 507109.129 | 4834914.484 | 5 | Mid-Continent Area Power Pool | Cook | Electric Utility | 4911 | Electric Services | 47.5314 | -90.9111 | Minnesota Power, Inc. (Owner/Operator) | Phase 2 | Phase II Group 1 | Operating | Tangentially-fired | Coal | Diesel Oil |  |  | Electrostatic Precipitator | 900 | 10.7069 | COAL | 81 | 493.8272 | 0.3847 | 0.62531 | 10.7069
12647 | Minnesota Power Inc | 56630 | Taconite Ridge 1 Wind Energy Center | MN | St Louis | 1 | WT | OP | 25 | 25 | 25 |  | 5 | 2008 | WND |  | N | Y | N | Electric Utility | [62 empty] | N/A | [39 empty] | 0 | 0 | 10.4
12647 | Minnesota Power Inc | 1892 | Blanchard | MN | Morrison | 2 | HY | OP | 6 | 5.6 | 5.6 |  | 2 | 1925 | WAT |  | N | Y | N | Electric Utility | [62 empty] | N/A | [39 empty] | 0 | 0 | 10.4
12647 | Minnesota Power Inc | 1892 | Blanchard | MN | Morrison | 3 | HY | OP | 6 | 5.3 | 5.3 |  | 8 | 1988 | WAT |  | N | Y | N | Electric Utility | [62 empty] | N/A | [39 empty] | 0 | 0 | 10.4
12647 | Minnesota Power Inc | 1893 | Clay Boswell | MN | Itasca | D4 | IC | OP | 0.8 | 0.8 | 0.8 |  | 4 | 1980 | DFO |  | N | Y | N | Electric Utility |  |  |  |  | N | [57 empty] | LIQUID | [39 empty] | 0.7385 | 0.025484 | 12.5895
12647 | Minnesota Power Inc | 1895 | Knife Falls | MN | Carlton | 1 | HY | OP | 0.8 | 0.6 | 0.6 |  | 1 | 1922 | WAT |  | N | Y | N | Electric Utility |  |  |  |  | N | [57 empty] | N/A | [39 empty] | 0 | 0 | 10.4
12647 | Minnesota Power Inc | 1895 | Knife Falls | MN | Carlton | 2 | HY | OP | 0.8 | 0.6 | 0.6 |  | 1 | 1922 | WAT |  | N | Y | N | Electric Utility |  |  |  |  | N | [57 empty] | N/A | [39 empty] | 0 | 0 | 10.4
12647 | Minnesota Power Inc | 1895 | Knife Falls | MN | Carlton | 3 | HY | OP | 0.8 | 0.6 | 0.6 |  | 1 | 1922 | WAT |  | N | Y | N | Electric Utility |  |  |  |  | N | [57 empty] | N/A | [39 empty] | 0 | 0 | 10.4
12647 | Minnesota Power Inc | 1896 | Little Falls | MN | Morrison | 2 | HY | OP | 0.8 | 0.9 | 0.9 |  | 1 | 1919 | WAT |  | N | Y | N | Electric Utility |  |  |  |  | N | [57 empty] | N/A | [39 empty] | 0 | 0 | 10.4
12647 | Minnesota Power Inc | 1896 | Little Falls | MN | Morrison | 3 | HY | OP | 1 | 1 | 1 |  | 1 | 1920 | WAT |  | N | Y | N | Electric Utility |  |  |  |  | N | [57 empty] | N/A | [39 empty] | 0 | 0 | 10.4
12647 | Minnesota Power Inc | 1896 | Little Falls | MN | Morrison | 4 | HY | OP | 1.2 | 1.3 | 1.3 |  | 11 | 1979 | WAT |  | N | Y | N | Electric Utility |  |  |  |  | N | [57 empty] | N/A | [39 empty] | 0 | 0 | 10.4
12647 | Minnesota Power Inc | 1896 | Little Falls | MN | Morrison | 5 | HY | OP | 0.4 | 0.4 | 0.4 |  | 1 | 1906 | WAT |  | N | N | N | Electric Utility |  |  |  |  | N | [57 empty] | N/A | [39 empty] | 0 | 0 | 10.4
12647 | Minnesota Power Inc | 1896 | Little Falls | MN | Morrison | 6 | HY | OP | 0.4 | 0.4 | 0.4 |  | 1 | 1906 | WAT |  | N | Y | N | Electric Utility |  |  |  |  | N | [57 empty] | N/A | [39 empty] | 0 | 0 | 10.4
12647 | Minnesota Power Inc | 1898 | Pillager | MN | Cass | 2 | HY | OP | 0.8 | 0.9 | 0.9 |  | 1 | 1917 | WAT |  | N | Y | N | Electric Utility |  |  |  |  | N | [57 empty] | N/A | [39 empty] | 0 | 0 | 10.4
12647 | Minnesota Power Inc | 1899 | Scanlon | MN | Carlton | 1 | HY | OP | 0.4 | 0.4 | 0.4 |  | 1 | 1923 | WAT |  | N | Y | N | Electric Utility |  |  |  |  | N | [57 empty] | N/A | [39 empty] | 0 | 0 | 10.4
12647 | Minnesota Power Inc | 1899 | Scanlon | MN | Carlton | 2 | HY | OP | 0.4 | 0.4 | 0.4 |  | 1 | 1923 | WAT |  | N | Y | N | Electric Utility |  |  |  |  | N | [57 empty] | N/A | [39 empty] | 0 | 0 | 10.4
12647 | Minnesota Power Inc | 1899 | Scanlon | MN | Carlton | 3 | HY | OP | 0.4 | 0.4 | 0.4 |  | 1 | 1923 | WAT |  | N | Y | N | Electric Utility |  |  |  |  | N | [57 empty] | N/A | [39 empty] | 0 | 0 | 10.4
12647 | Minnesota Power Inc | 1899 | Scanlon | MN | Carlton | 4 | HY | OP | 0.4 | 0.4 | 0.4 |  | 1 | 1923 | WAT |  | N | Y | N | Electric Utility |  |  |  |  | N | [57 empty] | N/A | [39 empty] | 0 | 0 | 10.4
12647 | Minnesota Power Inc | 1900 | Sylvan | MN | Cass | 2 | HY | OP | 0.6 | 0.6 | 0.6 |  | 1 | 1913 | WAT |  | N | Y | N | Electric Utility |  |  |  |  | N | [57 empty] | N/A | [39 empty] | 0 | 0 | 10.4
12647 | Minnesota Power Inc | 1900 | Sylvan | MN | Cass | 3 | HY | OP | 0.6 | 0.5 | 0.5 |  | 1 | 1915 | WAT |  | N | Y | N | Electric Utility |  |  |  |  | N | [57 empty] | N/A | [39 empty] | 0 | 0 | 10.4
12647 | Minnesota Power Inc | 1901 | Thomson | MN | Carlton | 1 | HY | OP | 13 | 10.9 | 10.9 |  | 1 | 1907 | WAT |  | N | Y | N | Electric Utility |  |  |  |  | N | [57 empty] | N/A | [39 empty] | 0 | 0 | 10.4
12647 | Minnesota Power Inc | 1901 | Thomson | MN | Carlton | 2 | HY | OP | 13 | 11.6 | 11.6 |  | 1 | 1907 | WAT |  | N | Y | N | Electric Utility |  |  |  |  | N | [57 empty] | N/A | [39 empty] | 0 | 0 | 10.4
12647 | Minnesota Power Inc | 1901 | Thomson | MN | Carlton | 3 | HY | OP | 13 | 11.9 | 11.9 |  | 1 | 1907 | WAT |  | N | Y | N | Electric Utility |  |  |  |  | N | [57 empty] | N/A | [39 empty] | 0 | 0 | 10.4
12647 | Minnesota Power Inc | 1901 | Thomson | MN | Carlton | 4 | HY | OP | 10.8 | 11.9 | 11.9 |  | 1 | 1914 | WAT |  | N | Y | N | Electric Utility |  |  |  |  | N | [57 empty] | N/A | [39 empty] | 0 | 0 | 10.4
12647 | Minnesota Power Inc | 1901 | Thomson | MN | Carlton | 5 | HY | OP | 10.8 | 10.9 | 10.9 |  | 1 | 1919 | WAT |  | N | Y | N | Electric Utility |  |  |  |  | N | [57 empty] | N/A | [39 empty] | 0 | 0 | 10.4
12647 | Minnesota Power Inc | 1902 | Winton | MN | Lake | 3 | HY | OP | 2 | 2.2 | 2.2 |  | 9 | 1923 | WAT |  | N | Y | N | Electric Utility |  |  |  |  | N | [57 empty] | N/A | [39 empty] | 0 | 0 | 10.4
12647 | Minnesota Power Inc | 10686 | Rapids Energy Center | MN | Itasca | 6 | ST | OP | 12.5 | 14.3 | 14.3 |  | 1 | 1969 | WDS | SUB | Y | Y | Y | Electric Utility |  |  |  |  | N | [40 empty] | OP | MC¦¦EK |  |  | 9.1 |  | 0.7 |  |  |  | 98.5¦¦ 99 | 2.5¦¦ 2.47 | 242399 |  |  |  |  | OTHER SOLID | [39 empty] | 0.5034 | 0.042153 | 14.3262
12647 | Minnesota Power Inc | 10686 | Rapids Energy Center | MN | Itasca | 7 | ST | OP | 14 | 15.8 | 15.8 |  | 1 | 1980 | WDS | SUB | Y | Y | Y | Electric Utility |  |  |  |  | N | [40 empty] | OP | MC¦¦EK |  |  | 9.1 |  | 0.7 |  |  |  | 98.5¦¦ 99 | 2.5¦¦ 2.47 | 242399 |  |  |  |  | OTHER SOLID | [39 empty] | 0.5034 | 0.035888 | 14.0812
12647 | Minnesota Power Inc | 10686 | Rapids Energy Center | MN | Itasca | HYD | HY | OP | 1.9 | 0.2 | 0.3 |  | 1 | 1943 | WAT |  | N | Y | N | Electric Utility |  |  |  |  | N | [57 empty] | N/A | [39 empty] | 0 | 0 | 10.4
12647 | Minnesota Power Inc | 57038 | Bison I Wind Energy Center | ND | Morton | PHS1 | WT | OP | 36.8 | 36.8 | 36.8 |  | 12 | 2010 | WND |  | N | Y | N | Electric Utility | [62 empty] | N/A | [39 empty] | 0 | 0 | 10.4
12653 | GenOn Mid-Atlantic LLC | 1572 | Dickerson | MD | Montgomery | 2 | ST | OP | 196 | 179 | 179 |  | 4 | 1960 | BIT | DFO | N | Y | N | IPP Non-CHP |  |  |  |  | N | Y |  | Y | [22 empty] | OP: OP; DP: SP; LS: LS; N: Y | 2.7 | 98 | 600 | 1800000 | 100 | OP | EK | BP |  |  |  |  | 2.8 |  |  | 98 | 65 | 492000 |  |  |  |  | COAL | MD | Dickerson | 1572 | 2 | 2010 | CSD123, CSDW13 | ARP, CAIRNOX, CAIROS, CAIRSO2, RGGI | 7429.53 | 12 | 993207.1 |  | 823.018 | 0.2666 | 1337.015 | 1037125.596 | 10108440.49 | 3 | Mid-Atlantic Area Council | Montgomery | Electric Utility |  |  | 39.2086 | -77.4644 | GenOn Mid-Atlantic, LLC (Owner/Operator) | Phase 2 | Phase II Group 1 | Operating | Tangentially-fired | Coal |  |  | Low NOx Burner Technology w/ Separated OFA | Baghouse Electrostatic Precipitator | 1646 | 9.8492 | COAL | 207 | 1921.7877 | 0.2666 | 0.16284 | 9.8492
12653 | GenOn Mid-Atlantic LLC | 1572 | Dickerson | MD | Montgomery | 3 | ST | OP | 196 | 179 | 179 |  | 3 | 1962 | BIT | DFO | N | Y | N | IPP Non-CHP |  |  |  |  | N | Y |  | Y | [22 empty] | OP: OP; DP: SP; LS: LS; N: Y | 2.7 | 98 | 600 | 1800000 | 100 | OP | EK | BP |  |  |  |  | 2.8 |  |  | 98 | 65 | 492000 |  |  |  |  | COAL | MD | Dickerson | 1572 | 3 | 2010 | CSD123, CSDW13 | ARP, CAIRNOX, CAIROS, CAIRSO2, RGGI | 7494.76 | 12 | 934273.97 |  | 877.033 | 0.2654 | 1254.51 | 977227.185 | 9524624.688 | 3 | Mid-Atlantic Area Council | Montgomery | Electric Utility |  |  | 39.2086 | -77.4644 | GenOn Mid-Atlantic, LLC (Owner/Operator) | Phase 2 | Phase II Group 1 | Operating | Tangentially-fired | Coal |  |  | Low NOx Burner Technology w/ Separated OFA | Baghouse Electrostatic Precipitator | 1646 | 9.8719 | COAL | 195 | 1955.3073 | 0.2654 | 0.18416 | 9.8719
12653 | GenOn Mid-Atlantic LLC | 1572 | Dickerson | MD | Montgomery | GT1 | GT | OP | 16 | 13 | 13 |  | 3 | 1967 | DFO |  | N | Y | N | IPP Non-CHP |  |  |  |  | N | [57 empty] | LIQUID | [39 empty] | 0.77806 | 0.30248 | 12.8112
12653 | GenOn Mid-Atlantic LLC | 1572 | Dickerson | MD | Montgomery | GT2 | GT | OP | 163 | 147 | 167 |  | 6 | 1992 | NG | DFO | Y | Y | N | IPP Non-CHP |  |  |  |  | N | [57 empty] | GAS | MD | Dickerson | 1572 | GT2 | 2010 |  | ARP, CAIRNOX, CAIROS, CAIRSO2, RGGI | 369.46 | 12 | 42773.19 |  | 2.514 | 0.1093 | 18.885 | 21299.075 | 347108.457 | 3 | Mid-Atlantic Area Council | Montgomery | Electric Utility |  |  | 39.2086 | -77.4644 | GenOn Mid-Atlantic, LLC (Owner/Operator) | Phase 2 |  | Operating | Combustion turbine | Pipeline Natural Gas | Diesel Oil |  | Water Injection |  | 1825 | 7.5357 | GAS | 147 | 1931.9728 | 0.1093 | 0.014485 | 7.5357
12653 | GenOn Mid-Atlantic LLC | 1572 | Dickerson | MD | Montgomery | GT3 | GT | OP | 163 | 147 | 167 |  | 6 | 1992 | NG | DFO | Y | Y | N | IPP Non-CHP |  |  |  |  | N | [57 empty] | GAS | MD | Dickerson | 1572 | GT3 | 2010 |  | ARP, CAIRNOX, CAIROS, CAIRSO2, RGGI | 527.03 | 12 | 60499.86 |  | 7.014 | 0.11 | 31.529 | 34795.782 | 553443.885 | 3 | Mid-Atlantic Area Council | Montgomery | Electric Utility |  |  | 39.2086 | -77.4644 | GenOn Mid-Atlantic, LLC (Owner/Operator) | Phase 2 |  | Operating | Combustion turbine | Pipeline Natural Gas | Diesel Oil |  | Water Injection |  | 1825 | 8.7283 | GAS | 160 | 1978.125 | 0.11 | 0.025347 | 8.7283
12653 | GenOn Mid-Atlantic LLC | 1573 | Morgantown Generating Plant | MD | Charles | 3 | GT | OP | 65 | 54 | 65 |  | 6 | 1973 | DFO |  | N | Y | N | IPP Non-CHP |  |  |  |  | N | [57 empty] | LIQUID | MD | Morgantown | 1573 | GT3 | 2010 |  | CAIRNOX, CAIROS, CAIRSO2, RGGI | 130.81 | 12 | 5375.94 |  | 5.203 | 0.6424 | 28.6 | 6833.213 | 84212.191 | 3 | Mid-Atlantic Area Council | Charles | Electric Utility | 4911 | Electric Services | 38.3592 | -76.9767 | GenOn Mid-Atlantic, LLC (Owner/Operator) |  |  | Operating | Combustion turbine | Diesel Oil |  |  |  |  | 654 | 14.1201 | LIQUID | 68 | 476.9231 | 0.6424 | 0.12357 | 14.1201
12653 | GenOn Mid-Atlantic LLC | 1573 | Morgantown Generating Plant | MD | Charles | 4 | GT | OP | 65 | 54 | 65 |  | 6 | 1973 | DFO |  | N | Y | N | IPP Non-CHP |  |  |  |  | N | [57 empty] | LIQUID | MD | Morgantown | 1573 | GT4 | 2010 |  | CAIRNOX, CAIROS, CAIRSO2, RGGI | 133.1 | 12 | 5983.97 |  | 5.4 | 0.6319 | 29.687 | 7090.068 | 87372.505 | 3 | Mid-Atlantic Area Council | Charles | Electric Utility | 4911 | Electric Services | 38.3592 | -76.9767 | GenOn Mid-Atlantic, LLC (Owner/Operator) |  |  | Operating | Combustion turbine | Diesel Oil |  |  |  |  | 654 | 13.1929 | LIQUID | 73 | 438.4615 | 0.6319 | 0.12361 | 13.1929
12653 | GenOn Mid-Atlantic LLC | 1573 | Morgantown Generating Plant | MD | Charles | 5 | GT | OP | 65 | 54 | 65 |  | 5 | 1973 | DFO |  | N | Y | N | IPP Non-CHP |  |  |  |  | N | [57 empty] | LIQUID | MD | Morgantown | 1573 | GT5 | 2010 |  | CAIRNOX, CAIROS, CAIRSO2, RGGI | 92.5 | 12 | 3714 |  | 3.405 | 0.6157 | 18.292 | 4463.469 | 55008.769 | 3 | Mid-Atlantic Area Council | Charles | Electric Utility | 4911 | Electric Services | 38.3592 | -76.9767 | GenOn Mid-Atlantic, LLC (Owner/Operator) |  |  | Operating | Combustion turbine | Diesel Oil |  |  |  |  | 654 | 12.4708 | LIQUID | 69 | 469.2308 | 0.6157 | 0.1238 | 12.4708
12653 | GenOn Mid-Atlantic LLC | 1573 | Morgantown Generating Plant | MD | Charles | 6 | GT | OP | 65 | 54 | 65 |  | 5 | 1973 | DFO |  | N | Y | N | IPP Non-CHP |  |  |  |  | N | [57 empty] | LIQUID | MD | Morgantown | 1573 | GT6 | 2010 |  | CAIRNOX, CAIROS, CAIRSO2, RGGI | 129.6 | 12 | 5201.64 |  | 4.904 | 0.5685 | 23.994 | 6440.941 | 79377.274 | 3 | Mid-Atlantic Area Council | Charles | Electric Utility | 4911 | Electric Services | 38.3592 | -76.9767 | GenOn Mid-Atlantic, LLC (Owner/Operator) |  |  | Operating | Combustion turbine | Diesel Oil |  |  |  |  | 654 | 13.1309 | LIQUID | 71 | 453.8462 | 0.5685 | 0.12356 | 13.1309
12653 | GenOn Mid-Atlantic LLC | 1573 | Morgantown Generating Plant | MD | Charles | GT1 | GT | OP | 18 | 16 | 20 |  | 12 | 1970 | DFO |  | N | Y | N | IPP Non-CHP |  |  |  |  | N | [57 empty] | LIQUID | [39 empty] | 0.71217 | 0.28204 | 13.2568
12653 | GenOn Mid-Atlantic LLC | 1573 | Morgantown Generating Plant | MD | Charles | GT2 | GT | OP | 18 | 16 | 20 |  | 2 | 1971 | DFO |  | N | Y | N | IPP Non-CHP |  |  |  |  | N | [57 empty] | LIQUID | [39 empty] | 0.69774 | 0.27505 | 13.3178
12653 | GenOn Mid-Atlantic LLC | 1573 | Morgantown Generating Plant | MD | Charles | ST1 | ST | OP | 626 | 610 | 610 |  | 6 | 1970 | BIT | DFO | Y | Y | N | IPP Non-CHP |  |  |  |  | N | Y |  |  | Y |  |  | 3 | 2009 | 1500000 | 0.03 | 0.6 | 0.45 | PB | DP | NP | 1984 | 1984 | 1995 | MS | NC | [5 empty] | OP: OP; DP: SP; LS: LS; N: Y | 2.7 | 98 | 600 | 1800000 | 100 | OP | EC | [5 empty] | 2.8 |  |  | 99.2 | 393 | 2160000 |  |  |  |  | COAL | MD | Morgantown | 1573 | 1 | 2010 | MSFW1, MSF1 | ARP, CAIRNOX, CAIROS, CAIRSO2, RGGI | 8186.02 | 12 | 4114229.57 |  | 3028.651 | 0.0486 | 1059.033 | 4402544.806 | 42910594.74 | 3 | Mid-Atlantic Area Council | Charles | Electric Utility | 4911 | Electric Services | 38.3592 | -76.9767 | GenOn Mid-Atlantic, LLC (Owner/Operator) | Table 1 | Phase 1 Group 1 | Operating | Tangentially-fired | Coal | Residual Oil | Wet Lime FGD | Low NOx Burner Technology w/ Closed-coupled/Separated OFA Ammonia Injection Selective Catalytic Reduction | Electrostatic Precipitator | 5317 | 10.2924 | COAL | 658 | 460.6557 | 0.0486 | 0.14116 | 10.2924
12653 | GenOn Mid-Atlantic LLC | 1573 | Morgantown Generating Plant | MD | Charles | ST2 | ST | OP | 626 | 619 | 619 |  | 6 | 1971 | BIT | DFO | Y | Y | N | IPP Non-CHP |  |  |  |  | N | Y |  |  | Y |  |  | 2 | 1971 | 718287 | [16 empty] | OP: OP; DP: SP; LS: LS; N: Y | 2.7 | 98 | 600 | 1800000 | 100 | OP | EC | [5 empty] | 2.8 |  |  | 99.2 | 393 | 2160000 |  |  |  |  | COAL | MD | Morgantown | 1573 | 2 | 2010 | MSFW2, MSF2 | ARP, CAIRNOX, CAIROS, CAIRSO2, RGGI | 6776.66 | 12 | 3525494.68 |  | 2228.727 | 0.0414 | 710.143 | 3541752.955 | 34519975.52 | 3 | Mid-Atlantic Area Council | Charles | Electric Utility | 4911 | Electric Services | 38.3592 | -76.9767 | GenOn Mid-Atlantic, LLC (Owner/Operator) | Table 1 | Phase 1 Group 1 | Operating | Tangentially-fired | Coal | Residual Oil | Wet Lime FGD | Low NOx Burner Technology w/ Closed-coupled/Separated OFA Ammonia Injection Selective Catalytic Reduction | Electrostatic Precipitator | 5317 | 9.7199 | COAL | 661 | 466.0743 | 0.0414 | 0.12913 | 9.7199
12653 | GenOn Mid-Atlantic LLC | 1572 | Dickerson | MD | Montgomery | ST1 | ST | OP | 196 | 179 | 179 |  | 6 | 1959 | BIT | DFO | N | Y | N | IPP Non-CHP |  |  |  |  | N | Y |  | Y | [22 empty] | OP: OP; DP: SP; LS: LS; N: Y | 2.7 | 98 | 600 | 1800000 | 100 | OP | EK | BP |  |  |  |  | 2.8 |  |  | 98 | 65 | 492000 |  |  |  |  | COAL | MD | Dickerson | 1572 | 1 | 2010 | CSD123, CSDW13 | ARP, CAIRNOX, CAIROS, CAIRSO2, RGGI | 6974.26 | 12 | 914341.87 |  | 875.425 | 0.2634 | 1214.516 | 949341.743 | 9252849.006 | 3 | Mid-Atlantic Area Council | Montgomery | Electric Utility |  |  | 39.2086 | -77.4644 | GenOn Mid-Atlantic, LLC (Owner/Operator) | Phase 2 | Phase II Group 1 | Operating | Tangentially-fired | Coal |  |  | Low NOx Burner Technology w/ Separated OFA | Baghouse Electrostatic Precipitator | 1646 | 9.8337 | COAL | 195 | 455.3073 | 0.2634 | 0.18922 | 9.8337
12658 | Minnkota Power Coop, Inc | 2821 | Grand Forks | ND | Grand Forks | 1 | IC | OP | 0.7 | 0.7 | 0.7 |  | 8 | 1941 | DFO |  | N | Y | N | Electric Utility |  |  |  |  | N | [57 empty] | LIQUID | [39 empty] | 0.7385 | 0.025484 | 12.5895
12658 | Minnkota Power Coop, Inc | 2823 | Milton R Young | ND | Oliver | 1 | ST | OP | 257 | 250 | 250 |  | 10 | 1970 | LIG | DFO | N | Y | N | Electric Utility |  |  |  |  | N | N |  | Y | N |  |  | S1 | 1970 | 920000 | [16 empty] | OP: OP; DP: SP; LS: LI; N: N | 1.2 | 97 | 445.2 | 1362800 | 100 | OP | EK | WS |  | 9 |  | 0.7 |  |  |  | 99 | 177 | 1700000 |  |  |  |  | COAL | ND | Milton R Young | 2823 | B1 | 2010 |  | ARP | 8532.57 | 12 | 2135826.96 |  | 19286.508 | 0.5399 | 5604.375 | 2260696.775 | 20765112.1 | 8 | Mid-Continent Area Power Pool | Oliver | Electric Utility | 4911 | Electric Services | 47.0664 | -101.2139 | Minnkota Power Cooperative, Inc. (Owner/Operator) | Phase 2 | Group 2 | Operating | Cyclone boiler | Coal |  |  | Overfire Air | Electrostatic Precipitator | 3339 | 9.7109 | COAL | 287 | 426 | 0.5399 | 1.8576 | 9.7109
12658 | Minnkota Power Coop, Inc | 2821 | Grand Forks | ND | Grand Forks | 10 | IC | OP | 1.1 | 1.1 | 1.1 |  | 8 | 1949 | DFO |  | N | Y | N | Electric Utility |  |  |  |  | N | [57 empty] | LIQUID | [39 empty] | 0.7385 | 0.025484 | 12.5895
12658 | Minnkota Power Coop, Inc | 2821 | Grand Forks | ND | Grand Forks | 11 | IC | OP | 1.1 | 1.1 | 1.1 |  | 8 | 1949 | DFO |  | N | Y | N | Electric Utility |  |  |  |  | N | [57 empty] | LIQUID | [39 empty] | 0.7385 | 0.025484 | 12.5895
12658 | Minnkota Power Coop, Inc | 2821 | Grand Forks | ND | Grand Forks | 2 | IC | OP | 0.7 | 0.7 | 0.7 |  | 8 | 1941 | DFO |  | N | Y | N | Electric Utility |  |  |  |  | N | [57 empty] | LIQUID | [39 empty] | 0.7385 | 0.025484 | 12.5895
12658 | Minnkota Power Coop, Inc | 2821 | Grand Forks | ND | Grand Forks | 3 | IC | OP | 0.7 | 0.7 | 0.7 |  | 8 | 1941 | DFO |  | N | Y | N | Electric Utility |  |  |  |  | N | [57 empty] | LIQUID | [39 empty] | 0.7385 | 0.025484 | 12.5895
12658 | Minnkota Power Coop, Inc | 2821 | Grand Forks | ND | Grand Forks | 4 | IC | OP | 1 | 1 | 1 |  | 8 | 1946 | DFO |  | N | Y | N | Electric Utility | [62 empty] | LIQUID | [39 empty] | 0.7385 | 0.025484 | 12.5895
12658 | Minnkota Power Coop, Inc | 2821 | Grand Forks | ND | Grand Forks | 5 | IC | OP | 1 | 1 | 1 |  | 8 | 1946 | DFO |  | N | Y | N | Electric Utility | [62 empty] | LIQUID | [39 empty] | 0.7385 | 0.025484 | 12.5895
12658 | Minnkota Power Coop, Inc | 2821 | Grand Forks | ND | Grand Forks | 6 | IC | OP | 1 | 1 | 1 |  | 8 | 1946 | DFO |  | N | Y | N | Electric Utility | [62 empty] | LIQUID | [39 empty] | 0.7385 | 0.025484 | 12.5895
12658 | Minnkota Power Coop, Inc | 2821 | Grand Forks | ND | Grand Forks | 7 | IC | OP | 1.1 | 1.1 | 1.1 |  | 8 | 1949 | DFO |  | N | Y | N | Electric Utility |  |  |  |  | N | [57 empty] | LIQUID | [39 empty] | 0.7385 | 0.025484 | 12.5895
12658 | Minnkota Power Coop, Inc | 2821 | Grand Forks | ND | Grand Forks | 8 | IC | OP | 1.1 | 1.1 | 1.1 |  | 8 | 1949 | DFO |  | N | Y | N | Electric Utility |  |  |  |  | N | [57 empty] | LIQUID | [39 empty] | 0.7385 | 0.025484 | 12.5895
12658 | Minnkota Power Coop, Inc | 2821 | Grand Forks | ND | Grand Forks | 9 | IC | OP | 1.1 | 1.1 | 1.1 |  | 8 | 1949 | DFO |  | N | Y | N | Electric Utility |  |  |  |  | N | [57 empty] | LIQUID | [39 empty] | 0.7385 | 0.025484 | 12.5895
12658 | Minnkota Power Coop, Inc | 2822 | Harwood | ND | Cass | 2 | IC | OP | 1.6 | 1.6 | 1.6 |  | 10 | 1947 | DFO |  | N | Y | N | Electric Utility |  |  |  |  | N | [57 empty] | LIQUID | [39 empty] | 0.7385 | 0.025484 | 12.5895
12658 | Minnkota Power Coop, Inc | 2822 | Harwood | ND | Cass | 3 | IC | OP | 1.6 | 1.6 | 1.6 |  | 10 | 1947 | DFO |  | N | Y | N | Electric Utility |  |  |  |  | N | [57 empty] | LIQUID | [39 empty] | 0.7385 | 0.025484 | 12.5895
12658 | Minnkota Power Coop, Inc | 2823 | Milton R Young | ND | Oliver | 2 | ST | OP | 477 | 447 | 455 |  | 4 | 1977 | LIG | DFO | N | Y | N | Electric Utility |  |  |  |  | N | N |  | Y | N |  |  | S2 | 1977 | 871312 | [16 empty] | OP: OP; DP: SP; LS: LI; N: N | 1.2 | 96.9 | 543.8 | 153550 | 100 | OP | EK | WS |  | 9 |  | 0.7 |  |  |  | 99 | 201 | 2200000 |  |  |  |  | COAL | ND | Milton R Young | 2823 | B2 | 2010 |  | ARP | 6344.6 | 12 | 2817008.65 |  | 7812.722 | 0.4091 | 6000.929 | 3212523.013 | 29507935.74 | 8 | Mid-Continent Area Power Pool | Oliver | Electric Utility | 4911 | Electric Services | 47.0664 | -101.2139 | Minnesota Power and Light Company (Owner) Square Butte Electric Cooperative (Owner) Minnkota Power Cooperative, Inc. (Owner/Operator) | Phase 2 | Group 2 | Operating | Cyclone boiler | Coal |  | Dual Alkali Wet Lime FGD (Began Oct 01, 2010) | Overfire Air Selective Non-catalytic Reduction (Began Dec 08, 2010) | Electrostatic Precipitator | 6584 | 10.1674 | COAL | 500 | 450.5495 | 0.4091 | 0.52953 | 10.1674
12667 | Minnesota Municipal Power Agny | 7844 | Minnesota River | MN | Carver | UOO1 | GT | OP | 49 | 39 | 39 |  | 5 | 2001 | NG |  | N | Y | N | Electric Utility |  |  |  |  | N | [57 empty] | GAS | MN | Minnesota River Station | 7844 | U001 | 2010 |  | ARP | 18.2 | 12 | 671.98 |  | 0.002 | 0.1128 | 0.323 | 391.621 | 6587.616 | 5 | Mid-Continent Area Power Pool | Carver | Electric Utility | 4911 | Electric Services | 44.795 | -93.5808 | Minnesota Municipal Power Agency (Operator) City of Chaska (Owner) | Phase 2 |  | Operating | Combustion turbine | Pipeline Natural Gas | Diesel Oil |  | Dry Low NOx Burners |  | 500 | 8.7311 | GAS | 41 | 474.359 | 0.1128 | 0.000607 | 8.7311
12667 | Minnesota Municipal Power Agny | 56164 | Faribault Energy Park | MN | Rice | EU01 | CT | OP | 212.5 | 153 | 182 | G861 | 5 | 2005 | NG | DFO | Y | Y | N | Electric Utility |  |  |  |  | N | [57 empty] | GAS | MN | Faribault Energy Park | 56164 | EU006 | 2010 |  | ARP | 1781.15 | 12 | 400509.13 |  | 1.378 | 0.0305 | 23.926 | 167251.569 | 2807017.842 | 5 | Mid-Continent Area Power Pool | Rice | Electric Utility |  |  | 44.3353 | -93.2894 | Minnesota Municipal Power Agency (Owner/Operator) | Phase 2 |  | Operating | Combined cycle | Pipeline Natural Gas | Diesel Oil |  | Dry Low NOx Burners Water Injection Selective Catalytic Reduction |  | 2100 | 6.8276 | GAS | 293 | 195.0549 | 0.0305 | 0.000982 | 9.0919
12667 | Minnesota Municipal Power Agny | 56164 | Faribault Energy Park | MN | Rice | HRSG | CA | OP | 122 | 108 | 84 | G861 | 8 | 2007 | NG | DFO | Y | Y | N | Electric Utility |  |  |  |  | N | [6 empty] | SV001 | 2007 | 24696 | [48 empty] | GAS | [39 empty] | 0 | 0 | 10.4
12667 | Minnesota Municipal Power Agny | 57432 | Oak Glen Wind Farm | MN | Steele | 1 | WT | OP | 44 | 44 | 44 |  | 11 | 2011 | WND |  | N | Y | N | Electric Utility | [62 empty] | N/A | [39 empty] | 0 | 0 | 10.4
12670 | Missouri Jnt Muni.Pwr Elec. Ut. Comm. | 56478 | MJMEUC Generating Station #1 | MO | Audrain | 1 | GT | OP | 13.3 | 11.3 | 13 |  | 10 | 2007 | NG |  | N | Y | Y | Electric Utility |  |  |  |  | N | [57 empty] | GAS | [39 empty] | 0.075651 | 0.0008365 | 10.5462
12685 | Entergy Mississippi Inc | 2050 | Baxter Wilson | MS | Warren | 1 | ST | OP | 544.6 | 500 | 515 |  | 3 | 1967 | NG | RFO | Y | Y | N | Electric Utility |  |  |  |  | N | [6 empty] | 1 | 1974 | 594000 | 0.09 |  |  | PB | OT | OT | 1976 | 1976 | 1995 | MS | NC | [37 empty] | GAS | MS | Baxter Wilson | 2050 | 1 | 2010 |  | ARP, CAIRNOX, CAIROS, CAIRSO2 | 6617.31 | 12 | 1321996.34 |  | 128.599 | 0.2859 | 3294.247 | 1338080.534 | 22428433.37 | 4 | Southwest Power Pool | Warren | Electric Utility | 4911 | Electric Services | 32.2831 | -90.9306 | Entergy Corporation (Owner/Operator) | Phase 2 |  | Operating | Tangentially-fired | Pipeline Natural Gas | Residual Oil |  |  |  | 5325 | 11.4115 | GAS | 517 | 1998.0583 | 0.2859 | 0.011467 | 11.4115
12685 | Entergy Mississippi Inc | 2050 | Baxter Wilson | MS | Warren | 2 | ST | OP | 783 | 676 | 697 |  | 10 | 1971 | NG | RFO | Y | Y | N | Electric Utility |  |  |  |  | N | [6 empty] | 1 | 1974 | 594000 | [48 empty] | GAS | MS | Baxter Wilson | 2050 | 1 | 2010 |  | ARP, CAIRNOX, CAIROS, CAIRSO2 | 6617.31 | 12 | 1321996.34 |  | 128.599 | 0.2859 | 3294.247 | 1338080.534 | 22428433.37 | 4 | Southwest Power Pool | Warren | Electric Utility | 4911 | Electric Services | 32.2831 | -90.9306 | Entergy Corporation (Owner/Operator) | Phase 2 |  | Operating | Tangentially-fired | Pipeline Natural Gas | Residual Oil |  |  |  | 5325 | 11.4115 | GAS | 517 | 325.9188 | 0.2859 | 0.011467 | 11.4115
12685 | Entergy Mississippi Inc | 2053 | Rex Brown | MS | Hinds | 3 | ST | OP | 66 | 70 | 70 |  | 3 | 1951 | NG | RFO | N | Y | N | Electric Utility |  |  |  |  | N | [6 empty] | 3 | 1949 | 196076 | [48 empty] | GAS | MS | Rex Brown | 2053 | 4 | 2010 |  | ARP, CAIRNOX, CAIROS, CAIRSO2 | 3856.93 | 12 | 153631.15 |  | 0.763 | 0.3005 | 401.355 | 151099.65 | 2542539.695 | 4 | Southwest Power Pool | Hinds | Electric Utility | 4911 | Electric Services | 32.3564 | -90.2125 | Entergy Corporation (Owner/Operator) | Phase 2 |  | Operating | Dry bottom wall-fired boiler | Pipeline Natural Gas |  |  |  |  | 3000 | 13.2802 | GAS | 212 | -514.2857 | 0.3005 | 0.0006 | 13.2802
12685 | Entergy Mississippi Inc | 2053 | Rex Brown | MS | Hinds | 4 | ST | OP | 238.7 | 209 | 213 |  | 7 | 1959 | NG | RFO | N | Y | N | Electric Utility |  |  |  |  | N | [6 empty] | 4A | 1959 | 148288 | [48 empty] | GAS | MS | Rex Brown | 2053 | 4 | 2010 |  | ARP, CAIRNOX, CAIROS, CAIRSO2 | 3856.93 | 12 | 153631.15 |  | 0.763 | 0.3005 | 401.355 | 151099.65 | 2542539.695 | 4 | Southwest Power Pool | Hinds | Electric Utility | 4911 | Electric Services | 32.3564 | -90.2125 | Entergy Corporation (Owner/Operator) | Phase 2 |  | Operating | Dry bottom wall-fired boiler | Pipeline Natural Gas |  |  |  |  | 3000 | 13.2802 | GAS | 212 | 1997.6415 | 0.3005 | 0.0006 | 13.2802
12685 | Entergy Mississippi Inc | 8054 | Gerald Andrus | MS | Washington | 1 | ST | OP | 781.4 | 712 | 741 |  | 1 | 1975 | NG | RFO | Y | Y | N | Electric Utility |  |  |  |  | N | [6 empty] | 1 | 1975 | 720000 | [48 empty] | GAS | MS | Gerald Andrus | 8054 | 1 | 2010 |  | ARP, CAIRNOX, CAIROS, CAIRSO2 | 4913.72 | 12 | 1716447.36 |  | 267.077 | 0.251 | 2302.898 | 1079083.242 | 17968708.61 | 4 | Southwest Power Pool | Washington | Electric Utility | 4911 | Electric Services | 33.3503 | -91.1181 | Entergy Corporation (Owner/Operator) | Phase 2 |  | Operating | Dry bottom wall-fired boiler | Residual Oil | Pipeline Natural Gas |  | Overfire Air |  | 7700 | 10.0542 | LIQUID | 762 | 1635.83 | 0.251 | 0.029727 | 10.0542
12685 | Entergy Mississippi Inc | 55220 | Attala | MS | Attala | A01 | CT | OP | 160 | 145 | 158 |  | 3 | 2001 | NG |  | N | Y | N | Electric Utility |  |  |  |  | N | [57 empty] | GAS | MS | Attala Generating Plant | 55220 | A01 | 2010 |  | ARP, CAIRNOX, CAIROS, CAIRSO2 | 4876.73 | 12 | 584920.97 |  | 1.497 | 0.0096 | 18.746 | 296459.137 | 4988485.784 | 4 |  | Attala | Electric Utility | 4911 | Electric Services | 33.0142 | -89.6758 | Entergy Corporation (Owner/Operator) | Phase 2 |  | Operating | Combined cycle | Pipeline Natural Gas |  |  | Dry Low NOx Burners Selective Catalytic Reduction |  | 1757 | 8.0789 | GAS | 168 | 1968.3544 | 0.0096 | 0.0006 | 8.0789
12685 | Entergy Mississippi Inc | 55220 | Attala | MS | Attala | A02 | CT | OP | 160 | 145 | 158 |  | 3 | 2001 | NG |  | N | Y | N | Electric Utility |  |  |  |  | N | [57 empty] | GAS | MS | Attala Generating Plant | 55220 | A02 | 2010 |  | ARP, CAIRNOX, CAIROS, CAIRSO2 | 4947.69 | 12 | 598437.88 |  | 1.784 | 0.0098 | 22.127 | 353385.16 | 5946387.036 | 4 |  | Attala | Electric Utility | 4911 | Electric Services | 33.0142 | -89.6758 | Entergy Corporation (Owner/Operator) | Phase 2 |  | Operating | Combined cycle | Pipeline Natural Gas |  |  | Dry Low NOx Burners Selective Catalytic Reduction |  | 1757 | 9.4879 | GAS | 170 | 1962.0253 | 0.0098 | 0.0006 | 9.4879
12685 | Entergy Mississippi Inc | 55220 | Attala | MS | Attala | A03 | CA | OP | 180 | 165 | 176 |  | 3 | 2001 | NG |  | N | Y | N | Electric Utility |  |  |  |  | N | [57 empty] | GAS | [39 empty] | 0 | 0 | 10.4
12686 | Mississippi Power Co | 2046 | Eaton | MS | Forrest | 1 | ST | OP | 25.9 | 24.5 | 24.5 |  | 3 | 1945 | NG |  | N | Y | N | Electric Utility |  |  |  | 2012 | N | [9 empty] | 20 |  |  | OP | DP | NP | 1979 | 1979 | 1997 | MS | NC | [37 empty] | GAS | [39 empty] | 0.21959 | 0.0021858 | 13.2086
12686 | Mississippi Power Co | 2046 | Eaton | MS | Forrest | 2 | ST | OP | 25.9 | 24.5 | 24.5 |  | 7 | 1947 | NG |  | N | Y | N | Electric Utility |  |  |  | 2012 | N | [9 empty] | 0.02 |  |  | PB | DP | NP | 2009 | 2009 | 2009 | MS | IF | [37 empty] | GAS | [39 empty] | 0.22141 | 0.0008013 | 13.0969
12686 | Mississippi Power Co | 2046 | Eaton | MS | Forrest | 3 | ST | OP | 25.9 | 24.6 | 24.6 |  | 8 | 1949 | NG |  | N | Y | N | Electric Utility |  |  |  | 2012 | N | [57 empty] | GAS | [39 empty] | 0.2233 | 0.00107 | 12.9853
12686 | Mississippi Power Co | 2047 | Chevron Oil | MS | Jackson | 1 | GT | OP | 16.6 | 15 | 17 |  | 7 | 1967 | NG |  | N | Y | Y | Industrial CHP |  |  |  |  | N | [57 empty] | GAS | [39 empty] | 0.28844 | 0.0041774 | 11.6648
12686 | Mississippi Power Co | 2047 | Chevron Oil | MS | Jackson | 2 | GT | OP | 16.6 | 15 | 17 |  | 7 | 1967 | NG |  | N | Y | Y | Industrial CHP |  |  |  |  | N | [57 empty] | GAS | [39 empty] | 0.28844 | 0.0041774 | 11.6648
12686 | Mississippi Power Co | 2047 | Chevron Oil | MS | Jackson | 3 | GT | OP | 18 | 16 | 18 |  | 10 | 1971 | NG |  | N | Y | Y | Industrial CHP |  |  |  |  | N | [57 empty] | GAS | [39 empty] | 0.26584 | 0.0038691 | 11.7374
12686 | Mississippi Power Co | 2047 | Chevron Oil | MS | Jackson | 4 | GT | OP | 18 | 16 | 18 |  | 9 | 1971 | NG |  | N | Y | Y | Industrial CHP |  |  |  |  | N | [57 empty] | GAS | [39 empty] | 0.26584 | 0.0038691 | 11.7374
12686 | Mississippi Power Co | 2047 | Chevron Oil | MS | Jackson | 5 | GT | OP | 101.3 | 68 | 78 |  | 5 | 1994 | NG |  | N | Y | Y | Industrial CHP |  |  |  |  | N | [57 empty] | GAS | MS | Chevron Cogenerating Station | 2047 | 5 | 2010 |  | ARP, CAIRNOX, CAIROS, CAIRSO2 | 7762.25 | 12 | 556794.5 |  | 10.231 | 0.062 | 241.231 | 467739.975 | 7869997.025 | 4 | Southeastern Electric Reliability Council | Jackson | Cogeneration | 4911 | Electric Services | 30.34 | -88.492 | Mississippi Power Company (Owner/Operator) | Phase 2 |  | Operating | Combustion turbine | Natural Gas |  |  | Dry Low NOx Burners |  | 1096 | 14.1098 | GAS | 85 | 1955.1282 | 0.062 | 0.0026 | 14.1098
12686 | Mississippi Power Co | 2048 | Sweatt | MS | Lauderdale | 1 | ST | OP | 46 | 46 | 46 |  | 5 | 1951 | NG |  | N | Y | N | Electric Utility |  |  |  |  | N | [9 empty] | 0.3 |  |  | PB | DP | NP | 1975 | 1975 | 2000 | MS | SS | [37 empty] | GAS | MS | Sweatt Electric Generating Plant | 2048 | 1 | 2010 | CS01 | ARP, CAIRNOX, CAIROS, CAIRSO2 | 174.5 | 12 | 3860.25 |  | 0.012 | 0.1504 | 3.405 | 2282.35 | 38393.225 | 4 | Southeastern Electric Reliability Council | Lauderdale | Electric Utility | 4911 | Electric Services | 32.2925 | -88.7461 | Mississippi Power Company (Owner/Operator) | Phase 2 |  | Operating | Dry bottom wall-fired boiler | Pipeline Natural Gas |  |  |  |  | 626 | 9.3818 | GAS | 47 | 1989.1304 | 0.1504 | 0.000625 | 9.3818
12686 | Mississippi Power Co | 2048 | Sweatt | MS | Lauderdale | 2 | ST | OP | 49 | 46 | 46 |  | 6 | 1953 | NG |  | N | Y | N | Electric Utility |  |  |  |  | N | [57 empty] | GAS | MS | Sweatt Electric Generating Plant | 2048 | 2 | 2010 | CS01 | ARP, CAIRNOX, CAIROS, CAIRSO2 | 170.75 | 12 | 3704.75 |  | 0.011 | 0.1535 | 3.296 | 2160.9 | 36366.425 | 4 | Southeastern Electric Reliability Council | Lauderdale | Electric Utility | 4911 | Electric Services | 32.2925 | -88.7461 | Mississippi Power Company (Owner/Operator) | Phase 2 |  | Operating | Dry bottom wall-fired boiler | Pipeline Natural Gas |  |  |  |  | 626 | 9.2447 | GAS | 47 | 1989.1304 | 0.1535 | 0.000605 | 9.2447
12686 | Mississippi Power Co | 2048 | Sweatt | MS | Lauderdale | A | GT | OP | 41.9 | 32 | 41 |  | 5 | 1971 | NG |  | N | Y | N | Electric Utility |  |  |  |  | N | [57 empty] | GAS | MS | Sweatt Electric Generating Plant | 2048 | 1 | 2010 | CS01 | ARP, CAIRNOX, CAIROS, CAIRSO2 | 174.5 | 12 | 3860.25 |  | 0.012 | 0.1504 | 3.405 | 2282.35 | 38393.225 | 4 | Southeastern Electric Reliability Council | Lauderdale | Electric Utility | 4911 | Electric Services | 32.2925 | -88.7461 | Mississippi Power Company (Owner/Operator) | Phase 2 |  | Operating | Dry bottom wall-fired boiler | Pipeline Natural Gas |  |  |  |  | 626 | 9.3818 | GAS | 47 | -73.1707 | 0.1504 | 0.000625 | 9.3818
12686 | Mississippi Power Co | 2049 | Jack Watson | MS | Harrison | 1 | ST | OP | 93.8 | 76 | 76 |  | 6 | 1957 | NG |  | N | Y | N | Electric Utility |  |  |  | 2014 | N | [6 empty] | 1 | 1957 | 296352 | [44 empty] | OP | LN | OV |  | GAS | MS | Watson Electric Generating Plant | 2049 | 1 | 2010 |  | ARP, CAIRNOX, CAIROS, CAIRSO2 | 105.25 | 12 | 1151.5 |  | 0.006 | 0.0803 | 1.131 | 1091.95 | 18376.225 | 4 | Southeastern Electric Reliability Council | Harrison | Electric Utility | 4911 | Electric Services | 30.4408 | -89.0265 | Mississippi Power Company (Owner/Operator) | Phase 2 |  | Operating | Tangentially-fired | Pipeline Natural Gas | Diesel Oil |  |  |  | 863 | 11.7912 | GAS | 31 | 1274.1935 | 0.0803 | 0.000653 | 11.7912
12686 | Mississippi Power Co | 2049 | Jack Watson | MS | Harrison | 2 | ST | OP | 93.8 | 76 | 76 |  | 5 | 1960 | NG |  | N | Y | N | Electric Utility |  |  |  | 2014 | N | [6 empty] | 2 | 1960 | 273428 | [44 empty] | OP | OV | LN | SR | GAS | MS | Watson Electric Generating Plant | 2049 | 2 | 2010 |  | ARP, CAIRNOX, CAIROS, CAIRSO2 | 120.75 | 12 | 1792.25 |  | 0.011 | 0.0919 | 1.934 | 2095.125 | 35254.575 | 4 | Southeastern Electric Reliability Council | Harrison | Electric Utility | 4911 | Electric Services | 30.4408 | -89.0265 | Mississippi Power Company (Owner/Operator) | Phase 2 |  | Operating | Tangentially-fired | Pipeline Natural Gas | Diesel Oil |  |  |  | 938 | 10.1069 | GAS | 80 | 1973.6842 | 0.0919 | 0.000624 | 10.1069
12686 | Mississippi Power Co | 2049 | Jack Watson | MS | Harrison | 3 | ST | OP | 108.8 | 107 | 107 |  | 6 | 1962 | NG |  | N | Y | N | Electric Utility |  |  |  | 2014 | N | [6 empty] | 3 | 1962 | 182930 | [48 empty] | GAS | MS | Watson Electric Generating Plant | 2049 | 3 | 2010 |  | ARP, CAIRNOX, CAIROS, CAIRSO2 | 117.75 | 12 | 4435.5 |  | 0.016 | 0.1193 | 3.63 | 3098.575 | 52141.45 | 4 | Southeastern Electric Reliability Council | Harrison | Electric Utility | 4911 | Electric Services | 30.4408 | -89.0265 | Mississippi Power Company (Owner/Operator) | Phase 2 |  | Operating | Tangentially-fired | Pipeline Natural Gas | Diesel Oil |  |  |  | 1119 | 10.2557 | GAS | 109 | 1990.6542 | 0.1193 | 0.000614 | 10.2557
12686 | Mississippi Power Co | 2049 | Jack Watson | MS | Harrison | 4 | ST | OP | 299.2 | 232 | 232 |  | 6 | 1968 | BIT | NG | Y | Y | N | Electric Utility |  |  |  |  | N | Y |  | Y |  |  |  | 4 | 1968 | 408320 | [31 empty] | OP | EK |  |  | 8.5 | 0.1 | 3.7 |  | 3 |  | 98 | 92 | 872070 |  |  |  |  | COAL | MS | Watson Electric Generating Plant | 2049 | 4 | 2010 |  | ARP, CAIRNOX, CAIROS, CAIRSO2 | 5679.5 | 12 | 871201.75 |  | 6774.038 | 0.2809 | 1271.397 | 866344.15 | 8519864.2 | 4 | Southeastern Electric Reliability Council | Harrison | Electric Utility | 4911 | Electric Services | 30.4408 | -89.0265 | Mississippi Power Company (Owner/Operator) | Table 1 | Phase 1 Group 1 | Operating | Dry bottom wall-fired boiler | Coal | Pipeline Natural Gas |  | Low NOx Burner Technology (Dry Bottom only) | Electrostatic Precipitator | 2526 | 9.5484 | COAL | 282 | 1892.2414 | 0.2809 | 1.5902 | 9.5484
12686 | Mississippi Power Co | 2049 | Jack Watson | MS | Harrison | 5 | ST | OP | 578 | 474 | 474 |  | 5 | 1973 | BIT | NG | Y | Y | N | Electric Utility |  |  |  |  | N | Y |  | Y |  |  |  | 5 | 1973 | 848050 | [31 empty] | OP | EK |  |  | 8.5 |  | 3.7 |  |  |  | 99 | 245 | 2109115 |  |  |  |  | COAL | MS | Watson Electric Generating Plant | 2049 | 5 | 2010 |  | ARP, CAIRNOX, CAIROS, CAIRSO2 | 7169.5 | 12 | 2365636.25 |  | 16668.752 | 0.3502 | 4325.247 | 2411791.65 | 23539656.18 | 4 | Southeastern Electric Reliability Council | Harrison | Electric Utility | 4911 | Electric Services | 30.4408 | -89.0265 | Mississippi Power Company (Owner/Operator) | Table 1 | Phase 1 Group 1 | Operating | Dry bottom wall-fired boiler | Coal | Pipeline Natural Gas |  | Low NOx Burner Technology (Dry Bottom only) | Electrostatic Precipitator | 5095 | 9.7382 | COAL | 500 | 1972.5738 | 0.3502 | 1.4162 | 9.7382
12686 | Mississippi Power Co | 2049 | Jack Watson | MS | Harrison | A | GT | OP | 41.9 | 33 | 41.2 |  | 6 | 1970 | NG |  | N | Y | N | Electric Utility |  |  |  |  | N | [57 empty] | GAS | MS | Watson Electric Generating Plant | 2049 | 1 | 2010 |  | ARP, CAIRNOX, CAIROS, CAIRSO2 | 105.25 | 12 | 1151.5 |  | 0.006 | 0.0803 | 1.131 | 1091.95 | 18376.225 | 4 | Southeastern Electric Reliability Council | Harrison | Electric Utility | 4911 | Electric Services | 30.4408 | -89.0265 | Mississippi Power Company (Owner/Operator) | Phase 2 |  | Operating | Tangentially-fired | Pipeline Natural Gas | Diesel Oil |  |  |  | 863 | 11.7912 | GAS | 31 | -164.5161 | 0.0803 | 0.000653 | 11.7912
12686 | Mississippi Power Co | 6073 | Victor J Daniel Jr | MS | Jackson | 1 | ST | OP | 548.3 | 510 | 510 |  | 9 | 1977 | BIT | SUB | Y | Y | N | Electric Utility |  |  |  |  | N | Y |  | Y |  |  |  | 1 | 1977 | 966363 | [31 empty] | OP | EC |  |  | 14 | 0.1 | 0.6 |  | 0.6 |  | 99.9 | 400 | 1900000 | OP | LN | OV |  | COAL | MS | Daniel Electric Generating Plant | 6073 | 1 | 2010 |  | ARP, CAIRNOX, CAIROS, CAIRSO2 | 7027 | 12 | 2690138 |  | 9743.231 | 0.2348 | 3210.895 | 2936522.25 | 28621101.83 | 4 | Southeastern Electric Reliability Council | Jackson | Electric Utility | 4911 | Electric Services | 30.5335 | -88.5574 | Mississippi Power Company (Owner/Operator) Gulf Power Company (Owner) | Phase 2 | Phase 1 Group 1 | Operating | Tangentially-fired | Coal | Residual Oil |  |  | Electrostatic Precipitator | 5461 | 10.3909 | COAL | 570 | 1941.1765 | 0.2348 | 0.68084 | 10.3909
12686 | Mississippi Power Co | 6073 | Victor J Daniel Jr | MS | Jackson | 2 | ST | OP | 548.3 | 510 | 510 |  | 6 | 1981 | BIT | SUB | Y | Y | N | Electric Utility |  |  |  |  | N | Y |  | Y |  |  |  | 1 | 1977 | 966363 | 0.03 | 0.2 | 17 | PB | DP | NM | 1998 | 1998 | 1998 | MS | NC | [20 empty] | OP | EC |  |  | 14 | 0.1 | 0.6 |  | 0.6 |  | 99.9 | 400 | 1900000 | OP | LN | OV |  | COAL | MS | Daniel Electric Generating Plant | 6073 | 2 | 2010 |  | ARP, CAIRNOX, CAIROS, CAIRSO2 | 8215.5 | 12 | 2760466.25 |  | 11063.461 | 0.1884 | 2886.72 | 3243069.375 | 31608858.18 | 4 | Southeastern Electric Reliability Council | Jackson | Electric Utility | 4911 | Electric Services | 30.5335 | -88.5574 | Mississippi Power Company (Owner/Operator) Gulf Power Company (Owner) | Phase 2 | Phase 1 Group 1 | Operating | Tangentially-fired | Coal | Residual Oil |  |  | Electrostatic Precipitator | 5461 | 11.0647 | COAL | 532 | 1978.4314 | 0.1884 | 0.70002 | 11.0647
12686 | Mississippi Power Co | 6073 | Victor J Daniel Jr | MS | Jackson | 3 | CT | OP | 185.5 | 155.5 | 173.8 |  | 5 | 2001 | NG |  | N | Y | N | Electric Utility |  |  |  |  | N | [57 empty] | GAS | MS | Daniel Electric Generating Plant | 6073 | 3B | 2010 |  | ARP, CAIRNOX, CAIROS, CAIRSO2 | 6116.75 | 12 | 933015.5 |  | 2.965 | 0.0091 | 41.217 | 587247.325 | 9881630.9 | 4 | Southeastern Electric Reliability Council | Jackson | Electric Utility | 4911 | Electric Services | 30.5335 | -88.5574 | Mississippi Power Company (Owner/Operator) | Phase 2 |  | Operating | Combined cycle | Pipeline Natural Gas |  |  | Dry Low NOx Burners Selective Catalytic Reduction |  | 2105 | 10.4101 | GAS | 192 | 447.641 | 0.0091 | 0.0006 | 10.4101
12686 | Mississippi Power Co | 6073 | Victor J Daniel Jr | MS | Jackson | 3CT | CT | OP | 185.5 | 155.5 | 173.8 |  | 5 | 2001 | NG |  | N | Y | N | Electric Utility |  |  |  |  | N | [57 empty] | GAS | MS | Daniel Electric Generating Plant | 6073 | 3B | 2010 |  | ARP, CAIRNOX, CAIROS, CAIRSO2 | 6116.75 | 12 | 933015.5 |  | 2.965 | 0.0091 | 41.217 | 587247.325 | 9881630.9 | 4 | Southeastern Electric Reliability Council | Jackson | Electric Utility | 4911 | Electric Services | 30.5335 | -88.5574 | Mississippi Power Company (Owner/Operator) | Phase 2 |  | Operating | Combined cycle | Pipeline Natural Gas |  |  | Dry Low NOx Burners Selective Catalytic Reduction |  | 2105 | 10.4101 | GAS | 192 | 447.641 | 0.0091 | 0.0006 | 10.4101
12686 | Mississippi Power Co | 6073 | Victor J Daniel Jr | MS | Jackson | 3ST | CA | OP | 195.2 | 175 | 195.4 |  | 5 | 2001 | NG |  | N | Y | N | Electric Utility |  |  |  |  | N | [57 empty] | GAS | [39 empty] | 0 | 0 | 10.4
12686 | Mississippi Power Co | 6073 | Victor J Daniel Jr | MS | Jackson | 4 | CT | OP | 185.5 | 155.5 | 173.8 |  | 4 | 2001 | NG |  | N | Y | N | Electric Utility |  |  |  |  | N | [57 empty] | GAS | MS | Daniel Electric Generating Plant | 6073 | 4B | 2010 |  | ARP, CAIRNOX, CAIROS, CAIRSO2 | 5730.25 | 12 | 854224 |  | 2.691 | 0.0093 | 37.709 | 533031.575 | 8969272.575 | 4 | Southeastern Electric Reliability Council | Jackson | Electric Utility | 4911 | Electric Services | 30.5335 | -88.5574 | Mississippi Power Company (Owner/Operator) | Phase 2 |  | Operating | Combined cycle | Pipeline Natural Gas |  |  | Dry Low NOx Burners Selective Catalytic Reduction |  | 2105 | 10.3182 | GAS | 190 | 453.3947 | 0.0093 | 0.0006 | 10.3182
12686 | Mississippi Power Co | 6073 | Victor J Daniel Jr | MS | Jackson | 4CT | CT | OP | 185.5 | 155.5 | 173.8 |  | 4 | 2001 | NG |  | N | Y | N | Electric Utility |  |  |  |  | N | [57 empty] | GAS | MS | Daniel Electric Generating Plant | 6073 | 4B | 2010 |  | ARP, CAIRNOX, CAIROS, CAIRSO2 | 5730.25 | 12 | 854224 |  | 2.691 | 0.0093 | 37.709 | 533031.575 | 8969272.575 | 4 | Southeastern Electric Reliability Council | Jackson | Electric Utility | 4911 | Electric Services | 30.5335 | -88.5574 | Mississippi Power Company (Owner/Operator) | Phase 2 |  | Operating | Combined cycle | Pipeline Natural Gas |  |  | Dry Low NOx Burners Selective Catalytic Reduction |  | 2105 | 10.3182 | GAS | 190 | 453.3947 | 0.0093 | 0.0006 | 10.3182
12686 | Mississippi Power Co | 6073 | Victor J Daniel Jr | MS | Jackson | 4ST | CA | OP | 195.2 | 175 | 195.4 |  | 4 | 2001 | NG |  | N | Y | N | Electric Utility |  |  |  |  | N | [57 empty] | GAS | [39 empty] | 0 | 0 | 10.4
12687 | Midway-Sunset Cogeneration Co | 52169 | Midway Sunset Cogen | CA | Kern | A | GT | OP | 78 | 73 | 83 |  | 5 | 1989 | NG |  | N | Y | Y | Industrial CHP |  |  |  |  | N | [57 empty] | GAS | [39 empty] | 0.083717 | 0.0010579 | 13.0633
12687 | Midway-Sunset Cogeneration Co | 52169 | Midway Sunset Cogen | CA | Kern | B | GT | OP | 78 | 73 | 83 |  | 5 | 1989 | NG |  | N | Y | Y | Industrial CHP |  |  |  |  | N | [57 empty] | GAS | [39 empty] | 0.083717 | 0.0010579 | 13.0633
12687 | Midway-Sunset Cogeneration Co | 52169 | Midway Sunset Cogen | CA | Kern | C | GT | OP | 78 | 73 | 83 |  | 5 | 1989 | NG |  | N | Y | Y | Industrial CHP |  |  |  |  | N | [57 empty] | GAS | [39 empty] | 0.083717 | 0.0010579 | 13.0633
12704 | Mississippi Baptist Medical | 54203 | Mississippi Baptist Medical Center | MS | Hinds | A | GT | OP | 4.2 | 4 | 4 |  | 1 | 1991 | NG |  | N | Y | Y | Commercial CHP |  |  |  |  | N | [57 empty] | GAS | [39 empty] | 0.31112 | 0.0033774 | 9.3225
12710 | Missouri Basin Muni Power Agny | 7247 | Watertown Power Plant | SD | Codington | 1 | GT | OP | 67.5 | 47.7 | 57.9 |  | 1 | 1978 | DFO |  | N | Y | N | Electric Utility |  |  |  |  | N | [57 empty] | LIQUID | [39 empty] | 0.85687 | 0.0556 | 13.1676
12713 | Millennium Power Partners LP | 55079 | Millennium Power | MA | Worcester | CT01 | CT | OP | 230 | 208.5 | 239.9 |  | 4 | 2001 | NG | DFO | Y | Y | N | IPP Non-CHP |  |  |  |  | N | [57 empty] | GAS | MA | Millennium Power Partners | 55079 | 1 | 2010 |  | ARP, CAIROS, RGGI | 6339.22 | 12 | 1363313.57 |  | 4.32 | 0.0126 | 75.055 | 855778.512 | 14400133.54 | 1 | Northeast Power Coordinating Council | Worcester | Electric Utility | 4911 | Electric Services | 42.1127 | -72.0152 | Millennium Power Partners, LP (Owner/Operator) MACHGen, LLC (Owner) | Phase 2 |  | Operating | Combined cycle | Pipeline Natural Gas | Diesel Oil |  | Water Injection Selective Catalytic Reduction |  | 2842 | 10.4789 | GAS | 262 | 453.9391 | 0.0126 | 0.0006 | 10.4789
12713 | Millennium Power Partners LP | 55079 | Millennium Power | MA | Worcester | ST01 | CA | OP | 130 | 116.6 | 134.1 |  | 4 | 2001 | NG | DFO | N | Y | N | IPP Non-CHP |  |  |  |  | N | [57 empty] | GAS | [39 empty] | 0 | 0 | 10.4
12736 | Exxon Mobil Oil Corporation | 50624 | ExxonMobil Oil Torrance Refinery | CA | Los Angeles | GTG1 | GT | OP | 22.5 | 22.5 | 22.5 |  | 11 | 1988 | NG | OG | Y | Y | Y | Industrial CHP |  |  |  |  | N | [57 empty] | GAS | [39 empty] | 0.13861 | 0.0014741 | 11.47
12736 | Exxon Mobil Oil Corporation | 50624 | ExxonMobil Oil Torrance Refinery | CA | Los Angeles | STG1 | ST | OP | 19.3 | 19.3 | 19.3 |  | 11 | 1988 | WH |  | N | Y | N | Industrial CHP |  |  |  |  | N | [57 empty] | N/A | [39 empty] | 0 | 0 | 10.4
12736 | Exxon Mobil Oil Corporation | 50624 | ExxonMobil Oil Torrance Refinery | CA | Los Angeles | EXP1 | ST | OP | 7.5 | 7.5 | 7.5 |  | 9 | 1983 | PC |  | N | Y | N | Industrial CHP |  |  |  |  | N |  | Y | [55 empty] | Petroleum Coke | [39 empty] | 0.1336 | 0.47457 | 10.4
12739 | Mobile Energy LLC | 55241 | Hog Bayou Energy Center | AL | Mobile | CT01 | CT | OP | 200 | 155 | 170 |  | 7 | 2001 | NG | DFO | N | Y | N | IPP Non-CHP |  |  |  |  | N | [57 empty] | GAS | AL | Hog Bayou Energy Center | 55241 | COG01 | 2010 |  | ARP, CAIRNOX, CAIROS, CAIRSO2 | 2892.54 | 12 | 570684.37 |  | 1.288 | 0.0218 | 29.115 | 255151.327 | 4293437.415 | 4 |  | Mobile | Electric Utility | 4931 | Elec & Other Services Combined | 30.7478 | -88.0575 | Mobile Energy, LLC (Owner) Calpine Operating Services Company, Inc. (Operator) | Phase 2 |  | Operating | Combustion turbine | Pipeline Natural Gas | Diesel Oil |  | Dry Low NOx Burners Water Injection Selective Catalytic Reduction |  | 2493 | 7.3795 | GAS | 257 | 244.1176 | 0.0218 | 0.0006 | 7.3795
12739 | Mobile Energy LLC | 55241 | Hog Bayou Energy Center | AL | Mobile | ST01 | CA | OP | 80 | 75 | 75 |  | 7 | 2001 | NG |  | N | Y | N | IPP Non-CHP |  |  |  |  | N | [57 empty] | GAS | [39 empty] | 0 | 0 | 10.4
12745 | Modesto Irrigation District | 151 | McClure | CA | Stanislaus | 1 | GT | OP | 71.2 | 56 | 61 |  | 7 | 1980 | DFO | NG | Y | Y | N | Electric Utility |  |  |  |  | N | [57 empty] | LIQUID | [39 empty] | 1.3412 | 0.018429 | 13.9721
12745 | Modesto Irrigation District | 151 | McClure | CA | Stanislaus | 2 | GT | OP | 71.2 | 56 | 61 |  | 7 | 1981 | DFO | NG | Y | Y | N | Electric Utility |  |  |  |  | N | [57 empty] | LIQUID | [39 empty] | 1.305 | 0.01782 | 13.8973
12745 | Modesto Irrigation District | 7266 | Woodland | CA | Stanislaus | 2 | CA | OP | 37.7 | 37 | 37 |  | 6 | 2003 | NG |  | N | Y | N | Electric Utility |  |  |  |  | N | [57 empty] | GAS | [39 empty] | 0 | 0 | 10.4
12745 | Modesto Irrigation District | 7266 | Woodland | CA | Stanislaus | NA1 | GT | OP | 50.4 | 48 | 50 |  | 11 | 1993 | NG | DFO | Y | Y | N | Electric Utility |  |  |  |  | N | [57 empty] | GAS | CA | Woodland Generation Station | 7266 | 1 | 2010 |  | ARP | 605.75 | 12 | 22229.92 |  | 0.065 | 0.021 | 1.855 | 12900.3 | 217085.429 | 9 |  | Stanislaus | Small Power Producer | 4911 | Electric Services | 37.6528 | -121.0172 | Modesto Irrigation District (Owner/Operator) | Phase 2 |  | Operating | Combined cycle | Pipeline Natural Gas | Diesel Oil |  | Water Injection Selective Catalytic Reduction Steam Injection |  | 460 | 9.5737 | GAS | 46 | 456.5217 | 0.021 | 0.000599 | 9.5737
12745 | Modesto Irrigation District | 50755 | New Hogan Power Plant | CA | Calaveras | GEN1 | HY | OP | 1.9 | 1.9 | 1.9 |  | 4 | 1989 | WAT |  | N | Y | N | Electric Utility |  |  |  |  | N | [57 empty] | N/A | [39 empty] | 0 | 0 | 10.4
12745 | Modesto Irrigation District | 50755 | New Hogan Power Plant | CA | Calaveras | GEN2 | HY | OP | 0.9 | 0.9 | 0.9 |  | 4 | 1989 | WAT |  | N | Y | N | Electric Utility |  |  |  |  | N | [57 empty] | N/A | [39 empty] | 0 | 0 | 10.4
12745 | Modesto Irrigation District | 56135 | Ripon Generation Station | CA | San Joaquin | 1 | GT | OP | 60.5 | 48 | 50 |  | 6 | 2006 | NG |  | N | Y | N | Electric Utility |  |  |  |  | N | [57 empty] | GAS | CA | Ripon Generation Station | 56135 | 1 | 2010 |  | ARP | 401.04 | 12 | 13956.81 |  | 0.045 | 0.0219 | 1.023 | 8835.734 | 148679.733 | 9 |  | Stanislaus | Electric Utility |  |  | 37.7315 | -121.116 | Modesto Irrigation District (Owner/Operator) | Phase 2 |  | Operating | Combustion turbine | Pipeline Natural Gas |  |  | Water Injection Selective Catalytic Reduction |  | 505 | 9.8504 | GAS | 51 | 1990 | 0.0219 | 0.000605 | 9.8504
12745 | Modesto Irrigation District | 7266 | Woodland | CA | Stanislaus | 3 | CT | OP | 60.5 | 48 | 50 |  | 6 | 2003 | NG |  | N | Y | N | Electric Utility |  |  |  |  | N | [57 empty] | GAS | CA | Woodland Generation Station | 7266 | 1 | 2010 |  | ARP | 605.75 | 12 | 22229.92 |  | 0.065 | 0.021 | 1.855 | 12900.3 | 217085.429 | 9 |  | Stanislaus | Small Power Producer | 4911 | Electric Services | 37.6528 | -121.0172 | Modesto Irrigation District (Owner/Operator) | Phase 2 |  | Operating | Combined cycle | Pipeline Natural Gas | Diesel Oil |  | Water Injection Selective Catalytic Reduction Steam Injection |  | 460 | 9.5737 | GAS | 46 | 456.5217 | 0.021 | 0.000599 | 9.5737
12745 | Modesto Irrigation District | 7266 | Woodland | CA | Stanislaus | 3A | IC | OP | 8.4 | 8.2 | 8.2 |  | 7 | 2011 | NG |  | N | Y | N | Electric Utility |  |  |  |  | N | [57 empty] | GAS | [39 empty] | 1.1659 | 0.0016829 | 10.4
12745 | Modesto Irrigation District | 7266 | Woodland | CA | Stanislaus | 3B | IC | OP | 8.4 | 8.2 | 8.2 |  | 7 | 2011 | NG |  | N | Y | N | Electric Utility |  |  |  |  | N | [57 empty] | GAS | [39 empty] | 1.1659 | 0.0016829 | 10.4
12745 | Modesto Irrigation District | 7266 | Woodland | CA | Stanislaus | 3C | IC | OP | 8.4 | 8.2 | 8.2 |  | 7 | 2011 | NG |  | N | Y | N | Electric Utility |  |  |  |  | N | [57 empty] | GAS | [39 empty] | 1.1659 | 0.0016829 | 10.4
12745 | Modesto Irrigation District | 7266 | Woodland | CA | Stanislaus | 3D | IC | OP | 8.4 | 8.2 | 8.2 |  | 7 | 2011 | NG |  | N | Y | N | Electric Utility |  |  |  |  | N | [57 empty] | GAS | [39 empty] | 1.1659 | 0.0016829 | 10.4
12745 | Modesto Irrigation District | 7266 | Woodland | CA | Stanislaus | 3E | IC | OP | 8.4 | 8.2 | 8.2 |  | 7 | 2011 | NG |  | N | Y | N | Electric Utility |  |  |  |  | N | [57 empty] | GAS | [39 empty] | 1.1659 | 0.0016829 | 10.4
12745 | Modesto Irrigation District | 7266 | Woodland | CA | Stanislaus | 3F | IC | OP | 8.4 | 8.2 | 8.2 |  | 7 | 2011 | NG |  | N | Y | N | Electric Utility |  |  |  |  | N | [57 empty] | GAS | [39 empty] | 1.1659 | 0.0016829 | 10.4
12745 | Modesto Irrigation District | 56135 | Ripon Generation Station | CA | San Joaquin | 2 | GT | OP | 60.5 | 48 | 50 |  | 6 | 2006 | NG |  | N | Y | N | Electric Utility |  |  |  |  | N | [57 empty] | GAS | CA | Ripon Generation Station | 56135 | 2 | 2010 |  | ARP | 330.85 | 12 | 11646.56 |  | 0.036 | 0.0219 | 0.558 | 7144.953 | 120240.424 | 9 |  | Stanislaus | Electric Utility |  |  | 37.7315 | -121.116 | Modesto Irrigation District (Owner/Operator) | Phase 2 |  | Operating | Combustion turbine | Pipeline Natural Gas |  |  | Water Injection Selective Catalytic Reduction |  | 500 | 9.6857 | GAS | 51 | 1990 | 0.0219 | 0.000599 | 9.6857
12758 | Model City Energy LLC | 55757 | Model City Energy Facility | NY | Niagara | GEN1 | IC | OP | 0.8 | 0.8 | 0.8 |  | 6 | 2001 | LFG |  | N | Y | N | IPP Non-CHP | [62 empty] | GAS | [39 empty] | 1.1659 | 0.0016829 | 10.4
12758 | Model City Energy LLC | 55757 | Model City Energy Facility | NY | Niagara | GEN2 | IC | OP | 0.8 | 0.8 | 0.8 |  | 6 | 2001 | LFG |  | N | Y | N | IPP Non-CHP | [62 empty] | GAS | [39 empty] | 1.1659 | 0.0016829 | 10.4
12758 | Model City Energy LLC | 55757 | Model City Energy Facility | NY | Niagara | GEN3 | IC | OP | 0.8 | 0.8 | 0.8 |  | 6 | 2001 | LFG |  | N | Y | N | IPP Non-CHP | [62 empty] | GAS | [39 empty] | 1.1659 | 0.0016829 | 10.4
12758 | Model City Energy LLC | 55757 | Model City Energy Facility | NY | Niagara | GEN4 | IC | OP | 0.8 | 0.8 | 0.8 |  | 6 | 2001 | LFG |  | N | Y | N | IPP Non-CHP | [62 empty] | GAS | [39 empty] | 1.1659 | 0.0016829 | 10.4
12758 | Model City Energy LLC | 55757 | Model City Energy Facility | NY | Niagara | GEN5 | IC | OP | 0.8 | 0.8 | 0.8 |  | 6 | 2001 | LFG |  | N | Y | N | IPP Non-CHP | [62 empty] | GAS | [39 empty] | 1.1659 | 0.0016829 | 10.4
12758 | Model City Energy LLC | 55757 | Model City Energy Facility | NY | Niagara | GEN6 | IC | OP | 0.8 | 0.8 | 0.8 |  | 6 | 2001 | LFG |  | N | Y | N | IPP Non-CHP | [62 empty] | GAS | [39 empty] | 1.1659 | 0.0016829 | 10.4
12758 | Model City Energy LLC | 55757 | Model City Energy Facility | NY | Niagara | GEN7 | IC | OP | 0.8 | 0.8 | 0.8 |  | 6 | 2001 | LFG |  | N | Y | N | IPP Non-CHP | [62 empty] | GAS | [39 empty] | 1.1659 | 0.0016829 | 10.4
12773 | Monmouth Energy Inc | 55618 | Monmouth Landfill Gas to Energy | NJ | Monmouth | GEN1 | GT | OP | 4.9 | 3.3 | 4.1 |  | 7 | 1998 | LFG |  | N | Y | N | IPP Non-CHP |  |  |  |  | N | [57 empty] | GAS | [39 empty] | 0.0016829 | 0.0016829 | 10.4
12773 | Monmouth Energy Inc | 55618 | Monmouth Landfill Gas to Energy | NJ | Monmouth | GEN2 | GT | OP | 4.9 | 3.3 | 4.1 |  | 7 | 1998 | LFG |  | N | Y | N | IPP Non-CHP |  |  |  |  | N | [57 empty] | GAS | [39 empty] | 0.0016829 | 0.0016829 | 10.4
12792 | GenOn New York LLC | 2625 | Bowline Point | NY | Rockland | 2 | ST | OP | 621 | 157.8 | 160.7 |  | 5 | 1974 | NG | RFO | Y | Y | N | IPP Non-CHP |  |  |  |  | N | [6 empty] | 2 | 1974 | 1164449 | [48 empty] | GAS | NY | Bowline Generating Station | 2625 | 2 | 2010 |  | ARP, CAIRNOX, CAIROS, CAIRSO2, RGGI | 557.3 | 12 | 128569.05 |  | 1.761 | 0.1181 | 121.742 | 91273.488 | 1539715.353 | 2 |  | Rockland | Electric Utility | 4911 | Electric Services | 41.2044 | -73.9689 | GenOn Bowline, LLC (Owner/Operator) | Phase 2 |  | Operating | Dry bottom wall-fired boiler | Other Oil | Pipeline Natural Gas |  | Overfire Air |  | 7600 | 11.0958 | LIQUID | 582 | 339.1724 | 0.1181 | 0.0022874 | 11.0958
12792 | GenOn New York LLC | 2625 | Bowline Point | NY | Rockland | 1 | ST | OP | 621 | 579.9 | 585 |  | 9 | 1972 | NG | RFO | Y | Y | N | IPP Non-CHP |  |  |  |  | N | [6 empty] | 1 | 1972 | 1164449 | [44 empty] | OP | LN | OV |  | GAS | NY | Bowline Generating Station | 2625 | 1 | 2010 |  | ARP, CAIRNOX, CAIROS, CAIRSO2, RGGI | 745.93 | 12 | 202653.47 |  | 1.758 | 0.0941 | 143.785 | 133614.079 | 2253926.719 | 2 |  | Rockland | Electric Utility | 4911 | Electric Services | 41.2044 | -73.9689 | GenOn Bowline, LLC (Owner/Operator) | Phase 2 |  | Operating | Tangentially-fired | Other Oil | Pipeline Natural Gas |  | Low NOx Burner Technology w/ Closed-coupled OFA |  | 7000 | 10.4338 | LIQUID | 601 | 1636.3248 | 0.0941 | 0.0015599 | 10.4338
12796 | Monongahela Power Co | 3942 | FirstEnergy Albright | WV | Preston | 1 | ST | OP | 69 | 73 | 76 |  | 12 | 1952 | BIT | WDS | N | Y | N | Electric Utility |  |  |  | 2012 | N | Y |  | Y |  |  |  | 1 | 1952 | 225400 | [31 empty] | OP | EK |  |  | 8 | 0 | 1 | 1.3 | 0.1 |  | 99.7 | 45 | 375000 | OP | LN | OV |  | COAL | WV | Albright Power Station | 3942 | 1 | 2010 |  | ARP, CAIRNOX, CAIROS, CAIRSO2 | 2122.82 | 12 | 100452.39 |  | 1437.808 | 0.6695 | 442.159 | 125346.23 | 1221678.69 | 3 |  | Preston | Electric Utility | 4911 | Electric Services | 39.4883 | -79.6367 | Monongahela Power Company (Owner/Operator) | Phase 2 | Phase 1 Group 1 | Operating | Dry bottom wall-fired boiler | Coal |  |  | Low NOx Burner Technology (Dry Bottom only) | Electrostatic Precipitator | 1082 | 11.6935 | COAL | 85 | 1940.7895 | 0.6695 | 2.3538 | 11.6935
12796 | Monongahela Power Co | 3942 | FirstEnergy Albright | WV | Preston | 2 | ST | OP | 69 | 73 | 76 |  | 10 | 1952 | BIT | WDS | N | Y | N | Electric Utility |  |  |  | 2012 | N | Y |  | Y |  |  |  | 2 | 1952 | 170200 | [31 empty] | OP | EK |  |  | 8 |  | 1 | 1.3 |  |  | 99.7 | 45 | 375000 |  |  |  |  | COAL | WV | Albright Power Station | 3942 | 2 | 2010 |  | ARP, CAIRNOX, CAIROS, CAIRSO2 | 2832.74 | 12 | 136047.59 |  | 1989.917 | 0.4006 | 363.031 | 166725.083 | 1625014.69 | 3 |  | Preston | Electric Utility | 4911 | Electric Services | 39.4883 | -79.6367 | Monongahela Power Company (Owner/Operator) | Phase 2 | Phase 1 Group 1 | Operating | Dry bottom wall-fired boiler | Coal |  |  | Low NOx Burner Technology (Dry Bottom only) | Electrostatic Precipitator | 977 | 11.7324 | COAL | 86 | 1934.2105 | 0.4006 | 2.4491 | 11.7324
12796 | Monongahela Power Co | 3942 | FirstEnergy Albright | WV | Preston | 3 | ST | OP | 140.2 | 137 | 140 |  | 10 | 1954 | BIT | WDS | Y | Y | N | Electric Utility |  |  |  | 2012 | N | Y |  | Y |  |  |  | 3 | 1954 | 259100 | [31 empty] | OP | EC |  |  | 8 |  | 1 | 1.3 |  |  | 99.7 | 70 | 675000 |  |  |  |  | COAL | WV | Albright Power Station | 3942 | 3 | 2010 |  | ARP, CAIRNOX, CAIROS, CAIRSO2 | 4032.45 | 12 | 418300.73 |  | 4700.69 | 0.2726 | 569.106 | 417372.924 | 4067996.787 | 3 |  | Preston | Electric Utility | 4911 | Electric Services | 39.4883 | -79.6367 | Monongahela Power Company (Owner/Operator) | Table 1 | Phase 1 Group 1 | Operating | Tangentially-fired | Coal |  |  | Low NOx Burner Technology w/ Closed-coupled/Separated OFA | Electrostatic Precipitator | 3980 | 9.6077 | COAL | 150 | 1964.2857 | 0.2726 | 2.3111 | 9.6077
12796 | Monongahela Power Co | 3943 | FirstEnergy Fort Martin Power Station | WV | Monongalia | 1 | ST | OP | 576 | 552 | 552 |  | 10 | 1967 | BIT | SUB | N | Y | N | Electric Utility |  |  |  |  | N | Y |  |  | Y | [5 empty] | 0.18 | 3 | 0.5 | PB | SU | NP | 1982 | 1982 | 1996 | MS | OT | [5 empty] | OP: OP; DP: SP; LS: LS; N: N | 4.1 | 95 | 698 | 1707010 | 100 | OP | EK | WS |  | 10 | 0 | 1.5 | 3.5 | 0.1 |  | 99.7 | 184 | 2150000 |  |  |  |  | COAL | WV | Fort Martin Power Station | 3943 | 1 | 2010 |  | ARP, CAIRNOX, CAIROS, CAIRSO2 | 7528.76 | 12 | 3505337.28 |  | 1128.651 | 0.3257 | 5726.274 | 3584242.564 | 34767665.15 | 3 |  | Monongalia | Electric Utility | 4911 | Electric Services | 39.7107 | -79.9275 | Monongahela Power Company (Owner/Operator) | Table 1 | Phase 1 Group 1 | Operating | Tangentially-fired | Coal |  | Wet Lime FGD | Low NOx Burner Technology w/ Closed-coupled OFA | Electrostatic Precipitator | 5756 | 9.7835 | COAL | 574 | 1980.0725 | 0.3257 | 0.064925 | 9.7835
12796 | Monongahela Power Co | 3943 | FirstEnergy Fort Martin Power Station | WV | Monongalia | 2 | ST | OP | 576 | 555 | 555 |  | 12 | 1968 | BIT | SUB | N | Y | N | Electric Utility |  |  |  |  | N | Y |  |  | Y | [21 empty] | OP: OP; DP: SP; LS: LS; N: N | 4.1 | 95 | 710 | 1712600 | 100 | OP | EK | WS |  | 10 |  | 1.5 | 3.5 |  |  | 99.7 | 184 | 2150000 | OP | LN | OV |  | COAL | WV | Fort Martin Power Station | 3943 | 2 | 2010 |  | ARP, CAIRNOX, CAIROS, CAIRSO2 | 6979.83 | 12 | 3352634.49 |  | 1315.495 | 0.3142 | 5555.278 | 3582177.289 | 34716235.54 | 3 |  | Monongalia | Electric Utility | 4911 | Electric Services | 39.7107 | -79.9275 | Monongahela Power Company (Owner/Operator) | Table 1 | Group 2 | Operating | Cell burner boiler | Coal |  | Wet Lime FGD | Low NOx Cell Burner | Electrostatic Precipitator | 5618 | 10.2104 | COAL | 590 | 1968.4685 | 0.3142 | 0.075786 | 10.2104
12796 | Monongahela Power Co | 3945 | FirstEnergy Rivesville | WV | MARION | 5 | ST | OP | 35 | 37 | 39 |  | 6 | 1943 | BIT |  | N | Y | N | Electric Utility |  |  |  | 2012 | N | Y |  | Y |  |  |  | 7A | 1944 | 154519 | [31 empty] | OP | EK |  |  | 14 | 0 | 1.5 |  | 0.1 |  | 99.5 | 18 | 300000 |  |  |  |  | COAL | WV | Rivesville Power Station | 3945 | 7 | 2010 |  | ARP, CAIRNOX, CAIROS, CAIRSO2 | 21.38 | 12 | 105.6 |  | 4.664 | 0.9544 | 3.015 | 496.725 | 4840.679 | 3 |  | Marion | Electric Utility | 4911 | Electric Services | 39.5314 | -80.113 | Monongahela Power Company (Owner/Operator) | Phase 2 | Group 2 | Operating | Dry bottom vertically-fired boiler | Coal |  |  |  | Electrostatic Precipitator | 729 | 10.3938 | COAL | 33 | 409.0909 | 0.9544 | 1.927 | 10.3938
12796 | Monongahela Power Co | 3945 | FirstEnergy Rivesville | WV | MARION | 6 | ST | OP | 74.7 | 88 | 91 |  | 9 | 1951 | BIT |  | N | Y | N | Electric Utility |  |  |  | 2012 | N | Y |  | Y |  |  |  | 8A | 1951 | 290317 | [31 empty] | OP | EK |  |  | 14 |  | 1.5 |  |  |  | 99.5 | 40 | 525000 |  |  |  |  | COAL | WV | Rivesville Power Station | 3945 | 8 | 2010 |  | ARP, CAIRNOX, CAIROS, CAIRSO2 | 297.41 | 12 | 12864.22 |  | 124.721 | 0.5684 | 58.455 | 19734.236 | 192349.407 | 3 |  | Marion | Electric Utility | 4911 | Electric Services | 39.5314 | -80.113 | Monongahela Power Company (Owner/Operator) | Phase 2 | Group 2 | Operating | Dry bottom vertically-fired boiler | Coal |  |  |  | Electrostatic Precipitator | 1411 | 14.3857 | COAL | 82 | 445.122 | 0.5684 | 1.2968 | 14.3857
12796 | Monongahela Power Co | 3946 | FirstEnergy Willow Island | WV | Pleasants | 1 | ST | OP | 50 | 54 | 55 |  | 2 | 1949 | BIT |  | N | Y | N | Electric Utility |  |  |  | 2012 | N | Y |  | Y | N |  |  | 1 | 1949 | 151207 | 0.1 | 1.2 | 0.7 | PB | DP | NP | 1978 | 1978 | 1978 | MS | NC | [20 empty] | OP | EK |  |  | 14 |  | 1.3 |  |  |  | 99.5 | 25 | 320000 |  |  |  |  | COAL | WV | Willow Island Power Station | 3946 | 1 | 2010 |  | ARP, CAIRNOX, CAIROS, CAIRSO2 | 2105.73 | 12 | 68644.54 |  | 507.067 | 0.4152 | 169.704 | 81113.787 | 778502.011 | 3 |  | Pleasants | Electric Utility | 4911 | Electric Services | 39.3672 | -81.3006 | Monongahela Power Company (Owner) Allegheny Energy (Operator) | Phase 2 | Group 2 | Operating | Dry bottom vertically-fired boiler | Coal |  |  | Overfire Air | Electrostatic Precipitator | 846 | 11.1284 | COAL | 54 | 1990.7407 | 0.4152 | 1.3027 | 11.1284
12796 | Monongahela Power Co | 3946 | FirstEnergy Willow Island | WV | Pleasants | 2 | ST | OP | 163.2 | 181 | 186 |  | 10 | 1960 | BIT | TDF | Y | Y | N | Electric Utility |  |  |  | 2012 | N | Y |  | Y | N |  |  | 2 | 1980 | 286676 | 0.03 | 0.69 | 0.15 | PB | DP | NP | 1986 | 1986 | 1999 | MS | NC | [20 empty] | OP | EW |  |  | 14 |  | 1.3 |  |  |  | 99.5 | 48 | 1100000 |  |  |  |  | COAL | WV | Willow Island Power Station | 3946 | 2 | 2010 |  | ARP, CAIRNOX, CAIROS, CAIRSO2 | 1183.8 | 12 | 89979.46 |  | 621.935 | 0.6263 | 381.392 | 107480.709 | 1031543.3 | 3 |  | Pleasants | Electric Utility | 4911 | Electric Services | 39.3672 | -81.3006 | Monongahela Power Company (Owner) Allegheny Energy (Operator) | Phase 2 | Group 2 | Operating | Cyclone boiler | Coal |  |  | Overfire Air | Electrostatic Precipitator | 2215 | 10.9444 | COAL | 142 | 1845.0704 | 0.6263 | 1.2058 | 10.9444
12802 | City of Monroe City | 2146 | Monroe | MO | MONROE | 10 | IC | OP | 1.6 | 1.6 | 1.6 |  | 1 | 1988 | DFO |  | N | Y | N | Electric Utility |  |  |  |  | N | [57 empty] | LIQUID | [39 empty] | 0.7385 | 0.025484 | 12.5895
12802 | City of Monroe City | 2146 | Monroe | MO | MONROE | 11 | IC | OP | 1.8 | 1.8 | 1.8 |  | 1 | 2003 | DFO |  | N | Y | N | Electric Utility |  |  |  |  | N | [57 empty] | LIQUID | [39 empty] | 0.7385 | 0.025484 | 12.5895
12802 | City of Monroe City | 2146 | Monroe | MO | MONROE | 12 | IC | OP | 1.8 | 1.8 | 1.8 |  | 1 | 2003 | DFO |  | N | Y | N | Electric Utility | [62 empty] | LIQUID | [39 empty] | 0.7385 | 0.025484 | 12.5895
12802 | City of Monroe City | 2146 | Monroe | MO | MONROE | 2 | IC | OP | 1.3 | 1.3 | 1.3 |  | 9 | 1955 | DFO | NG | Y | Y | N | Electric Utility |  |  |  |  | N | [57 empty] | LIQUID | [39 empty] | 0.7385 | 0.025484 | 12.5895
12802 | City of Monroe City | 2146 | Monroe | MO | MONROE | 3 | IC | OP | 1.1 | 1.1 | 1.1 |  | 9 | 1964 | NG | DFO | Y | Y | N | Electric Utility |  |  |  |  | N | [57 empty] | GAS | [39 empty] | 1.1659 | 0.0016829 | 10.4
12802 | City of Monroe City | 2146 | Monroe | MO | MONROE | 4 | IC | OP | 1.1 | 1.1 | 1.1 |  | 9 | 1958 | NG | DFO | Y | Y | N | Electric Utility |  |  |  |  | N | [57 empty] | GAS | [39 empty] | 1.1659 | 0.0016829 | 10.4
12802 | City of Monroe City | 2146 | Monroe | MO | MONROE | 5 | IC | OP | 2 | 1.6 | 2 |  | 6 | 1985 | DFO |  | N | Y | N | Electric Utility | [62 empty] | LIQUID | [39 empty] | 0.7385 | 0.025484 | 12.5895
12802 | City of Monroe City | 2146 | Monroe | MO | MONROE | 6 | IC | OP | 2 | 2 | 2 |  | 1 | 1971 | NG | DFO | Y | Y | N | Electric Utility | [62 empty] | GAS | [39 empty] | 1.1659 | 0.0016829 | 10.4
12802 | City of Monroe City | 2146 | Monroe | MO | MONROE | 7 | IC | OP | 2.2 | 2.2 | 2.2 |  | 8 | 1973 | NG | DFO | Y | Y | N | Electric Utility | [62 empty] | GAS | [39 empty] | 1.1659 | 0.0016829 | 10.4
12802 | City of Monroe City | 2146 | Monroe | MO | MONROE | 8 | IC | OP | 1.6 | 1.6 | 1.6 |  | 1 | 1988 | DFO |  | N | Y | N | Electric Utility | [62 empty] | LIQUID | [39 empty] | 0.7385 | 0.025484 | 12.5895
12802 | City of Monroe City | 2146 | Monroe | MO | MONROE | 9 | IC | OP | 1.6 | 1.6 | 1.6 |  | 1 | 1988 | DFO |  | N | Y | N | Electric Utility | [62 empty] | LIQUID | [39 empty] | 0.7385 | 0.025484 | 12.5895
12807 | Michigan South Central Pwr Agy | 4259 | Endicott Station | MI | HILLSDALE | 1 | ST | OP | 55 | 50 | 55 |  | 12 | 1982 | BIT | TDF | Y | Y | N | Electric Utility |  |  |  |  | N | Y |  | Y | [6 empty] | 0.1 | 1.2 | 0.36 | PB | DP | NP | 1977 | 1977 | 2003 | MS | NC | [5 empty] | OP: OP; DP: SP; LS: LS; N: Y | 4.3 | 90 | 482 | 200000 | 100 | OP | EK |  |  | 10.5 |  | 4.3 |  | 0.3 |  | 99.8 | 13 | 200000 |  |  |  |  | COAL | MI | Endicott Generating | 4259 | 1 | 2010 |  | ARP, CAIRNOX, CAIROS, CAIRSO2 | 6956.81 | 12 | 305970.57 |  | 1213.618 | 0.2144 | 496.615 | 458725.865 | 4350188.319 | 5 | East Central Area Reliability Coordination Agreement | Hillsdale | Electric Utility | 4911 | Electric Services | 42.0317 | -84.755 | Michigan South Central Power Agency (Operator) City of Hillsdale, MI (Owner) Village of Union City, Michigan (Owner) Village of Clinton, Michigan (Owner) City of Coldwater, MI (Owner) City of Marshall, MI (Owner) | Phase 2 | Phase II Group 1 | Operating | Dry bottom wall-fired boiler | Coal | Residual Oil | Wet Lime FGD | Low NOx Burner Technology w/ Overfire Air | Electrostatic Precipitator | 617 | 13.9445 | COAL | 65 | 1909.0909 | 0.2144 | 0.55796 | 13.9445
12807 | Michigan South Central Pwr Agy | 7970 | State St Generating | MI | BRANCH | 1 | IC | OP | 1.8 | 1.8 | 1.8 |  | 4 | 2001 | DFO |  | N | Y | N | Electric Utility |  |  |  |  | N | [57 empty] | LIQUID | [39 empty] | 0.7385 | 0.025484 | 12.5895
12807 | Michigan South Central Pwr Agy | 7970 | State St Generating | MI | BRANCH | 2 | IC | OP | 1.8 | 1.8 | 1.8 |  | 4 | 2001 | DFO |  | N | Y | N | Electric Utility |  |  |  |  | N | [57 empty] | LIQUID | [39 empty] | 0.7385 | 0.025484 | 12.5895
12807 | Michigan South Central Pwr Agy | 7970 | State St Generating | MI | BRANCH | 3 | IC | OP | 1.8 | 1.8 | 1.8 |  | 4 | 2001 | DFO |  | N | Y | N | Electric Utility |  |  |  |  | N | [57 empty] | LIQUID | [39 empty] | 0.7385 | 0.025484 | 12.5895
12807 | Michigan South Central Pwr Agy | 7970 | State St Generating | MI | BRANCH | 4 | IC | OP | 1.8 | 1.8 | 1.8 |  | 4 | 2001 | DFO |  | N | Y | N | Electric Utility |  |  |  |  | N | [57 empty] | LIQUID | [39 empty] | 0.7385 | 0.025484 | 12.5895
12807 | Michigan South Central Pwr Agy | 7970 | State St Generating | MI | BRANCH | 5 | IC | OP | 1.8 | 1.8 | 1.8 |  | 4 | 2001 | DFO |  | N | Y | N | Electric Utility |  |  |  |  | N | [57 empty] | LIQUID | [39 empty] | 0.7385 | 0.025484 | 12.5895
12807 | Michigan South Central Pwr Agy | 7970 | State St Generating | MI | BRANCH | 6 | IC | OP | 1.8 | 1.8 | 1.8 |  | 4 | 2001 | DFO |  | N | Y | N | Electric Utility |  |  |  |  | N | [57 empty] | LIQUID | [39 empty] | 0.7385 | 0.025484 | 12.5895
12807 | Michigan South Central Pwr Agy | 7970 | State St Generating | MI | BRANCH | 7 | IC | OP | 1.8 | 1.8 | 1.8 |  | 4 | 2001 | DFO |  | N | Y | N | Electric Utility |  |  |  |  | N | [57 empty] | LIQUID | [39 empty] | 0.7385 | 0.025484 | 12.5895
12807 | Michigan South Central Pwr Agy | 7970 | State St Generating | MI | BRANCH | 8 | IC | OP | 1.8 | 1.8 | 1.8 |  | 4 | 2001 | DFO |  | N | Y | N | Electric Utility |  |  |  |  | N | [57 empty] | LIQUID | [39 empty] | 0.7385 | 0.025484 | 12.5895
12807 | Michigan South Central Pwr Agy | 7970 | State St Generating | MI | BRANCH | 9 | IC | OP | 1.8 | 1.8 | 1.8 |  | 4 | 2001 | DFO |  | N | Y | N | Electric Utility |  |  |  |  | N | [57 empty] | LIQUID | [39 empty] | 0.7385 | 0.025484 | 12.5895
12827 | Montclair State Univ Cogen | 54708 | Montclair Cogen Facility | NJ | Essex | 1 | GT | OP | 4.1 | 3.7 | 4.3 |  | 7 | 1993 | NG | DFO | Y | Y | Y | Commercial CHP |  |  |  | 2013 | [58 empty] | GAS | [39 empty] | 0.35462 | 0.0046658 | 9.637
12834 | Dutchess County RRA | 10305 | Dutchess Cnty Resource Recovery Facility | NY | DUTCHESS | GEN1 | ST | OP | 9.2 | 7.2 | 7.4 |  | 11 | 1987 | MSW |  | N | Y | Y | IPP CHP |  |  |  |  | N | [57 empty] | OTHER SOLID | [39 empty] | 0 | 0 | 10.4
12839 | City of Montezuma - (IA) | 1165 | Montezuma | IA | Poweshiek | 9 | IC | OP | 1.8 | 1.8 | 1.8 |  | 6 | 2000 | DFO |  | N | Y | N | Electric Utility |  |  |  |  | N | [57 empty] | LIQUID | [39 empty] | 0.7385 | 0.025484 | 12.5895
12839 | City of Montezuma - (IA) | 1165 | Montezuma | IA | Poweshiek | 1 | IC | OP | 0.2 | 0.2 | 0.2 |  | 8 | 1940 | DFO |  | N | Y | N | Electric Utility |  |  |  |  | N | [57 empty] | LIQUID | [39 empty] | 0.7385 | 0.025484 | 12.5895
12839 | City of Montezuma - (IA) | 1165 | Montezuma | IA | Poweshiek | 10 | IC | OP | 0.2 | 0.2 | 0.2 |  | 6 | 2003 | DFO |  | N | Y | N | Electric Utility |  |  |  |  | N | [57 empty] | LIQUID | [39 empty] | 0.7385 | 0.025484 | 12.5895
12839 | City of Montezuma - (IA) | 1165 | Montezuma | IA | Poweshiek | 4 | IC | OP | 0.5 | 0.5 | 0.5 |  | 8 | 1947 | DFO |  | N | Y | N | Electric Utility |  |  |  |  | N | [57 empty] | LIQUID | [39 empty] | 0.7385 | 0.025484 | 12.5895
12839 | City of Montezuma - (IA) | 1165 | Montezuma | IA | Poweshiek | 5 | IC | OP | 1.1 | 1 | 1.1 |  | 8 | 1959 | DFO |  | N | Y | N | Electric Utility |  |  |  |  | N | [57 empty] | LIQUID | [39 empty] | 0.7385 | 0.025484 | 12.5895
12839 | City of Montezuma - (IA) | 1165 | Montezuma | IA | Poweshiek | 6 | IC | OP | 1.7 | 1.6 | 1.7 |  | 8 | 1967 | NG | DFO | Y | Y | N | Electric Utility |  |  |  |  | N | [57 empty] | GAS | [39 empty] | 1.1659 | 0.0016829 | 10.4
12839 | City of Montezuma - (IA) | 1165 | Montezuma | IA | Poweshiek | 7 | IC | OP | 2.5 | 2.3 | 2.5 |  | 8 | 1974 | NG | DFO | Y | Y | N | Electric Utility |  |  |  |  | N | [57 empty] | GAS | [39 empty] | 1.1659 | 0.0016829 | 10.4
12839 | City of Montezuma - (IA) | 1165 | Montezuma | IA | Poweshiek | 8 | IC | OP | 1.8 | 1.8 | 1.8 |  | 6 | 1998 | DFO |  | N | Y | N | Electric Utility |  |  |  |  | N | [57 empty] | LIQUID | [39 empty] | 0.7385 | 0.025484 | 12.5895
12850 | Monterey Cnty Water Res Agency | 50352 | Nacimiento Hydro Project | CA | Monterey | 1 | HY | OP | 3.9 | 3.7 | 3.6 |  | 7 | 1987 | WAT |  | N | Y | N | IPP Non-CHP |  |  |  |  | N | [57 empty] | N/A | [39 empty] | 0 | 0 | 10.4
12850 | Monterey Cnty Water Res Agency | 50352 | Nacimiento Hydro Project | CA | Monterey | 2 | HY | OP | 0.3 | 0.3 | 0.3 |  | 7 | 1987 | WAT |  | N | Y | N | IPP Non-CHP |  |  |  |  | N | [57 empty] | N/A | [39 empty] | 0 | 0 | 10.4
12866 | Moon Lake Electric Assn Inc | 3704 | Uintah | UT | Duchesne | 1 | HY | OP | 0.6 | 0.6 | 0.6 |  | 7 | 1920 | WAT |  | N | N | N | Electric Utility | [62 empty] | N/A | [39 empty] | 0 | 0 | 10.4
12866 | Moon Lake Electric Assn Inc | 3704 | Uintah | UT | Duchesne | 2 | HY | OP | 0.6 | 0.6 | 0.6 |  | 9 | 1940 | WAT |  | N | N | N | Electric Utility | [62 empty] | N/A | [39 empty] | 0 | 0 | 10.4
12869 | Monterey Regional Waste Mgmt | 10748 | Marina Landfill Gas | CA | Monterey | U1C06 | IC | OP | 1.6 | 1.6 | 1.6 |  | 5 | 2006 | LFG |  | N | Y | N | Commercial Non-CHP |  |  |  |  | N | [57 empty] | GAS | [39 empty] | 1.1659 | 0.0016829 | 10.4
12869 | Monterey Regional Waste Mgmt | 10748 | Marina Landfill Gas | CA | Monterey | U2J02 | IC | OP | 1 | 1 | 1 |  | 9 | 2002 | LFG |  | N | Y | N | Commercial Non-CHP |  |  |  |  | N | [57 empty] | GAS | [39 empty] | 1.1659 | 0.0016829 | 10.4
12869 | Monterey Regional Waste Mgmt | 10748 | Marina Landfill Gas | CA | Monterey | U3J98 | IC | OP | 1 | 1 | 1 |  | 4 | 1998 | LFG |  | N | Y | N | Commercial Non-CHP |  |  |  |  | N | [57 empty] | GAS | [39 empty] | 1.1659 | 0.0016829 | 10.4
12869 | Monterey Regional Waste Mgmt | 10748 | Marina Landfill Gas | CA | Monterey | U4J08 | IC | OP | 1.4 | 1.4 | 1.4 |  | 7 | 2009 | LFG |  | N | Y | N | Commercial Non-CHP |  |  |  |  | N | [57 empty] | GAS | [39 empty] | 1.1659 | 0.0016829 | 10.4
12894 | City of Moorhead - (MN) | 1995 | Moorhead | MN | Clay | 1 | IC | OP | 2.3 | 2.2 | 2.2 |  | 7 | 2011 | DFO |  | N | N | N | Electric Utility | [62 empty] | LIQUID | [39 empty] | 0.7385 | 0.025484 | 12.5895
12894 | City of Moorhead - (MN) | 1995 | Moorhead | MN | Clay | 2 | IC | OP | 2.3 | 2.2 | 2.2 |  | 7 | 2011 | DFO |  | N | N | N | Electric Utility | [62 empty] | LIQUID | [39 empty] | 0.7385 | 0.025484 | 12.5895
12894 | City of Moorhead - (MN) | 1995 | Moorhead | MN | Clay | 3 | IC | OP | 2.3 | 2.2 | 2.2 |  | 7 | 2011 | DFO |  | N | N | N | Electric Utility | [62 empty] | LIQUID | [39 empty] | 0.7385 | 0.025484 | 12.5895
12894 | City of Moorhead - (MN) | 1995 | Moorhead | MN | Clay | 4 | IC | OP | 2.3 | 2.2 | 2.2 |  | 7 | 2011 | DFO |  | N | N | N | Electric Utility | [62 empty] | LIQUID | [39 empty] | 0.7385 | 0.025484 | 12.5895
12894 | City of Moorhead - (MN) | 1995 | Moorhead | MN | Clay | 5 | IC | OP | 2.3 | 2.2 | 2.2 |  | 7 | 2011 | DFO |  | N | N | N | Electric Utility | [62 empty] | LIQUID | [39 empty] | 0.7385 | 0.025484 | 12.5895
12894 | City of Moorhead - (MN) | 7855 | Moorhead Wind Turbine | MN | Clay | 8 | WT | OP | 0.7 | 0.7 | 0.7 |  | 5 | 1999 | WND |  | N | N | N | Electric Utility | [62 empty] | N/A | [39 empty] | 0 | 0 | 10.4
12894 | City of Moorhead - (MN) | 7855 | Moorhead Wind Turbine | MN | Clay | 9 | WT | OP | 0.7 | 0.7 | 0.7 |  | 9 | 2001 | WND |  | N | N | N | Electric Utility | [62 empty] | N/A | [39 empty] | 0 | 0 | 10.4
12897 | Moose Lake Water & Light Comm | 1996 | Moose Lake | MN | Carlton | 1 | IC | OP | 1.3 | 1.3 | 1.3 |  | 7 | 1973 | DFO | NG | N | Y | N | Electric Utility |  |  |  |  | N | [57 empty] | LIQUID | [39 empty] | 0.7385 | 0.025484 | 12.5895
12897 | Moose Lake Water & Light Comm | 1996 | Moose Lake | MN | Carlton | 2 | IC | OP | 1.1 | 1.1 | 1.1 |  | 11 | 1952 | DFO | NG | N | Y | N | Electric Utility |  |  |  |  | N | [57 empty] | LIQUID | [39 empty] | 0.7385 | 0.025484 | 12.5895
12897 | Moose Lake Water & Light Comm | 1996 | Moose Lake | MN | Carlton | 4 | IC | OP | 1.3 | 1.3 | 1.3 |  | 10 | 1963 | DFO | NG | N | Y | N | Electric Utility |  |  |  |  | N | [57 empty] | LIQUID | [39 empty] | 0.7385 | 0.025484 | 12.5895
12897 | Moose Lake Water & Light Comm | 1996 | Moose Lake | MN | Carlton | 5 | IC | OP | 2.1 | 2.3 | 2.3 |  | 4 | 2005 | DFO |  | N | Y | N | Electric Utility |  |  |  |  | N | [57 empty] | LIQUID | [39 empty] | 0.7385 | 0.025484 | 12.5895
12897 | Moose Lake Water & Light Comm | 1996 | Moose Lake | MN | Carlton | 6 | IC | OP | 2.1 | 2.3 | 2.3 |  | 4 | 2005 | DFO |  | N | Y | N | Electric Utility |  |  |  |  | N | [57 empty] | LIQUID | [39 empty] | 0.7385 | 0.025484 | 12.5895
12897 | Moose Lake Water & Light Comm | 1996 | Moose Lake | MN | Carlton | 7 | IC | OP | 2.1 | 2.3 | 2.3 |  | 4 | 2005 | DFO |  | N | Y | N | Electric Utility |  |  |  |  | N | [57 empty] | LIQUID | [39 empty] | 0.7385 | 0.025484 | 12.5895
12900 | City of Mora - (MN) | 1997 | Mora | MN | Kanabec | 2 | IC | OP | 1.1 | 1.2 | 1.2 |  | 9 | 1957 | NG | DFO | Y | Y | N | Electric Utility |  |  |  |  | N | [57 empty] | GAS | [39 empty] | 1.1659 | 0.0016829 | 10.4
12900 | City of Mora - (MN) | 1997 | Mora | MN | Kanabec | 5 | IC | OP | 5.7 | 5.7 | 5.7 |  | 6 | 1972 | NG | DFO | Y | Y | N | Electric Utility |  |  |  |  | N | [57 empty] | GAS | [39 empty] | 1.1659 | 0.0016829 | 10.4
12900 | City of Mora - (MN) | 1997 | Mora | MN | Kanabec | 6 | IC | OP | 7 | 6.3 | 6.3 |  | 7 | 1975 | NG | DFO | Y | Y | N | Electric Utility |  |  |  |  | N | [57 empty] | GAS | [39 empty] | 1.1659 | 0.0016829 | 10.4
12920 | Moretown Hydro Energy Co | 52033 | Moretown Generating Station | VT | Washington | 1 | HY | OP | 1.2 | 0.3 | 0.1 |  | 1 | 1989 | WAT |  | N | Y | N | IPP Non-CHP |  |  |  |  | N | [57 empty] | N/A | [39 empty] | 0 | 0 | 10.4
12927 | Morgan City - (LA) | 1449 | Morgan City | LA | St Mary | 3 | ST | OP | 20.8 | 18 | 18 |  | 5 | 1970 | NG |  | N | Y | N | Electric Utility |  |  |  |  | N | [9 empty] | 0.07 | 1.12 | 0.36 | PB | DP | NP | 1982 | 1982 | 2002 | MS | NC | [37 empty] | GAS | LA | Morgan City Electrical Gen Facility | 1449 | 4 | 2010 |  | ARP, CAIRNOX, CAIROS, CAIRSO2 | 3274.01 | 12 | 35951.55 |  | 0.133 | 0.0998 | 22.777 | 26349.852 | 443365.781 | 6 | Southwest Power Pool | Saint Mary | Electric Utility | 4911 | Electric Services | 29.6916 | -91.1887 | Louisiana Energy & Power Authority (Operator) City of Morgan City (Owner) | Phase 2 |  | Operating | Dry bottom wall-fired boiler | Pipeline Natural Gas |  |  |  |  | 396 | 10.6736 | GAS | 35 | 27.7778 | 0.0998 | 0.0006 | 10.6736
12927 | Morgan City - (LA) | 1449 | Morgan City | LA | St Mary | 4 | ST | OP | 37.5 | 36 | 36 |  | 5 | 1970 | NG |  | N | Y | N | Electric Utility |  |  |  |  | N | [57 empty] | GAS | LA | Morgan City Electrical Gen Facility | 1449 | 4 | 2010 |  | ARP, CAIRNOX, CAIROS, CAIRSO2 | 3274.01 | 12 | 35951.55 |  | 0.133 | 0.0998 | 22.777 | 26349.852 | 443365.781 | 6 | Southwest Power Pool | Saint Mary | Electric Utility | 4911 | Electric Services | 29.6916 | -91.1887 | Louisiana Energy & Power Authority (Operator) City of Morgan City (Owner) | Phase 2 |  | Operating | Dry bottom wall-fired boiler | Pipeline Natural Gas |  |  |  |  | 396 | 10.6736 | GAS | 35 | 1985.7143 | 0.0998 | 0.0006 | 10.6736
12944 | City of Morganton - (NC) | 55534 | Water Filter Plant #2 | NC | Burke | 3516 | IC | OP | 1.6 | 1.3 | 1.1 |  | 4 | 1992 | DFO |  | N | N | N | IPP Non-CHP |  |  |  |  | N | [57 empty] | LIQUID | [39 empty] | 0.7385 | 0.025484 | 12.5895
12944 | City of Morganton - (NC) | 56553 | Catawba River Pollution Control | NC | Burke | 1234 | IC | OP | 1.3 | 1.1 | 1 |  | 7 | 2009 | DFO |  | N | Y | N | Commercial Non-CHP |  |  |  |  | N | [57 empty] | LIQUID | [39 empty] | 0.7385 | 0.025484 | 12.5895
12944 | City of Morganton - (NC) | 56892 | Silver Creek Lift Station | NC | Burke | 1255 | IC | OP | 0.2 | 0.2 | 0.2 |  | 10 | 2008 | DFO |  | N | N | N | IPP Non-CHP |  |  |  |  | N | [57 empty] | LIQUID | [39 empty] | 0.7385 | 0.025484 | 12.5895
12949 | Morgantown Energy Associates | 10743 | Morgantown Energy Facility | WV | Monongalia | GEN1 | ST | OP | 68.9 | 50 | 50 |  | 11 | 1991 | WC | BIT | N | Y | Y | IPP CHP |  |  |  |  | N |  | Y | [38 empty] | OP | BP |  |  | 39.2 |  | 1.5 | 3 |  |  | 99.9 | 11 | 124486 |  |  |  |  | COAL | WV | Morgantown Energy Facility | 10743 | CFB1 | 2010 | CS1 | CAIRNOX, CAIROS, CAIRSO2 | 7941.88 | 12 |  | 2157052.61 | 498.029 | 0.2557 | 396.624 |  | 3085809.04 | 3 |  | Monongalia | Cogeneration |  |  | 39.6397 | -79.9606 | Morgantown Energy Associates (Owner/Operator) Morgantown Energy Associates (Owner) Dominion Energy Services Company (Operator) |  |  | Operating | Circulating fluidized bed boiler | Coal Refuse | Coal | Fluidized Bed Limestone Injection |  | Baghouse | 475.6 | 10.4 | COAL | 43.7223 | 428.2095 | 0.2557 | 0.32279 | 11.3387
12981 | Motiva Enterprises LLC | 50973 | Motiva Enterprises Port Arthur Refinery | TX | Jefferson | GN26 | CS | OP | 18.8 | 9.7 | 11.7 |  | 6 | 1970 | NG |  | N | Y | Y | Industrial CHP |  |  |  | 2012 | N | [57 empty] | GAS | [39 empty] | 0.1804 | 0.0006153 | 11.4355
12981 | Motiva Enterprises LLC | 50973 | Motiva Enterprises Port Arthur Refinery | TX | Jefferson | GN31 | CA | OP | 10 | 5.9 | 6.3 |  | 6 | 1962 | NG | OG | N | Y | Y | Industrial CHP |  |  |  |  | N | [57 empty] | GAS | [39 empty] | 0 | 0 | 10.4
12981 | Motiva Enterprises LLC | 50973 | Motiva Enterprises Port Arthur Refinery | TX | Jefferson | GN32 | CA | OP | 15.6 | 15 | 10.7 |  | 6 | 1957 | NG |  | N | Y | Y | Industrial CHP |  |  |  |  | N | [57 empty] | GAS | [39 empty] | 0 | 0 | 10.4
12981 | Motiva Enterprises LLC | 50973 | Motiva Enterprises Port Arthur Refinery | TX | Jefferson | GN33 | CA | OP | 25.5 | 8 | 15 |  | 6 | 1978 | NG |  | N | Y | Y | Industrial CHP |  |  |  |  | N | [57 empty] | GAS | [39 empty] | 0 | 0 | 10.4
12981 | Motiva Enterprises LLC | 50973 | Motiva Enterprises Port Arthur Refinery | TX | Jefferson | GN34 | CS | OP | 18.8 | 15.6 | 11.5 |  | 6 | 1970 | NG | OG | N | Y | Y | Industrial CHP |  |  |  |  | N | [57 empty] | GAS | [39 empty] | 0.1804 | 0.0006153 | 11.4355
12981 | Motiva Enterprises LLC | 50973 | Motiva Enterprises Port Arthur Refinery | TX | Jefferson | GN35 | CS | OP | 40.5 | 22.5 | 26.5 |  | 12 | 1983 | NG |  | N | Y | Y | Industrial CHP |  |  |  |  | N | [57 empty] | GAS | [39 empty] | 0.1804 | 0.0006109 | 11.4355
12981 | Motiva Enterprises LLC | 50973 | Motiva Enterprises Port Arthur Refinery | TX | Jefferson | GN41 | CT | OP | 41.6 | 36.1 | 46.4 |  | 12 | 2011 | NG |  | N | Y | Y | Industrial CHP |  |  |  |  | N | [57 empty] | GAS | [39 empty] | 0.021391 | 0.0008868 | 9.1478
12981 | Motiva Enterprises LLC | 50973 | Motiva Enterprises Port Arthur Refinery | TX | Jefferson | GN42 | CT | OP | 41.6 | 36.1 | 46.4 |  | 11 | 2011 | NG |  | N | Y | Y | Industrial CHP |  |  |  |  | N | [57 empty] | GAS | [39 empty] | 0.021391 | 0.0008868 | 9.1478
12981 | Motiva Enterprises LLC | 50973 | Motiva Enterprises Port Arthur Refinery | TX | Jefferson | GN43 | CT | OP | 41.6 | 36.1 | 46.4 |  | 11 | 2011 | NG |  | N | Y | Y | Industrial CHP |  |  |  |  | N | [57 empty] | GAS | [39 empty] | 0.021391 | 0.0008868 | 9.1478
12981 | Motiva Enterprises LLC | 50973 | Motiva Enterprises Port Arthur Refinery | TX | Jefferson | GN44 | CT | OP | 41.6 | 36.1 | 46.4 |  | 10 | 2011 | NG |  | N | Y | Y | Industrial CHP |  |  |  |  | N | [57 empty] | GAS | [39 empty] | 0.021391 | 0.0008868 | 9.1478
12986 | Morton Salt Inc | 54335 | Morton Salt Rittman | OH | Wayne | GEN1 | ST | OP | 1.5 | 1.5 | 1.5 |  | 10 | 1978 | BIT | NG | N | Y | Y | Industrial CHP |  |  |  | 2013 | N |  |  | N | [54 empty] | COAL | [39 empty] | 0.9544 | 1.5624 | 13.3425
12989 | Village of Morrisville | 3764 | Morrisville | VT | Lamoille | 1 | HY | OP | 0.6 | 0.5 | 0.6 |  | 8 | 1924 | WAT |  | N | Y | N | Electric Utility |  |  |  |  | N | [57 empty] | N/A | [39 empty] | 0 | 0 | 10.4
12989 | Village of Morrisville | 678 | W K Sanders | VT | Lamoille | 1 | HY | OP | 0.9 | 0.7 | 0.9 |  | 7 | 1983 | WAT |  | N | Y | N | Electric Utility |  |  |  |  | N | [57 empty] | N/A | [39 empty] | 0 | 0 | 10.4
12989 | Village of Morrisville | 678 | W K Sanders | VT | Lamoille | 2 | HY | OP | 0.9 | 0.7 | 0.9 |  | 7 | 1983 | WAT |  | N | Y | N | Electric Utility |  |  |  |  | N | [57 empty] | N/A | [39 empty] | 0 | 0 | 10.4
12989 | Village of Morrisville | 3764 | Morrisville | VT | Lamoille | 2 | HY | OP | 1.2 | 1 | 1.2 |  | 8 | 1924 | WAT |  | N | Y | N | Electric Utility |  |  |  |  | N | [57 empty] | N/A | [39 empty] | 0 | 0 | 10.4
12989 | Village of Morrisville | 3765 | Cadys Falls | VT | Lamoille | 1 | HY | OP | 0.8 | 0.5 | 0.5 |  | 8 | 1914 | WAT |  | N | Y | N | Electric Utility |  |  |  |  | N | [57 empty] | N/A | [39 empty] | 0 | 0 | 10.4
12989 | Village of Morrisville | 3765 | Cadys Falls | VT | Lamoille | 2 | HY | OP | 0.8 | 0.6 | 0.6 |  | 8 | 1947 | WAT |  | N | Y | N | Electric Utility |  |  |  |  | N | [57 empty] | N/A | [39 empty] | 0 | 0 | 10.4
13008 | Wausau Paper Specialty Products LLC | 50614 | Mosinee Paper | WI | Marathon | GEN1 | ST | OP | 15 | 13 | 13 |  | 12 | 1976 | BLQ | BIT | Y | Y | Y | Industrial CHP |  |  |  |  | N |  |  | Y | [37 empty] | OP | EK |  |  | ¦¦ 7¦¦ 7 | 0 | ¦¦ 1.8¦¦ 1.8 |  | 1.3 |  | 99.5¦¦ 99.7 | 10¦¦ 2 | 243000¦¦ 90000 |  |  |  |  | LIQUID | [39 empty] | 0.13502 | 0.049001 | 10.4
13008 | Wausau Paper Specialty Products LLC | 50614 | Mosinee Paper | WI | Marathon | HYD1 | HY | OP | 2.2 | 2 | 2 |  | 8 | 1924 | WAT |  | N | Y | N | Industrial CHP |  |  |  |  | N | [57 empty] | N/A | [39 empty] | 0 | 0 | 10.4
13008 | Wausau Paper Specialty Products LLC | 50614 | Mosinee Paper | WI | Marathon | HYD2 | HY | OP | 0.6 | 0.7 | 0.7 |  | 7 | 1916 | WAT |  | N | Y | N | Industrial CHP |  |  |  |  | N | [57 empty] | N/A | [39 empty] | 0 | 0 | 10.4
13008 | Wausau Paper Specialty Products LLC | 50614 | Mosinee Paper | WI | Marathon | HYD3 | HY | OP | 0.6 | 0.7 | 0.7 |  | 7 | 1916 | WAT |  | N | Y | N | Industrial CHP |  |  |  |  | N | [57 empty] | N/A | [39 empty] | 0 | 0 | 10.4
13008 | Wausau Paper Specialty Products LLC | 50614 | Mosinee Paper | WI | Marathon | WEST | ST | OP | 5 | 5 | 5 |  | 8 | 1951 | BLQ | BIT | Y | Y | Y | Industrial CHP |  |  |  |  | N |  |  | Y | [37 empty] | OP | EK |  |  | ¦¦ 7¦¦ 7 | 0 | ¦¦ 1.8¦¦ 1.8 |  | 1.3 |  | 99.5¦¦ 99.7 | 10¦¦ 2 | 243000¦¦ 90000 |  |  |  |  | LIQUID | [39 empty] | 0.1517 | 0.049001 | 10.4
13037 | City of Mt Pleasant | 7015 | Unit 4 | UT | Sanpete | 1 | HY | OP | 1.5 | 1.1 | 0.5 |  | 6 | 1993 | WAT |  | N | N | N | Electric Utility |  |  |  |  | N | [57 empty] | N/A | [39 empty] | 0 | 0 | 10.4
13048 | City of Mountain Lake - (MN) | 1998 | Mountain Lake | MN | Cottonwood | 2 | IC | OP | 1.1 | 0.9 | 1.1 |  | 5 | 1954 | DFO | NG | Y | Y | N | Electric Utility |  |  |  |  | N | [57 empty] | LIQUID | [39 empty] | 0.7385 | 0.025484 | 12.5895
13048 | City of Mountain Lake - (MN) | 1998 | Mountain Lake | MN | Cottonwood | 4 | IC | OP | 2 | 1.8 | 1.9 |  | 5 | 1968 | DFO | NG | Y | Y | N | Electric Utility |  |  |  |  | N | [57 empty] | LIQUID | [39 empty] | 0.7385 | 0.025484 | 12.5895
13048 | City of Mountain Lake - (MN) | 1998 | Mountain Lake | MN | Cottonwood | 5 | IC | OP | 1.3 | 1.2 | 1.3 |  | 5 | 1959 | DFO | NG | Y | Y | N | Electric Utility |  |  |  |  | N | [57 empty] | LIQUID | [39 empty] | 0.7385 | 0.025484 | 12.5895
13048 | City of Mountain Lake - (MN) | 1998 | Mountain Lake | MN | Cottonwood | 6 | IC | OP | 1.8 | 1.8 | 1.8 |  | 2 | 1998 | DFO |  | N | Y | N | Electric Utility |  |  |  |  | N | [57 empty] | LIQUID | [39 empty] | 0.7385 | 0.025484 | 12.5895
13048 | City of Mountain Lake - (MN) | 1998 | Mountain Lake | MN | Cottonwood | 7 | IC | OP | 1.8 | 1.8 | 1.8 |  | 1 | 1998 | DFO |  | N | Y | N | Electric Utility |  |  |  |  | N | [57 empty] | LIQUID | [39 empty] | 0.7385 | 0.025484 | 12.5895
13048 | City of Mountain Lake - (MN) | 1998 | Mountain Lake | MN | Cottonwood | 8 | WT | OP | 1.2 | 1.2 | 1.2 |  | 7 | 2007 | WND |  | N | Y | N | Electric Utility | [62 empty] | N/A | [39 empty] | 0 | 0 | 10.4
13060 | Mt Poso Cogeneration Co | 54626 | Mt Poso Cogeneration | CA | Kern | TG01 | ST | OP | 62 | 52 | 52.3 |  | 5 | 1989 | BIT | PC | Y | Y | Y | IPP CHP |  | WDS | 2012 |  | N | N | Y | [38 empty] | OP | BR |  |  | 6.9 | 0.2 | 0.3 | 0.8 | 0.6 | 1 | 98 | 7.92 | 221841 |  |  |  |  | COAL | [39 empty] | 0.49993 | 0.33433 | 11.1081
13090 | Village of Mullen | 2280 | Mullen | NE | Hooker | 3 | IC | OP | 0.4 | 0.3 | 0.3 |  | 1 | 1958 | DFO |  | N | Y | N | Electric Utility |  |  |  |  | N | [57 empty] | LIQUID | [39 empty] | 0.7385 | 0.025484 | 12.5895
13090 | Village of Mullen | 2280 | Mullen | NE | Hooker | 4 | IC | OP | 0.6 | 0.6 | 0.6 |  | 1 | 1966 | DFO |  | N | Y | N | Electric Utility |  |  |  |  | N | [57 empty] | LIQUID | [39 empty] | 0.7385 | 0.025484 | 12.5895
13095 | City of Mulvane - (KS) | 1308 | Mulvane Power Plant | KS | Sumner | 1 | IC | OP | 0.3 | 0.2 | 0.3 |  | 8 | 1949 | DFO |  | N | Y | N | Electric Utility |  |  |  |  | N | [57 empty] | LIQUID | [39 empty] | 0.7385 | 0.025484 | 12.5895
13095 | City of Mulvane - (KS) | 1308 | Mulvane Power Plant | KS | Sumner | 2 | IC | OP | 0.3 | 0.2 | 0.2 |  | 8 | 1945 | DFO |  | N | Y | N | Electric Utility |  |  |  |  | N | [57 empty] | LIQUID | [39 empty] | 0.7385 | 0.025484 | 12.5895
13095 | City of Mulvane - (KS) | 1308 | Mulvane Power Plant | KS | Sumner | 3 | IC | OP | 1.3 | 1.2 | 1.2 |  | 8 | 1963 | NG | DFO | N | Y | N | Electric Utility |  |  |  |  | N | [57 empty] | GAS | [39 empty] | 1.1659 | 0.0016829 | 10.4
13095 | City of Mulvane - (KS) | 1308 | Mulvane Power Plant | KS | Sumner | 4 | IC | OP | 1.3 | 1.2 | 1.2 |  | 5 | 1958 | NG | DFO | N | Y | N | Electric Utility |  |  |  |  | N | [57 empty] | GAS | [39 empty] | 1.1659 | 0.0016829 | 10.4
13095 | City of Mulvane - (KS) | 1308 | Mulvane Power Plant | KS | Sumner | 5 | IC | OP | 0.8 | 0.6 | 0.6 |  | 11 | 1955 | DFO |  | N | Y | N | Electric Utility |  |  |  |  | N | [57 empty] | LIQUID | [39 empty] | 0.7385 | 0.025484 | 12.5895
13095 | City of Mulvane - (KS) | 1308 | Mulvane Power Plant | KS | Sumner | 6 | IC | OP | 2 | 1.9 | 2 |  | 11 | 1967 | NG | DFO | N | Y | N | Electric Utility |  |  |  |  | N | [57 empty] | GAS | [39 empty] | 1.1659 | 0.0016829 | 10.4
13095 | City of Mulvane - (KS) | 1308 | Mulvane Power Plant | KS | Sumner | 7 | IC | OP | 0.6 | 0.6 | 0.6 |  | 10 | 2004 | DFO |  | N | Y | N | Electric Utility |  |  |  |  | N | [57 empty] | LIQUID | [39 empty] | 0.7385 | 0.025484 | 12.5895
13095 | City of Mulvane - (KS) | 1308 | Mulvane Power Plant | KS | Sumner | 8 | IC | OP | 0.6 | 0.5 | 0.5 |  | 10 | 2004 | DFO |  | N | Y | N | Electric Utility |  |  |  |  | N | [57 empty] | LIQUID | [39 empty] | 0.7385 | 0.025484 | 12.5895
13095 | City of Mulvane - (KS) | 7976 | Mulvane 2 | KS | Sedgwick | 10 | IC | OP | 4.1 | 3.8 | 3.8 |  | 9 | 2003 | DFO |  | N | Y | N | Electric Utility |  |  |  |  | N | [57 empty] | LIQUID | [39 empty] | 0.7385 | 0.025484 | 12.5895
13095 | City of Mulvane - (KS) | 7976 | Mulvane 2 | KS | Sedgwick | 11 | IC | OP | 4.1 | 3.8 | 3.8 |  | 9 | 2003 | DFO |  | N | Y | N | Electric Utility |  |  |  |  | N | [57 empty] | LIQUID | [39 empty] | 0.7385 | 0.025484 | 12.5895
13095 | City of Mulvane - (KS) | 7976 | Mulvane 2 | KS | Sedgwick | 9 | IC | OP | 1 | 1 | 1 |  | 9 | 2003 | DFO |  | N | Y | N | Electric Utility |  |  |  |  | N | [57 empty] | LIQUID | [39 empty] | 0.7385 | 0.025484 | 12.5895
13100 | Municipal Electric Authority | 7946 | Wansley Unit 9 | GA | Heard | CT1 | CT | OP | 171 | 146.2 | 179.4 |  | 6 | 2004 | NG |  | N | Y | N | Electric Utility |  |  |  |  | N | [57 empty] | GAS | GA | Wansley (7946) | 7946 | CT9A | 2010 |  | ARP, CAIRNOX, CAIRSO2 | 2516.39 | 12 | 366423.45 |  | 1.181 | 0.019 | 26.082 | 233990.516 | 3937333.855 | 4 | Southeastern Electric Reliability Council | Heard | Electric Utility |  |  | 33.4082 | -85.0399 | Municipal Electric Authority of Georgia (Owner/Operator) | Phase 2 |  | Operating | Combined cycle | Pipeline Natural Gas |  |  | Dry Low NOx Burners Selective Catalytic Reduction |  | 2150 | 10.3664 | GAS | 206 | -74.136 | 0.019 | 0.0006 | 10.3664
13100 | Municipal Electric Authority | 7946 | Wansley Unit 9 | GA | Heard | CT2 | CT | OP | 171 | 145.2 | 178 |  | 6 | 2004 | NG |  | N | Y | N | Electric Utility |  |  |  |  | N | [57 empty] | GAS | GA | Wansley (7946) | 7946 | CT9A | 2010 |  | ARP, CAIRNOX, CAIRSO2 | 2516.39 | 12 | 366423.45 |  | 1.181 | 0.019 | 26.082 | 233990.516 | 3937333.855 | 4 | Southeastern Electric Reliability Council | Heard | Electric Utility |  |  | 33.4082 | -85.0399 | Municipal Electric Authority of Georgia (Owner/Operator) | Phase 2 |  | Operating | Combined cycle | Pipeline Natural Gas |  |  | Dry Low NOx Burners Selective Catalytic Reduction |  | 2150 | 10.3664 | GAS | 206 | -78.6517 | 0.019 | 0.0006 | 10.3664
13100 | Municipal Electric Authority | 7946 | Wansley Unit 9 | GA | Heard | ST1 | CA | OP | 226 | 205.5 | 208.7 |  | 6 | 2004 | NG |  | N | Y | N | Electric Utility |  |  |  |  | N | [6 empty] | STACK1¦¦STACK2 | 2003 | 618442 | [48 empty] | GAS | [39 empty] | 0 | 0 | 10.4
13137 | City of Murray - (UT) | 8010 | Murray Turbine | UT | Salt Lake | 1 | GT | OP | 14 | 12 | 13 |  | 6 | 2001 | NG |  | N | Y | N | Electric Utility |  |  |  |  | N | [57 empty] | GAS | [39 empty] | 0.10952 | 0.0010752 | 10.7142
13137 | City of Murray - (UT) | 8010 | Murray Turbine | UT | Salt Lake | 2 | GT | OP | 14 | 12 | 13 |  | 10 | 2001 | NG |  | N | Y | N | Electric Utility |  |  |  |  | N | [57 empty] | GAS | [39 empty] | 0.10952 | 0.0010752 | 10.7142
13137 | City of Murray - (UT) | 8010 | Murray Turbine | UT | Salt Lake | 3 | GT | OP | 14 | 12 | 13 |  | 1 | 2002 | NG |  | N | Y | N | Electric Utility |  |  |  |  | N | [57 empty] | GAS | [39 empty] | 0.10299 | 0.0010022 | 10.6926
13137 | City of Murray - (UT) | 6537 | Little Cottonwood | UT | Salt Lake | 1 | HY | OP | 2.4 | 2.4 | 2.4 |  | 4 | 1983 | WAT |  | N | Y | N | Electric Utility | [62 empty] | N/A | [39 empty] | 0 | 0 | 10.4
13137 | City of Murray - (UT) | 6537 | Little Cottonwood | UT | Salt Lake | 2 | HY | OP | 2.4 | 2.4 | 2.4 |  | 4 | 1983 | WAT |  | N | Y | N | Electric Utility | [62 empty] | N/A | [39 empty] | 0 | 0 | 10.4
13143 | Board of Water Electric & Communications | 1167 | Muscatine Plant #1 | IA | Muscatine | 7 | ST | OP | 25 | 22.7 | 22.7 |  | 4 | 1958 | SUB | NG | Y | Y | N | Electric Utility |  |  |  |  | N |  |  | Y |  |  |  | 7 | 1975 | 63771 | [31 empty] | OP | EK | MC |  | 7 |  | 1.5 | 3 |  |  | 92 | 48 | 143410 |  |  |  |  | COAL | [39 empty] | 0.37358 | 0.7471 | 12.4948
13143 | Board of Water Electric & Communications | 1167 | Muscatine Plant #1 | IA | Muscatine | 8 | ST | OP | 75 | 36.2 | 25.1 |  | 1 | 1969 | SUB | NG | Y | Y | N | Electric Utility |  |  |  |  | N | N |  | Y |  |  |  | 8 | 1969 | 190234 | [31 empty] | OP | EK |  |  | 13.5 |  | 3.5 | 3.5 |  |  | 99.7 | 17 | 306000 |  |  |  |  | COAL | IA | Muscatine | 1167 | 8 | 2010 |  | ARP, CAIRNOX, CAIROS, CAIRSO2 | 7962.98 | 12 | 462857.8 |  | 1841.883 | 0.7595 | 2384.116 | 657614.413 | 6270153.355 | 7 | Mid-Continent Area Power Pool | Muscatine | Electric Utility | 4911 | Electric Services | 41.3917 | -91.0569 | Muscatine Power and Water (Owner/Operator) | Phase 2 |  | Operating | Cyclone boiler | Coal | Natural Gas |  | Overfire Air | Electrostatic Precipitator | 1080 | 13.4562 | COAL | 81 | 886.4542 | 0.7595 | 0.58751 | 13.4562
13143 | Board of Water Electric & Communications | 1167 | Muscatine Plant #1 | IA | Muscatine | 8A | ST | OP | 18 | 16.5 | 18.8 |  | 7 | 2000 | SUB | NG | Y | Y | Y | Electric Utility |  |  |  |  | N |  |  | Y |  |  |  | 8 | 1969 | 190234 | [31 empty] | OP | EK |  |  | 13.5 |  | 3.5 | 3.5 |  |  | 99.7 | 17 | 306000 |  |  |  |  | COAL | [39 empty] | 0.24567 | 0.40205 | 11.7214
13143 | Board of Water Electric & Communications | 1167 | Muscatine Plant #1 | IA | Muscatine | 9 | ST | OP | 175.5 | 164.3 | 164.3 |  | 4 | 1983 | SUB |  | N | Y | N | Electric Utility |  |  |  |  | N | Y |  | Y |  |  | N | 9 | 1983 | 380178 | [16 empty] | OP: OP; DP: SP; LS: LS; N: Y | 3.2 | 96 | 368 | 495800 | 100 | OP | EK |  |  | 5 | 0.5 | 2.5 | 3.2 | 0.5 |  | 99.7 | 42 | 569800 |  |  |  |  | COAL | IA | Muscatine | 1167 | 9 | 2010 |  | ARP, CAIRNOX, CAIROS, CAIRSO2 | 8270.85 | 12 | 950622.59 |  | 91.156 | 0.1317 | 734.789 | 1186316.446 | 11311203.57 | 7 | Mid-Continent Area Power Pool | Muscatine | Electric Utility | 4911 | Electric Services | 41.3917 | -91.0569 | Muscatine Power and Water (Owner/Operator) | Phase 2 | Phase II Group 1 | Operating | Tangentially-fired | Coal | Diesel Oil | Wet Limestone | Overfire Air | Electrostatic Precipitator | 2005 | 11.8031 | COAL | 175 | 1967.4376 | 0.1317 | 0.016118 | 11.8031
13157 | Omaha City of | 55027 | Papillion Creek Wastewater | NE | Sarpy | 952 | IC | OP | 0.5 | 0.5 | 0.5 |  | 5 | 1987 | OBG | NG | Y | Y | Y | Commercial CHP |  |  |  |  | N | [57 empty] | GAS | [39 empty] | 1.1659 | 0.0016829 | 10.4
13157 | Omaha City of | 55027 | Papillion Creek Wastewater | NE | Sarpy | 953 | IC | OP | 0.5 | 0.5 | 0.5 |  | 5 | 1987 | OBG | NG | Y | Y | Y | Commercial CHP |  |  |  |  | N | [57 empty] | GAS | [39 empty] | 1.1659 | 0.0016829 | 10.4
13157 | Omaha City of | 55033 | Missouri River Wastewater Treatment | NE | Douglas | 6013 | IC | OP | 1 | 1 | 1 |  | 7 | 2001 | OBG | NG | Y | Y | Y | Commercial CHP |  |  |  |  | N | [57 empty] | GAS | [39 empty] | 1.1659 | 0.0016829 | 10.4
13157 | Omaha City of | 55033 | Missouri River Wastewater Treatment | NE | Douglas | 6101 | IC | OP | 1 | 1 | 1 |  | 4 | 1985 | OBG | NG | Y | Y | Y | Commercial CHP |  |  |  |  | N | [57 empty] | GAS | [39 empty] | 1.1659 | 0.0016829 | 10.4
13157 | Omaha City of | 55033 | Missouri River Wastewater Treatment | NE | Douglas | 6102 | IC | OP | 1 | 1 | 1 |  | 4 | 1985 | OBG | NG | Y | Y | Y | Commercial CHP |  |  |  |  | N | [57 empty] | GAS | [39 empty] | 1.1659 | 0.0016829 | 10.4
13168 | NRG Huntley Operations Inc | 2549 | C R Huntley Generating Station | NY | Erie | 67 | ST | OP | 218 | 218 | 218 |  | 10 | 1957 | SUB | BIT | N | Y | N | IPP Non-CHP |  |  |  |  | N | Y | N |  |  |  |  | 41463 | 1957 | 842000 | [31 empty] | OP | BP |  |  | 8 |  | 1.7 |  |  |  | 99.9 | 23 | 1020000 |  |  |  |  | COAL | NY | Huntley Power | 2549 | 67 | 2010 | CS0001 | ARP, CAIRNOX, CAIROS, CAIRSO2, RGGI | 6660.48 | 12 | 1032061.2 |  | 2895.217 | 0.1549 | 802.474 | 1083838.261 | 10334101.48 | 2 | Northeast Power Coordinating Council | Erie | Electric Utility |  |  | 42.97 | -78.93 | Huntley Power, LLC (Owner/Operator) | Phase 2 | Early Election | Operating | Tangentially-fired | Coal |  |  | Low NOx Burner Technology w/ Separated OFA | Baghouse | 2275 | 9.9374 | COAL | 201 | 1957.7114 | 0.1549 | 0.56032 | 9.9374
13168 | NRG Huntley Operations Inc | 2549 | C R Huntley Generating Station | NY | Erie | S68 | ST | OP | 218 | 218 | 218 |  | 11 | 1958 | SUB | BIT | N | Y | N | IPP Non-CHP |  |  |  |  | N | Y | N |  |  |  |  | 41463 | 1957 | 842000 | [31 empty] | OP | BP |  |  | 8 |  | 1.7 |  |  |  | 99.9 | 23 | 1020000 |  |  |  |  | COAL | NY | Huntley Power | 2549 | 68 | 2010 | CS0001 | ARP, CAIRNOX, CAIROS, CAIRSO2, RGGI | 7263.04 | 12 | 1123438.65 |  | 3146.168 | 0.1567 | 890.377 | 1185860.763 | 11306859.87 | 2 | Northeast Power Coordinating Council | Erie | Electric Utility |  |  | 42.97 | -78.93 | Huntley Power, LLC (Owner/Operator) | Phase 2 | Early Election | Operating | Tangentially-fired | Coal |  |  | Low NOx Burner Technology w/ Separated OFA | Baghouse | 2275 | 9.9487 | COAL | 202 | 460.396 | 0.1567 | 0.55651 | 9.9487
13192 | NRG Arthur Kill Operations Inc | 2490 | Arthur Kill Generating Station | NY | Richmond | 2 | ST | OP | 376.2 | 335 | 350 |  | 9 | 1959 | NG |  | N | Y | N | IPP Non-CHP |  |  |  |  | N | [6 empty] | 2 | 1959 | 1368661 | [48 empty] | GAS | NY | Arthur Kill | 2490 | 20 | 2010 | CS0002 | ARP, CAIRNOX, CAIROS, CAIRSO2, RGGI | 4670.5 | 12 | 588418.5 |  | 1.339 | 0.0762 | 190.416 | 265281.325 | 4463876.35 | 2 | Northeast Power Coordinating Council | Richmond | Electric Utility | 4911 | Electric Services | 40.5915 | -74.2027 | Arthur Kill Power, LLC (Owner) NRG Energy, Inc (Operator) | Phase 2 |  | Operating | Dry bottom wall-fired boiler | Pipeline Natural Gas |  |  |  |  | 3717 | 6.6214 | GAS | 369 | 472.8571 | 0.0762 | 0.0006 | 10.4741
13192 | NRG Arthur Kill Operations Inc | 2490 | Arthur Kill Generating Station | NY | Richmond | 3 | ST | OP | 535.5 | 491 | 501 |  | 6 | 1969 | NG |  | N | Y | N | IPP Non-CHP |  |  |  |  | N | [6 empty] | 2 | 1959 | 1368661 | [48 empty] | GAS | NY | Arthur Kill | 2490 | 30 | 2010 | CS0002 | ARP, CAIRNOX, CAIROS, CAIRSO2, RGGI | 2468.25 | 12 | 430916 |  | 0.996 | 0.0851 | 160.29 | 197202.3 | 3318342.625 | 2 | Northeast Power Coordinating Council | Richmond | Electric Utility | 4911 | Electric Services | 40.5915 | -74.2027 | Arthur Kill Power, LLC (Owner) NRG Energy, Inc (Operator) | Phase 2 |  | Operating | Tangentially-fired | Pipeline Natural Gas |  |  |  |  | 5502 | 7.0413 | GAS | 533 | 468.0639 | 0.0851 | 0.0006 | 7.0413
13192 | NRG Arthur Kill Operations Inc | 2490 | Arthur Kill Generating Station | NY | Richmond | GT1 | GT | OP | 20 | 15 | 16 |  | 1 | 1970 | NG |  | N | Y | N | IPP Non-CHP |  |  |  |  | N | [57 empty] | GAS | NY | Arthur Kill | 2490 | CT0001 | 2010 |  | CAIROS | 59 | 6 | 885 |  |  | 0.342 | 2.372 |  | 13865.9 | 2 | Northeast Power Coordinating Council | Richmond | Electric Utility | 4911 | Electric Services | 40.5915 | -74.2027 | Arthur Kill Power, LLC (Owner/Operator) |  |  | Operating | Combustion turbine | Pipeline Natural Gas |  |  |  |  | 235 | 10.4 | GAS | 15 | 466.6667 | 0.342 | 0.0054261 | 12.3104
13193 | Naniwa Energy LLC | 55494 | Tri Center Naniwa Energy | NV | Storey | CT3 | GT | OP | 64 | 50 | 60 |  | 6 | 2001 | NG |  | N | Y | N | IPP Non-CHP | [62 empty] | GAS | [39 empty] | 0.058021 | 0.0006685 | 11.3975
13193 | Naniwa Energy LLC | 55494 | Tri Center Naniwa Energy | NV | Storey | CT4 | GT | OP | 64 | 50 | 60 |  | 6 | 2001 | NG |  | N | Y | N | IPP Non-CHP | [62 empty] | GAS | [39 empty] | 0.058021 | 0.0006685 | 11.3975
13193 | Naniwa Energy LLC | 55494 | Tri Center Naniwa Energy | NV | Storey | CT5 | GT | OP | 62 | 50 | 60 |  | 7 | 2001 | NG |  | N | Y | N | IPP Non-CHP | [62 empty] | GAS | [39 empty] | 0.058721 | 0.0006733 | 11.3826
13193 | Naniwa Energy LLC | 55494 | Tri Center Naniwa Energy | NV | Storey | CT6 | GT | OP | 62 | 50 | 60 |  | 7 | 2001 | NG |  | N | Y | N | IPP Non-CHP | [62 empty] | GAS | [39 empty] | 0.058721 | 0.0006733 | 11.3826
13201 | Naknek Electric Assn, Inc | 6301 | Naknek | AK | Bristol Bay | 4A | IC | OP | 1.3 | 1.3 | 1.3 |  | 7 | 1999 | DFO |  | N | N | Y | Electric Utility |  |  |  |  | N | [57 empty] | LIQUID | [39 empty] | 0.7385 | 0.025484 | 12.5895
13201 | Naknek Electric Assn, Inc | 6301 | Naknek | AK | Bristol Bay | 5A | IC | OP | 1 | 1 | 1 |  | 5 | 2005 | DFO |  | N | N | N | Electric Utility | [62 empty] | LIQUID | [39 empty] | 0.7385 | 0.025484 | 12.5895
13201 | Naknek Electric Assn, Inc | 6301 | Naknek | AK | Bristol Bay | 6A | IC | OP | 1 | 1 | 1 |  | 4 | 2006 | DFO |  | N | N | N | Electric Utility |  |  |  |  | N | [57 empty] | LIQUID | [39 empty] | 0.7385 | 0.025484 | 12.5895
13201 | Naknek Electric Assn, Inc | 6301 | Naknek | AK | Bristol Bay | 7A | IC | OP | 1 | 1 | 1 |  | 4 | 2006 | DFO |  | N | N | N | Electric Utility |  |  |  |  | N | [57 empty] | LIQUID | [39 empty] | 0.7385 | 0.025484 | 12.5895
13201 | Naknek Electric Assn, Inc | 6301 | Naknek | AK | Bristol Bay | 8 | IC | OP | 1 | 1 | 1 |  | 12 | 1977 | DFO |  | N | N | N | Electric Utility |  |  |  |  | N | [57 empty] | LIQUID | [39 empty] | 0.7385 | 0.025484 | 12.5895
13201 | Naknek Electric Assn, Inc | 6301 | Naknek | AK | Bristol Bay | NA1 | IC | OP | 1.1 | 1.1 | 1.1 |  | 5 | 1988 | DFO |  | N | N | Y | Electric Utility |  |  |  |  | N | [57 empty] | LIQUID | [39 empty] | 0.7385 | 0.025484 | 12.5895
13201 | Naknek Electric Assn, Inc | 6301 | Naknek | AK | Bristol Bay | NA2 | IC | OP | 1.1 | 1.1 | 1.1 |  | 5 | 1988 | DFO |  | N | N | Y | Electric Utility |  |  |  |  | N | [57 empty] | LIQUID | [39 empty] | 0.7385 | 0.025484 | 12.5895
13201 | Naknek Electric Assn, Inc | 6301 | Naknek | AK | Bristol Bay | NA3 | IC | OP | 0.8 | 0.8 | 0.8 |  | 5 | 1991 | DFO |  | N | N | Y | Electric Utility |  |  |  |  | N | [57 empty] | LIQUID | [39 empty] | 0.7385 | 0.025484 | 12.5895
13201 | Naknek Electric Assn, Inc | 6301 | Naknek | AK | Bristol Bay | NA4 | IC | OP | 0.8 | 0.8 | 0.8 |  | 6 | 1992 | DFO |  | N | N | Y | Electric Utility |  |  |  |  | N | [57 empty] | LIQUID | [39 empty] | 0.7385 | 0.025484 | 12.5895
13201 | Naknek Electric Assn, Inc | 6301 | Naknek | AK | Bristol Bay | NA5 | IC | OP | 0.8 | 0.8 | 0.8 |  | 9 | 1993 | DFO |  | N | N | Y | Electric Utility |  |  |  |  | N | [57 empty] | LIQUID | [39 empty] | 0.7385 | 0.025484 | 12.5895
13334 | City of Nebraska City | 2255 | Nebraska City # 1 | NE | Otoe | 10 | IC | OP | 6.5 | 5.8 | 5.8 |  | 4 | 1979 | NG | DFO | Y | Y | N | Electric Utility |  |  |  |  | N | [57 empty] | GAS | [39 empty] | 1.1659 | 0.0016829 | 10.4
13334 | City of Nebraska City | 2255 | Nebraska City # 1 | NE | Otoe | 2 | IC | OP | 1.5 | 1 | 1 |  | 5 | 1953 | NG | DFO | Y | Y | N | Electric Utility |  |  |  |  | N | [57 empty] | GAS | [39 empty] | 1.1659 | 0.0016829 | 10.4
13334 | City of Nebraska City | 2255 | Nebraska City # 1 | NE | Otoe | 3 | IC | OP | 2.5 | 2 | 2 |  | 5 | 1955 | NG | DFO | Y | Y | N | Electric Utility |  |  |  |  | N | [57 empty] | GAS | [39 empty] | 1.1659 | 0.0016829 | 10.4
13334 | City of Nebraska City | 2255 | Nebraska City # 1 | NE | Otoe | 4 | IC | OP | 3.1 | 2.7 | 2.7 |  | 8 | 1957 | NG | DFO | Y | Y | N | Electric Utility |  |  |  |  | N | [57 empty] | GAS | [39 empty] | 1.1659 | 0.0016829 | 10.4
13334 | City of Nebraska City | 2255 | Nebraska City # 1 | NE | Otoe | 5 | IC | OP | 2 | 1.6 | 1.6 |  | 8 | 1964 | NG | DFO | Y | Y | N | Electric Utility |  |  |  |  | N | [57 empty] | GAS | [39 empty] | 1.1659 | 0.0016829 | 10.4
13334 | City of Nebraska City | 2255 | Nebraska City # 1 | NE | Otoe | 8 | IC | OP | 4.1 | 3.6 | 3.6 |  | 4 | 1971 | NG | DFO | Y | Y | N | Electric Utility |  |  |  |  | N | [57 empty] | GAS | [39 empty] | 1.1659 | 0.0016829 | 10.4
13334 | City of Nebraska City | 2255 | Nebraska City # 1 | NE | Otoe | 9 | IC | OP | 6.4 | 5.8 | 5.8 |  | 6 | 1974 | NG | DFO | Y | Y | N | Electric Utility |  |  |  |  | N | [57 empty] | GAS | [39 empty] | 1.1659 | 0.0016829 | 10.4
13334 | City of Nebraska City | 2256 | Syracuse # 2 | NE | Otoe | 6 | IC | OP | 2 | 1.6 | 1.6 |  | 4 | 1969 | NG | DFO | Y | Y | N | Electric Utility |  |  |  |  | N | [57 empty] | GAS | [39 empty] | 1.1659 | 0.0016829 | 10.4
13334 | City of Nebraska City | 2256 | Syracuse # 2 | NE | Otoe | 7 | IC | OP | 2 | 1.6 | 1.6 |  | 5 | 1970 | NG | DFO | Y | Y | N | Electric Utility |  |  |  |  | N | [57 empty] | GAS | [39 empty] | 1.1659 | 0.0016829 | 10.4
13334 | City of Nebraska City | 7555 | Nebraska City # 2 | NE | Otoe | 11 | IC | OP | 4.5 | 3.8 | 3.8 |  | 8 | 1998 | NG | DFO | Y | Y | N | Electric Utility |  |  |  |  | N | [57 empty] | GAS | [39 empty] | 1.1659 | 0.0016829 | 10.4
13334 | City of Nebraska City | 7555 | Nebraska City # 2 | NE | Otoe | 12 | IC | OP | 4.5 | 3.8 | 3.8 |  | 8 | 1998 | NG | DFO | Y | Y | N | Electric Utility |  |  |  |  | N | [57 empty] | GAS | [39 empty] | 1.1659 | 0.0016829 | 10.4
13334 | City of Nebraska City | 7555 | Nebraska City # 2 | NE | Otoe | 13 | IC | OP | 4.5 | 4.2 | 4.2 |  | 11 | 1998 | DFO |  | N | Y | N | Electric Utility |  |  |  |  | N | [57 empty] | LIQUID | [39 empty] | 0.7385 | 0.025484 | 12.5895
13337 | Nebraska Public Power District | 2226 | Canaday | NE | Gosper | 1 | ST | OP | 108.8 | 92 | 92 |  | 1 | 1958 | NG | RFO | Y | Y | N | Electric Utility |  |  |  |  | N | [57 empty] | GAS | NE | Canaday | 2226 | 1 | 2010 |  | ARP | 856.5 | 12 | 20051.5 |  | 2.108 | 0.1999 | 29.41 | 17491.85 | 292329.125 | 7 |  | Gosper | Electric Utility | 4911 | Electric Services | 40.6941 | -99.7005 | Nebraska Public Power District (Owner/Operator) | Phase 2 |  | Operating | Tangentially-fired | Pipeline Natural Gas | Diesel Oil |  |  |  | 2948 | 10.5508 | GAS | 95 | 1983.6957 | 0.1999 | 0.014422 | 10.5508
13337 | Nebraska Public Power District | 2265 | Hallam | NE | Lancaster | 1 | GT | OP | 56.7 | 45 | 45 |  | 6 | 1973 | DFO |  | N | Y | N | Electric Utility |  |  |  |  | N | [57 empty] | LIQUID | [39 empty] | 0.97775 | 0.068035 | 13.9562
13337 | Nebraska Public Power District | 2266 | Hebron | NE | Thayer | 1 | GT | OP | 56.7 | 41 | 41 |  | 6 | 1973 | DFO |  | N | Y | N | Electric Utility |  |  |  |  | N | [57 empty] | LIQUID | [39 empty] | 0.99638 | 0.065483 | 14.0043
13337 | Nebraska Public Power District | 2271 | McCook | NE | Red Willow | 1 | GT | OP | 56.7 | 41 | 41 |  | 6 | 1973 | DFO |  | N | Y | N | Electric Utility |  |  |  |  | N | [57 empty] | LIQUID | [39 empty] | 1.0705 | 0.056621 | 14
13337 | Nebraska Public Power District | 2274 | North Platte | NE | Lincoln | 1 | HY | OP | 13.1 | 11.9 | 11.9 |  | 1 | 1935 | WAT |  | N | Y | N | Electric Utility |  |  |  |  | N | [57 empty] | N/A | [39 empty] | 0 | 0 | 10.4
13337 | Nebraska Public Power District | 2277 | Sheldon | NE | Lancaster | 1 | ST | OP | 108.8 | 105 | 105 |  | 1 | 1961 | SUB |  | N | Y | N | Electric Utility |  |  |  |  | N |  |  | Y |  |  |  | 1 | 1968 | 213695 | [31 empty] | OP | BP |  |  | 3.8 |  | 0.2 | 0.7 |  |  | 99.4 | 22 | 525000 |  |  |  |  | COAL | NE | Sheldon | 2277 | 1 | 2010 |  | ARP | 6778.41 | 12 | 637644.31 |  | 1843.563 | 0.9228 | 3310.248 | 734890.176 | 7006924.234 | 7 | Mid-Continent Area Power Pool | Lancaster | Electric Utility | 4911 | Electric Services | 40.5589 | -96.7842 | Nebraska Public Power District (Owner/Operator) Lincoln Electric System (Owner) | Phase 2 |  | Operating | Cyclone boiler | Coal | Pipeline Natural Gas |  |  | Baghouse | 1495.5 | 10.9982 | COAL | 116 | 1947.619 | 0.9228 | 0.52621 | 10.9888
13337 | Nebraska Public Power District | 2277 | Sheldon | NE | Lancaster | 2 | ST | OP | 119.9 | 120 | 120 |  | 1 | 1965 | SUB |  | N | Y | N | Electric Utility |  |  |  |  | N |  |  | Y |  |  |  | 2 | 1961 | 255119 | [31 empty] | OP | BP |  |  | 3.8 |  | 0.2 | 0.7 |  |  | 99.4 | 26 | 610000 |  |  |  |  | COAL | NE | Sheldon | 2277 | 2 | 2010 |  | ARP | 6697.03 | 12 | 678570.9 |  | 1914.335 | 0.6404 | 2513.354 | 792339.746 | 7554719.952 | 7 | Mid-Continent Area Power Pool | Lancaster | Electric Utility | 4911 | Electric Services | 40.5589 | -96.7842 | Lincoln Electric System (Owner) Nebraska Public Power District (Owner/Operator) | Phase 2 |  | Operating | Cyclone boiler | Coal | Pipeline Natural Gas |  |  | Baghouse | 1619.7 | 11.0337 | COAL | 129 | 1962.5 | 0.6404 | 0.50679 | 11.0337
13337 | Nebraska Public Power District | 6077 | Gerald Gentleman | NE | Lincoln | 1 | ST | OP | 681.3 | 665 | 665 |  | 4 | 1979 | SUB |  | N | Y | N | Electric Utility |  |  |  |  | N | Y | [5 empty] | 1 | 1979 | 1068990 | 20 | 1.2 | 0.7 | OP | DP | NP | 1979 | 1979 | 2003 | MS | IF | [20 empty] | OP | BR |  |  | 4 |  | 0.2 | 0.6 |  |  | 99.9 | 70 | 2940000 | OP | OV |  |  | COAL | NE | Gerald Gentleman Station | 6077 | 1 | 2010 |  | ARP | 8567.75 | 12 | 5088271.5 |  | 14998.841 | 0.2043 | 5176.832 | 5217214.525 | 49744536.15 | 7 | Mid-Continent Area Power Pool | Lincoln | Electric Utility | 4911 | Electric Services | 41.0808 | -101.1408 | Nebraska Public Power District (Owner/Operator) Lincoln Electric System (Owner) | Phase 2 | Early Election | Operating | Dry bottom wall-fired boiler | Coal |  |  | Low NOx Burner Technology w/ Overfire Air | Baghouse | 7964 | 9.7601 | COAL | 672 | 1994.7368 | 0.2043 | 0.60303 | 9.7601
13337 | Nebraska Public Power District | 6077 | Gerald Gentleman | NE | Lincoln | 2 | ST | OP | 681.3 | 700 | 700 |  | 1 | 1982 | SUB |  | N | Y | N | Electric Utility |  |  |  |  | N | Y | [5 empty] | 2 | 1982 | 1056360 | [31 empty] | OP | BR |  |  | 4 |  | 0.2 | 0.6 |  |  | 99.9 | 70 | 2940000 |  |  |  |  | COAL | NE | Gerald Gentleman Station | 6077 | 2 | 2010 |  | ARP | 7587.75 | 12 | 4628370.25 |  | 14742.218 | 0.3204 | 7987.663 | 5081344.1 | 48449124.88 | 7 | Mid-Continent Area Power Pool | Lincoln | Electric Utility | 4911 | Electric Services | 41.0808 | -101.1408 | Nebraska Public Power District (Owner/Operator) Lincoln Electric System (Owner) | Phase 2 | Early Election | Operating | Dry bottom wall-fired boiler | Coal |  |  | Other | Baghouse | 8251 | 10.4321 | COAL | 750 | 1964.2857 | 0.3204 | 0.60856 | 10.4321
13337 | Nebraska Public Power District | 8000 | Beatrice | NE | Gage | CT1 | CT | OP | 104.7 | 69 | 69 |  | 1 | 2005 | NG |  | N | Y | N | Electric Utility |  |  |  |  | N | [57 empty] | GAS | NE | Beatrice | 8000 | 1 | 2010 |  | ARP | 337.92 | 12 | 30172.71 |  | 0.084 | 0.0173 | 1.756 | 16615.583 | 279593.973 | 7 | Mid-Continent Area Power Pool | Gage | Electric Utility |  |  | 40.3286 | -96.8067 | Nebraska Public Power District (Owner/Operator) | Phase 2 |  | Operating | Combined cycle | Pipeline Natural Gas |  |  | Dry Low NOx Burners Selective Catalytic Reduction |  | 1314 | 8.8198 | GAS | 120 | 130.4348 | 0.0173 | 0.000601 | 8.8198
13337 | Nebraska Public Power District | 8000 | Beatrice | NE | Gage | CT2 | CT | OP | 104.7 | 68 | 68 |  | 1 | 2005 | NG |  | N | Y | N | Electric Utility |  |  |  |  | N | [57 empty] | GAS | NE | Beatrice | 8000 | 2 | 2010 |  | ARP | 451.84 | 12 | 39821.45 |  | 0.114 | 0.0196 | 2.545 | 22560.103 | 379605.116 | 7 | Mid-Continent Area Power Pool | Gage | Electric Utility |  |  | 40.3286 | -96.8067 | Nebraska Public Power District (Owner/Operator) | Phase 2 |  | Operating | Combined cycle | Pipeline Natural Gas |  |  | Dry Low NOx Burners Selective Catalytic Reduction |  | 1323 | 8.9307 | GAS | 137 | -7.3529 | 0.0196 | 0.000601 | 8.9307
13337 | Nebraska Public Power District | 8000 | Beatrice | NE | Gage | ST1 | CA | OP | 93.9 | 80 | 80 |  | 1 | 2005 | NG |  | N | Y | N | Electric Utility |  |  |  |  | N | [57 empty] | GAS | [39 empty] | 0 | 0 | 10.4
13337 | Nebraska Public Power District | 8036 | Cooper | NE | Nemaha | 1 | ST | OP | 801 | 765.9 | 765.9 |  | 3 | 1974 | NUC |  | N | Y | N | Electric Utility |  |  |  |  | N | [57 empty] | N/A | [39 empty] | 0 | 0 | 10.4
13337 | Nebraska Public Power District | 56162 | Ainsworth Wind | NE | Brown | 1 | WT | OP | 59.4 | 59.4 | 59.4 |  | 10 | 2005 | WND |  | N | Y | N | Electric Utility |  |  |  |  | N | [57 empty] | N/A | [39 empty] | 0 | 0 | 10.4
13337 | Nebraska Public Power District | 2268 | Kearney | NE | Buffalo | 1 | HY | OP | 1.5 | 1 | 1 |  | 1 | 1921 | WAT |  | N | Y | N | Electric Utility |  |  |  |  | N | [57 empty] | N/A | [39 empty] | 0 | 0 | 10.4
13337 | Nebraska Public Power District | 2274 | North Platte | NE | Lincoln | 2 | HY | OP | 13.1 | 11.9 | 11.9 |  | 1 | 1935 | WAT |  | N | Y | N | Electric Utility |  |  |  |  | N | [57 empty] | N/A | [39 empty] | 0 | 0 | 10.4
13337 | Nebraska Public Power District | 2278 | Spencer | NE | Boyd | 1 | HY | OP | 0.8 | 1 | 1 |  | 1 | 1927 | WAT |  | N | Y | N | Electric Utility |  |  |  |  | N | [57 empty] | N/A | [39 empty] | 0 | 0 | 10.4
13337 | Nebraska Public Power District | 2278 | Spencer | NE | Boyd | 2 | HY | OP | 1.6 | 0.8 | 0.8 |  | 1 | 1952 | WAT |  | N | Y | N | Electric Utility |  |  |  |  | N | [57 empty] | N/A | [39 empty] | 0 | 0 | 10.4
13337 | Nebraska Public Power District | 6229 | Mobile | NE | York | 1 | IC | OP | 1 | 1 | 1 |  | 1 | 1980 | DFO |  | N | Y | N | Electric Utility |  |  |  |  | N | [57 empty] | LIQUID | [39 empty] | 0.7385 | 0.025484 | 12.5895
13337 | Nebraska Public Power District | 6229 | Mobile | NE | York | 2 | IC | OP | 1.6 | 1.6 | 1.6 |  | 3 | 1996 | DFO |  | N | Y | N | Electric Utility |  |  |  |  | N | [57 empty] | LIQUID | [39 empty] | 0.7385 | 0.025484 | 12.5895
13337 | Nebraska Public Power District | 6229 | Mobile | NE | York | 500 | IC | OP | 0.5 | 0.5 | 0.5 |  | 10 | 1994 | DFO |  | N | Y | N | Electric Utility |  |  |  |  | N | [57 empty] | LIQUID | [39 empty] | 0.7385 | 0.025484 | 12.5895
13353 | Nelson Creek Power Inc | 50223 | Nelson Creek | CA | Shasta | 1296 | HY | OP | 1.2 | 1 | 1.1 |  | 10 | 1989 | WAT |  | N | Y | N | IPP Non-CHP |  |  |  |  | N | [57 empty] | N/A | [39 empty] | 0 | 0 | 10.4
13365 | Nevada Cogeneration Assoc # 2 | 54349 | Nevada Cogen Associates 2 Black Mountain | NV | Clark | GTA | CT | OP | 22.2 | 21.7 | 21.7 |  | 11 | 1992 | NG |  | N | Y | Y | IPP CHP |  |  |  |  | N | [57 empty] | GAS | [39 empty] | 0.098772 | 0.0010836 | 11.9483
13365 | Nevada Cogeneration Assoc # 2 | 54349 | Nevada Cogen Associates 2 Black Mountain | NV | Clark | GTB | CT | OP | 22.2 | 21.7 | 21.7 |  | 12 | 1992 | NG |  | N | Y | Y | IPP CHP |  |  |  |  | N | [57 empty] | GAS | [39 empty] | 0.098772 | 0.0010836 | 11.9483
13365 | Nevada Cogeneration Assoc # 2 | 54349 | Nevada Cogen Associates 2 Black Mountain | NV | Clark | GTC | CT | OP | 22.2 | 21.7 | 21.7 |  | 12 | 1992 | NG |  | N | Y | Y | IPP CHP |  |  |  |  | N | [57 empty] | GAS | [39 empty] | 0.098772 | 0.0010836 | 11.9483
13365 | Nevada Cogeneration Assoc # 2 | 54349 | Nevada Cogen Associates 2 Black Mountain | NV | Clark | STM | CA | OP | 29.7 | 19.9 | 19.9 |  | 12 | 1992 | NG |  | N | Y | Y | IPP CHP |  |  |  |  | N | [57 empty] | GAS | [39 empty] | 0 | 0 | 10.4
13389 | Neshkoro Power Assn | 50328 | Byllesby | MN | Dakota | 1 | HY | OP | 0.8 | 0.8 | 0.8 |  | 3 | 1988 | WAT |  | N | Y | N | IPP Non-CHP |  |  |  |  | N | [57 empty] | N/A | [39 empty] | 0 | 0 | 10.4
13389 | Neshkoro Power Assn | 50328 | Byllesby | MN | Dakota | 2 | HY | OP | 0.8 | 0.8 | 0.8 |  | 3 | 1988 | WAT |  | N | Y | N | IPP Non-CHP |  |  |  |  | N | [57 empty] | N/A | [39 empty] | 0 | 0 | 10.4
13389 | Neshkoro Power Assn | 50328 | Byllesby | MN | Dakota | 3 | HY | OP | 0.9 | 0.9 | 0.9 |  | 3 | 1988 | WAT |  | N | Y | N | IPP Non-CHP |  |  |  |  | N | [57 empty] | N/A | [39 empty] | 0 | 0 | 10.4
13399 | Nevada Cogeneration Assoc # 1 | 54350 | Nevada Cogen Assoc#1 GarnetVly | NV | Clark | GTA | CT | OP | 22.2 | 21.7 | 21.7 |  | 4 | 1992 | NG |  | N | Y | Y | IPP CHP |  |  |  |  | N | [57 empty] | GAS | [39 empty] | 0.098755 | 0.0010835 | 11.9459
13399 | Nevada Cogeneration Assoc # 1 | 54350 | Nevada Cogen Assoc#1 GarnetVly | NV | Clark | GTB | CT | OP | 22.2 | 21.7 | 21.7 |  | 4 | 1992 | NG |  | N | Y | Y | IPP CHP |  |  |  |  | N | [57 empty] | GAS | [39 empty] | 0.098755 | 0.0010835 | 11.9459
13399 | Nevada Cogeneration Assoc # 1 | 54350 | Nevada Cogen Assoc#1 GarnetVly | NV | Clark | GTC | CT | OP | 22.2 | 21.7 | 21.7 |  | 4 | 1992 | NG |  | N | Y | Y | IPP CHP |  |  |  |  | N | [57 empty] | GAS | [39 empty] | 0.098755 | 0.0010835 | 11.9459
13399 | Nevada Cogeneration Assoc # 1 | 54350 | Nevada Cogen Assoc#1 GarnetVly | NV | Clark | STM | CA | OP | 29.7 | 19.9 | 19.9 |  | 5 | 1992 | NG |  | N | Y | Y | IPP CHP |  |  |  |  | N | [57 empty] | GAS | [39 empty] | 0 | 0 | 10.4
13402 | Nevada Irrigation District | 34 | Rollins | CA | PLACER | 1P | HY | OP | 12.1 | 12.1 | 12.1 |  | 8 | 1980 | WAT |  | N | Y | N | IPP Non-CHP |  |  |  |  | N | [57 empty] | N/A | [39 empty] | 0 | 0 | 10.4
13402 | Nevada Irrigation District | 412 | Chicago Park | CA | Nevada | 2P | HY | OP | 44 | 44 | 44 |  | 11 | 1965 | WAT |  | N | Y | N | IPP Non-CHP |  |  |  |  | N | [57 empty] | N/A | [39 empty] | 0 | 0 | 10.4
13402 | Nevada Irrigation District | 413 | Dutch Flat 2 | CA | Nevada | 3P | HY | OP | 27.3 | 27.3 | 27.3 |  | 11 | 1965 | WAT |  | N | Y | N | IPP Non-CHP |  |  |  |  | N | [57 empty] | N/A | [39 empty] | 0 | 0 | 10.4
13402 | Nevada Irrigation District | 50546 | Bowman | CA | PLACER | GEN1 | HY | OP | 3.6 | 3.6 | 3.6 |  | 9 | 1986 | WAT |  | N | Y | N | IPP Non-CHP |  |  |  |  | N | [57 empty] | N/A | [39 empty] | 0 | 0 | 10.4
13402 | Nevada Irrigation District | 839 | Scott Flat | CA | Nevada | 7P | HY | OP | 1 | 0.9 | 1 |  | 2 | 1985 | WAT |  | N | Y | N | IPP Non-CHP |  |  |  |  | N | [57 empty] | N/A | [39 empty] | 0 | 0 | 10.4
13402 | Nevada Irrigation District | 846 | Combie South | CA | Nevada | 1 | HY | OP | 0.5 | 0.4 | 0.5 |  | 4 | 1984 | WAT |  | N | Y | N | IPP Non-CHP |  |  |  |  | N | [57 empty] | N/A | [39 empty] | 0 | 0 | 10.4
13402 | Nevada Irrigation District | 846 | Combie South | CA | Nevada | 2 | HY | OP | 0.5 | 0.4 | 0.5 |  | 4 | 1984 | WAT |  | N | Y | N | IPP Non-CHP |  |  |  |  | N | [57 empty] | N/A | [39 empty] | 0 | 0 | 10.4
13402 | Nevada Irrigation District | 846 | Combie South | CA | Nevada | 3 | HY | OP | 0.5 | 0.4 | 0.5 |  | 4 | 1984 | WAT |  | N | Y | N | IPP Non-CHP |  |  |  |  | N | [57 empty] | N/A | [39 empty] | 0 | 0 | 10.4
13407 | Nevada Power Co | 2322 | Clark | NV | Clark | 10 | CA | OP | 104.4 | 85 | 88 |  | 5 | 1994 | NG |  | N | Y | N | Electric Utility | [62 empty] | GAS | [39 empty] | 0 | 0 | 10.4
13407 | Nevada Power Co | 2322 | Clark | NV | Clark | 11 | GT | OP | 60.5 | 52 | 57 |  | 11 | 2008 | NG |  | N | Y | N | Electric Utility |  |  |  |  | N | [57 empty] | GAS | NV | Clark | 2322 | 11A | 2010 | CS11 | ARP | 240.43 | 12 | 5740.84 |  | 0.018 | 0.0355 | 0.738 | 3620.445 | 60918.935 | 9 | Western Electricity Coordinating Council | Clark | Electric Utility | 4911 | Electric Services | 36.0875 | -115.0507 | NV Energy (Owner/Operator) | Phase 2 |  | Operating | Combustion turbine | Pipeline Natural Gas |  |  |  |  | 328.4 | 10.0231 | GAS | 29 | 17.2414 | 0.0355 | 0.000591 | 10.0231
13407 | Nevada Power Co | 2322 | Clark | NV | Clark | 12 | GT | OP | 60.5 | 52 | 57 |  | 8 | 2008 | NG |  | N | Y | N | Electric Utility |  |  |  |  | N | [57 empty] | GAS | NV | Clark | 2322 | 12A | 2010 | CS12 | ARP | 210.67 | 12 | 4766.04 |  | 0.015 | 0.0321 | 0.573 | 3055.654 | 51415.969 | 9 | Western Electricity Coordinating Council | Clark | Electric Utility | 4911 | Electric Services | 36.0875 | -115.0507 | NV Energy (Owner/Operator) | Phase 2 |  | Operating | Combustion turbine | Pipeline Natural Gas |  |  |  |  | 328.4 | 10.2939 | GAS | 28 | -17.8571 | 0.0321 | 0.000583 | 10.2939
13407 | Nevada Power Co | 2322 | Clark | NV | Clark | 13 | GT | OP | 60.5 | 52 | 57 |  | 11 | 2008 | NG |  | N | Y | N | Electric Utility |  |  |  |  | N | [57 empty] | GAS | NV | Clark | 2322 | 13B | 2010 | CS13 | ARP | 138.65 | 12 | 3198.39 |  | 0.01 | 0.0385 | 0.461 | 2061.624 | 34686.272 | 9 | Western Electricity Coordinating Council | Clark | Electric Utility | 4911 | Electric Services | 36.0875 | -115.0507 | NV Energy (Owner/Operator) | Phase 2 |  | Operating | Combustion turbine | Pipeline Natural Gas |  |  |  |  | 328.4 | 9.9126 | GAS | 29 | 17.2414 | 0.0385 | 0.000577 | 9.9126
13407 | Nevada Power Co | 2322 | Clark | NV | Clark | 14 | GT | OP | 60.5 | 52 | 57 |  | 9 | 2008 | NG |  | N | Y | N | Electric Utility |  |  |  |  | N | [57 empty] | GAS | NV | Clark | 2322 | 14B | 2010 | CS14 | ARP | 142.6 | 12 | 3171.97 |  | 0.01 | 0.039 | 0.411 | 2047.32 | 34461.891 | 9 | Western Electricity Coordinating Council | Clark | Electric Utility | 4911 | Electric Services | 36.0875 | -115.0507 | NV Energy (Owner/Operator) | Phase 2 |  | Operating | Combustion turbine | Pipeline Natural Gas |  |  |  |  | 328.4 | 9.9266 | GAS | 28 | -17.8571 | 0.039 | 0.00058 | 9.9266
13407 | Nevada Power Co | 2322 | Clark | NV | Clark | 15 | GT | OP | 60.5 | 52 | 57 |  | 8 | 2008 | NG |  | N | Y | N | Electric Utility |  |  |  |  | N | [57 empty] | GAS | NV | Clark | 2322 | 15A | 2010 | CS15 | ARP | 160.92 | 12 | 3465.74 |  | 0.011 | 0.0375 | 0.509 | 2259.264 | 38023.485 | 9 | Western Electricity Coordinating Council | Clark | Electric Utility | 4911 | Electric Services | 36.0875 | -115.0507 | NV Energy (Owner/Operator) | Phase 2 |  | Operating | Combustion turbine | Pipeline Natural Gas |  |  |  |  | 328.4 | 10.2193 | GAS | 28 | -17.8571 | 0.0375 | 0.000579 | 10.2193
13407 | Nevada Power Co | 2322 | Clark | NV | Clark | 16 | GT | OP | 60.5 | 52 | 57 |  | 7 | 2008 | NG |  | N | Y | N | Electric Utility |  |  |  |  | N | [57 empty] | GAS | NV | Clark | 2322 | 16B | 2010 | CS16 | ARP | 186.06 | 12 | 4386.39 |  | 0.014 | 0.0435 | 0.631 | 2779.937 | 46773.696 | 9 | Western Electricity Coordinating Council | Clark | Electric Utility | 4911 | Electric Services | 36.0875 | -115.0507 | NV Energy (Owner/Operator) | Phase 2 |  | Operating | Combustion turbine | Pipeline Natural Gas |  |  |  |  | 328.4 | 9.6477 | GAS | 28 | -17.8571 | 0.0435 | 0.000599 | 9.6477
13407 | Nevada Power Co | 2322 | Clark | NV | Clark | 17 | GT | OP | 60.5 | 52 | 57 |  | 11 | 2008 | NG |  | N | Y | N | Electric Utility |  |  |  |  | N | [57 empty] | GAS | NV | Clark | 2322 | 17A | 2010 | CS17 | ARP | 206.05 | 12 | 5122.19 |  | 0.017 | 0.0433 | 0.74 | 3281.338 | 55216.988 | 9 | Western Electricity Coordinating Council | Clark | Electric Utility | 4911 | Electric Services | 36.0875 | -115.0507 | NV Energy (Owner/Operator) | Phase 2 |  | Operating | Combustion turbine | Pipeline Natural Gas |  |  |  |  | 328.4 | 10.0659 | GAS | 29 | 17.2414 | 0.0433 | 0.000616 | 10.0659
13407 | Nevada Power Co | 2322 | Clark | NV | Clark | 18 | GT | OP | 60.5 | 52 | 57 |  | 7 | 2008 | NG |  | N | Y | N | Electric Utility |  |  |  |  | N | [57 empty] | GAS | NV | Clark | 2322 | 18A | 2010 | CS18 | ARP | 179.02 | 12 | 3863.79 |  | 0.013 | 0.0353 | 0.527 | 2535.876 | 42677.391 | 9 | Western Electricity Coordinating Council | Clark | Electric Utility | 4911 | Electric Services | 36.0875 | -115.0507 | NV Energy (Owner/Operator) | Phase 2 |  | Operating | Combustion turbine | Pipeline Natural Gas |  |  |  |  | 328.4 | 10.3455 | GAS | 27 | -55.5556 | 0.0353 | 0.000609 | 10.3455
13407 | Nevada Power Co | 2322 | Clark | NV | Clark | 19 | GT | OP | 60.5 | 52 | 57 |  | 7 | 2008 | NG |  | N | Y | N | Electric Utility |  |  |  |  | N | [57 empty] | GAS | NV | Clark | 2322 | 19A | 2010 | CS19 | ARP | 218.48 | 12 | 5102.18 |  | 0.016 | 0.0333 | 0.607 | 3246.674 | 54629.45 | 9 | Western Electricity Coordinating Council | Clark | Electric Utility | 4911 | Electric Services | 36.0875 | -115.0507 | NV Energy (Owner/Operator) | Phase 2 |  | Operating | Combustion turbine | Pipeline Natural Gas |  |  |  |  | 328.4 | 10.1089 | GAS | 27 | -55.5556 | 0.0333 | 0.000586 | 10.1089
13407 | Nevada Power Co | 2322 | Clark | NV | Clark | 20 | GT | OP | 60.5 | 52 | 57 |  | 7 | 2008 | NG |  | N | Y | N | Electric Utility |  |  |  |  | N | [57 empty] | GAS | NV | Clark | 2322 | 20A | 2010 | CS20 | ARP | 228.93 | 12 | 5371.32 |  | 0.017 | 0.032 | 0.661 | 3418.314 | 57519.5 | 9 | Western Electricity Coordinating Council | Clark | Electric Utility | 4911 | Electric Services | 36.0875 | -115.0507 | NV Energy (Owner/Operator) | Phase 2 |  | Operating | Combustion turbine | Pipeline Natural Gas |  |  |  |  | 328.4 | 10.0512 | GAS | 27 | -55.5556 | 0.032 | 0.000591 | 10.0512
13407 | Nevada Power Co | 2322 | Clark | NV | Clark | 21 | GT | OP | 60.5 | 52 | 57 |  | 7 | 2008 | NG |  | N | Y | N | Electric Utility |  |  |  |  | N | [57 empty] | GAS | NV | Clark | 2322 | 21A | 2010 | CS21 | ARP | 172.67 | 12 | 4143.1 |  | 0.013 | 0.0421 | 0.574 | 2654.202 | 44666.187 | 9 | Western Electricity Coordinating Council | Clark | Electric Utility | 4911 | Electric Services | 36.0875 | -115.0507 | NV Energy (Owner/Operator) | Phase 2 |  | Operating | Combustion turbine | Pipeline Natural Gas |  |  |  |  | 328.4 | 10.339 | GAS | 28 | -17.8571 | 0.0421 | 0.000582 | 10.339
13407 | Nevada Power Co | 2322 | Clark | NV | Clark | 22 | GT | OP | 60.5 | 52 | 57 |  | 7 | 2008 | NG |  | N | Y | N | Electric Utility |  |  |  |  | N | [57 empty] | GAS | NV | Clark | 2322 | 22A | 2010 | CS22 | ARP | 191.16 | 12 | 4439.16 |  | 0.014 | 0.032 | 0.514 | 2845.083 | 47870.197 | 9 | Western Electricity Coordinating Council | Clark | Electric Utility | 4911 | Electric Services | 36.0875 | -115.0507 | NV Energy (Owner/Operator) | Phase 2 |  | Operating | Combustion turbine | Pipeline Natural Gas |  |  |  |  | 328.4 | 10.4286 | GAS | 29 | 17.2414 | 0.032 | 0.000585 | 10.4286
13407 | Nevada Power Co | 2322 | Clark | NV | Clark | 9 | CA | OP | 104.4 | 85 | 88 |  | 5 | 1993 | NG |  | N | Y | N | Electric Utility | [62 empty] | GAS | [39 empty] | 0 | 0 | 10.4
13407 | Nevada Power Co | 2322 | Clark | NV | Clark | GT4 | GT | OP | 72.4 | 50 | 59 |  | 6 | 1973 | NG |  | N | Y | N | Electric Utility | [62 empty] | GAS | NV | Clark | 2322 | 11A | 2010 | CS11 | ARP | 240.43 | 12 | 5740.84 |  | 0.018 | 0.0355 | 0.738 | 3620.445 | 60918.935 | 9 | Western Electricity Coordinating Council | Clark | Electric Utility | 4911 | Electric Services | 36.0875 | -115.0507 | NV Energy (Owner/Operator) | Phase 2 |  | Operating | Combustion turbine | Pipeline Natural Gas |  |  |  |  | 328.4 | 10.0231 | GAS | 29 | -517.2414 | 0.0355 | 0.000591 | 10.0231
13407 | Nevada Power Co | 2322 | Clark | NV | Clark | GT5 | CT | OP | 92.5 | 73 | 81 |  | 5 | 1979 | NG |  | N | Y | N | Electric Utility | [62 empty] | GAS | NV | Clark | 2322 | 11A | 2010 | CS11 | ARP | 240.43 | 12 | 5740.84 |  | 0.018 | 0.0355 | 0.738 | 3620.445 | 60918.935 | 9 | Western Electricity Coordinating Council | Clark | Electric Utility | 4911 | Electric Services | 36.0875 | -115.0507 | NV Energy (Owner/Operator) | Phase 2 |  | Operating | Combustion turbine | Pipeline Natural Gas |  |  |  |  | 328.4 | 10.0231 | GAS | 29 | -896.5517 | 0.0355 | 0.000591 | 10.0231
13407 | Nevada Power Co | 2322 | Clark | NV | Clark | GT6 | CT | OP | 92.5 | 75 | 81 |  | 5 | 1979 | NG |  | N | Y | N | Electric Utility | [62 empty] | GAS | NV | Clark | 2322 | 11A | 2010 | CS11 | ARP | 240.43 | 12 | 5740.84 |  | 0.018 | 0.0355 | 0.738 | 3620.445 | 60918.935 | 9 | Western Electricity Coordinating Council | Clark | Electric Utility | 4911 | Electric Services | 36.0875 | -115.0507 | NV Energy (Owner/Operator) | Phase 2 |  | Operating | Combustion turbine | Pipeline Natural Gas |  |  |  |  | 328.4 | 10.0231 | GAS | 29 | -896.5517 | 0.0355 | 0.000591 | 10.0231
13407 | Nevada Power Co | 2322 | Clark | NV | Clark | GT7 | CT | OP | 92.5 | 73 | 81 |  | 6 | 1980 | NG |  | N | Y | N | Electric Utility | [62 empty] | GAS | NV | Clark | 2322 | 11A | 2010 | CS11 | ARP | 240.43 | 12 | 5740.84 |  | 0.018 | 0.0355 | 0.738 | 3620.445 | 60918.935 | 9 | Western Electricity Coordinating Council | Clark | Electric Utility | 4911 | Electric Services | 36.0875 | -115.0507 | NV Energy (Owner/Operator) | Phase 2 |  | Operating | Combustion turbine | Pipeline Natural Gas |  |  |  |  | 328.4 | 10.0231 | GAS | 29 | -896.5517 | 0.0355 | 0.000591 | 10.0231
13407 | Nevada Power Co | 2322 | Clark | NV | Clark | GT8 | CT | OP | 92.5 | 73 | 81 |  | 6 | 1982 | NG |  | N | Y | N | Electric Utility | [62 empty] | GAS | NV | Clark | 2322 | 11A | 2010 | CS11 | ARP | 240.43 | 12 | 5740.84 |  | 0.018 | 0.0355 | 0.738 | 3620.445 | 60918.935 | 9 | Western Electricity Coordinating Council | Clark | Electric Utility | 4911 | Electric Services | 36.0875 | -115.0507 | NV Energy (Owner/Operator) | Phase 2 |  | Operating | Combustion turbine | Pipeline Natural Gas |  |  |  |  | 328.4 | 10.0231 | GAS | 29 | -896.5517 | 0.0355 | 0.000591 | 10.0231
13407 | Nevada Power Co | 2324 | Reid Gardner | NV | Clark | 1 | ST | OP | 114 | 100 | 100 |  | 6 | 1965 | BIT |  | N | Y | N | Electric Utility | [5 empty] | Y | [5 empty] | 1 | 1965 | 180000 | 204 | 2000 | 1410 | PH | DM | NH | 2006 | 2006 | 2006 | MS | NC | [5 empty] | OP: OP; DP: SP; LS: SC; N: Y | 0.5 | 90.5 | 150 | 361000 | 100 | OP | BP |  |  | 20 |  | 1.5 |  |  |  |  | 18.2 | 500000 |  |  |  |  | COAL | NV | Reid Gardner | 2324 | 1 | 2010 |  | ARP | 6481.17 | 12 | 614359.76 |  | 200.513 | 0.2664 | 856.633 | 631645.004 | 6339957.145 | 9 | Western Electricity Coordinating Council | Clark | Electric Utility | 4911 | Electric Services | 36.6531 | -114.6364 | NV Energy (Owner/Operator) | Phase 2 | Phase II Group 1 | Operating | Dry bottom wall-fired boiler | Coal |  | Sodium Based | Low NOx Burner Technology (Dry Bottom only) | Baghouse | 1250 | 10.2595 | COAL | 119 | 1905 | 0.2664 | 0.063254 | 10.2595
13407 | Nevada Power Co | 2324 | Reid Gardner | NV | Clark | 2 | ST | OP | 114 | 100 | 100 |  | 6 | 1968 | BIT |  | N | Y | N | Electric Utility | [5 empty] | Y | [5 empty] | 2 | 1968 | 180000 | 0.1 | 1.2 | 0.46 | PB | DP | NP | 2006 | 2006 | 2008 | MS | NC | [5 empty] | OP: OP; DP: SP; LS: SC; N: Y | 0.5 | 90.5 | 150 | 361000 | 100 | OP | BP |  |  | 20 |  | 1.5 |  |  |  |  | 18.2 | 500000 | OP | LN |  |  | COAL | NV | Reid Gardner | 2324 | 2 | 2010 |  | ARP | 6755.55 | 12 | 630407.48 |  | 219.063 | 0.2933 | 1045.961 | 699408.549 | 6967467.803 | 9 | Western Electricity Coordinating Council | Clark | Electric Utility | 4911 | Electric Services | 36.6531 | -114.6364 | NV Energy (Owner/Operator) | Phase 2 | Phase II Group 1 | Operating | Dry bottom wall-fired boiler | Coal |  | Sodium Based | Low NOx Burner Technology (Dry Bottom only) | Baghouse | 1215 | 10.9575 | COAL | 120 | 1900 | 0.2933 | 0.062882 | 10.9575
13407 | Nevada Power Co | 2324 | Reid Gardner | NV | Clark | 3 | ST | OP | 114 | 98 | 98 |  | 5 | 1976 | BIT |  | N | Y | N | Electric Utility | [5 empty] | Y | [5 empty] | 3 | 1976 | 199000 | [16 empty] | OP: OP; DP: SP; LS: SC; N: Y | 0.5 | 90.5 | 150 | 367300 | 100 | OP | BP |  |  | 20 |  | 1.5 |  |  |  |  | 18.6 | 500000 | OP | LN |  |  | COAL | NV | Reid Gardner | 2324 | 3 | 2010 |  | ARP | 7231.19 | 12 | 699538.76 |  | 243.069 | 0.2254 | 930.935 | 828066.339 | 8080156.918 | 9 | Western Electricity Coordinating Council | Clark | Electric Utility | 4911 | Electric Services | 36.6531 | -114.6364 | NV Energy (Owner/Operator) | Phase 2 | Phase II Group 1 | Operating | Dry bottom wall-fired boiler | Coal |  | Sodium Based | Low NOx Burner Technology (Dry Bottom only) | Baghouse | 1330 | 11.3969 | COAL | 117 | 1903.0612 | 0.2254 | 0.060164 | 11.3969
13407 | Nevada Power Co | 2324 | Reid Gardner | NV | Clark | 4 | ST | OP | 294.8 | 255 | 255 |  | 7 | 1983 | BIT | SUB | N | Y | N | Electric Utility | [5 empty] | Y | [5 empty] | 4 | 1983 | 521500 | [16 empty] | OP: OP; DP: SP; LS: SC; N: Y | 0.9 | 85 | 270 | 1043000 | 100 | OP | BR |  |  | 8 |  | 0.9 |  |  |  | 99.6 | 61 | 1045000 | OP | SR |  |  | COAL | NV | Reid Gardner | 2324 | 4 | 2010 |  | ARP | 6974.02 | 12 | 1185595.85 |  | 576.771 | 0.2015 | 1232.07 | 1260585.528 | 12019305.2 | 9 | Western Electricity Coordinating Council | Clark | Electric Utility | 4911 | Electric Services | 36.6531 | -114.6364 | NV Energy (Owner/Operator) California Dept. of Water Resources (Owner) | Phase 2 | Early Election | Operating | Dry bottom wall-fired boiler | Coal |  | Sodium Based | Low NOx Burner Technology w/ Overfire Air | Baghouse | 2956 | 9.6152 | COAL | 278 | 1954.902 | 0.2015 | 0.095974 | 9.6152
13407 | Nevada Power Co | 7082 | Harry Allen | NV | Clark | GT1 | GT | OP | 101.5 | 72 | 76 |  | 5 | 1995 | NG |  | N | Y | N | Electric Utility |  |  |  |  | N | [57 empty] | GAS | NV | Harry Allen | 7082 | **4 | 2010 |  | ARP | 149.08 | 12 | 8289.73 |  | 0.028 | 0.043 | 1.528 | 5587.848 | 94020.331 | 9 |  | Clark | Electric Utility | 4911 | Electric Services | 36.425 | -114.9 | NV Energy (Owner/Operator) | Phase 2 |  | Operating | Combustion turbine | Pipeline Natural Gas |  |  | Dry Low NOx Burners |  | 1060 | 11.0401 | GAS | 76 | 0 | 0.043 | 0.000596 | 11.0401
13407 | Nevada Power Co | 7082 | Harry Allen | NV | Clark | GT4 | GT | OP | 85 | 72 | 76 |  | 4 | 2006 | NG |  | N | Y | N | Electric Utility |  |  |  |  | N | [57 empty] | GAS | NV | Harry Allen | 7082 | **4 | 2010 |  | ARP | 149.08 | 12 | 8289.73 |  | 0.028 | 0.043 | 1.528 | 5587.848 | 94020.331 | 9 |  | Clark | Electric Utility | 4911 | Electric Services | 36.425 | -114.9 | NV Energy (Owner/Operator) | Phase 2 |  | Operating | Combustion turbine | Pipeline Natural Gas |  |  | Dry Low NOx Burners |  | 1060 | 11.0401 | GAS | 76 | 500 | 0.043 | 0.000596 | 11.0401
13407 | Nevada Power Co | 55322 | Chuck Lenzie Generating Station | NV | Clark | CTG1 | CT | OP | 201.5 | 163 | 165 |  | 1 | 2006 | NG |  | N | Y | Y | Electric Utility |  |  |  |  | N | [57 empty] | GAS | NV | Chuck Lenzie Generating Station | 55322 | CTG-1 | 2010 |  | ARP | 8029.81 | 12 | 1843177.64 |  | 3.852 | 0.0123 | 70.502 | 763020.213 | 12839246.52 | 9 |  | Clark | Electric Utility | 4911 | Electric Services | 36.3853 | -114.9228 | NV Energy (Owner/Operator) | Phase 2 |  | Operating | Combustion turbine | Pipeline Natural Gas |  |  | Dry Low NOx Burners Selective Catalytic Reduction |  | 2381 | 6.9361 | GAS | 296 | 103.0303 | 0.0123 | 0.0006 | 9.2146
13407 | Nevada Power Co | 55322 | Chuck Lenzie Generating Station | NV | Clark | CTG2 | CT | OP | 201.5 | 163 | 165 |  | 1 | 2006 | NG |  | N | Y | N | Electric Utility |  |  |  |  | N | [57 empty] | GAS | NV | Chuck Lenzie Generating Station | 55322 | CTG-2 | 2010 |  | ARP | 8223.51 | 12 | 1879919.33 |  | 4.022 | 0.0114 | 72.445 | 796619.165 | 13404629.71 | 9 |  | Clark | Electric Utility | 4911 | Electric Services | 36.3853 | -114.9228 | NV Energy (Owner/Operator) | Phase 2 |  | Operating | Combustion turbine | Pipeline Natural Gas |  |  | Dry Low NOx Burners Selective Catalytic Reduction |  | 2381 | 7.1032 | GAS | 292 | 115.1515 | 0.0114 | 0.0006 | 7.1032
13407 | Nevada Power Co | 55322 | Chuck Lenzie Generating Station | NV | Clark | CTG3 | CT | OP | 201.5 | 163 | 165 |  | 4 | 2006 | NG |  | N | Y | N | Electric Utility |  |  |  |  | N | [57 empty] | GAS | NV | Chuck Lenzie Generating Station | 55322 | CTG-3 | 2010 |  | ARP | 8412.41 | 12 | 1846579.26 |  | 3.989 | 0.0105 | 67.214 | 790238.775 | 13297292.78 | 9 |  | Clark | Electric Utility | 4911 | Electric Services | 36.3853 | -114.9228 | NV Energy (Owner/Operator) | Phase 2 |  | Operating | Combustion turbine | Pipeline Natural Gas |  |  | Dry Low NOx Burners Selective Catalytic Reduction |  | 2381 | 7.1889 | GAS | 302 | 84.8485 | 0.0105 | 0.0006 | 7.1889
13407 | Nevada Power Co | 55322 | Chuck Lenzie Generating Station | NV | Clark | CTG4 | CT | OP | 201.5 | 163 | 165 |  | 4 | 2006 | NG |  | N | Y | N | Electric Utility |  |  |  |  | N | [57 empty] | GAS | NV | Chuck Lenzie Generating Station | 55322 | CTG-4 | 2010 |  | ARP | 8299.79 | 12 | 1815394.79 |  | 3.873 | 0.0113 | 65.655 | 767226.814 | 12909964.12 | 9 |  | Clark | Electric Utility | 4911 | Electric Services | 36.3853 | -114.9228 | NV Energy (Owner/Operator) | Phase 2 |  | Operating | Combustion turbine | Pipeline Natural Gas |  |  | Dry Low NOx Burners Selective Catalytic Reduction |  | 2381 | 7.0831 | GAS | 299 | 93.9394 | 0.0113 | 0.0006 | 7.0831
13407 | Nevada Power Co | 55322 | Chuck Lenzie Generating Station | NV | Clark | ST1 | CA | OP | 329.8 | 238 | 255 |  | 1 | 2006 | NG |  | N | Y | N | Electric Utility |  |  |  |  | N | [6 empty] | A02¦¦A04 | 2006 | 613882 | [48 empty] | GAS | [39 empty] | 0 | 0 | 10.4
13407 | Nevada Power Co | 55322 | Chuck Lenzie Generating Station | NV | Clark | ST2 | CA | OP | 329.8 | 238 | 255 |  | 4 | 2006 | NG |  | N | Y | N | Electric Utility |  |  |  |  | N | [6 empty] | A06¦¦A08 | 2006 | 613882 | [48 empty] | GAS | [39 empty] | 0 | 0 | 10.4
13407 | Nevada Power Co | 55687 | Higgins Generating Station | NV | Clark | A01 | CT | OP | 178 | 150 | 150 |  | 2 | 2004 | NG |  | N | Y | N | Electric Utility |  |  |  |  | N | [57 empty] | GAS | NV | Walter M. Higgins III Generating Station | 55687 | BHG1 | 2010 |  | ARP | 5000.73 | 12 | 965148.87 |  | 2.105 | 0.0091 | 28.962 | 416932.852 | 7016220.84 | 9 |  | Clark | Electric Utility |  |  | 35.6139 | -115.3561 | NV Energy (Owner/Operator) | Phase 2 |  | Operating | Combined cycle | Pipeline Natural Gas |  |  | Selective Catalytic Reduction |  | 2404 | 7.0489 | GAS | 308 | -26.6667 | 0.0091 | 0.0006 | 7.0489
13407 | Nevada Power Co | 55687 | Higgins Generating Station | NV | Clark | A02 | CT | OP | 178 | 150 | 150 |  | 2 | 2004 | NG |  | N | Y | N | Electric Utility |  |  |  |  | N | [57 empty] | GAS | NV | Walter M. Higgins III Generating Station | 55687 | BHG2 | 2010 |  | ARP | 5695.23 | 12 | 1078928.44 |  | 2.377 | 0.0094 | 34.128 | 470788.502 | 7921231.932 | 9 |  | Clark | Electric Utility |  |  | 35.6139 | -115.3561 | NV Energy (Owner/Operator) | Phase 2 |  | Operating | Combined cycle | Pipeline Natural Gas |  |  | Selective Catalytic Reduction |  | 2404 | 7.0701 | GAS | 309 | -30 | 0.0094 | 0.0006 | 7.0701
13407 | Nevada Power Co | 55687 | Higgins Generating Station | NV | Clark | ST1 | CA | OP | 332.4 | 270 | 270 |  | 2 | 2004 | NG |  | N | Y | N | Electric Utility |  |  |  |  | N | [6 empty] | STACK1 | 2003 | 777436 | [48 empty] | GAS | [39 empty] | 0 | 0 | 10.4
13407 | Nevada Power Co | 55841 | Silverhawk | NV | Clark | CT1 | CT | OP | 197.2 | 151.5 | 165 |  | 5 | 2004 | NG |  | N | Y | N | Electric Utility |  |  |  |  | N | [57 empty] | GAS | NV | Silverhawk | 55841 | A01 | 2010 |  | ARP | 6962.8 | 12 | 887778.73 |  | 3.021 | 0.0097 | 42.701 | 598469.276 | 10070479.62 | 9 |  | Clark | Electric Utility |  |  | 36.4078 | -114.9603 | NV Energy (Owner/Operator) | Phase 2 |  | Operating | Combined cycle | Pipeline Natural Gas |  |  | Dry Low NOx Burners Selective Catalytic Reduction |  | 2463 | 11.2317 | GAS | 173 | 475.7576 | 0.0097 | 0.0006 | 11.2317
13407 | Nevada Power Co | 55841 | Silverhawk | NV | Clark | CT2 | CT | OP | 197.2 | 151.5 | 165 |  | 5 | 2004 | NG |  | N | Y | N | Electric Utility |  |  |  |  | N | [57 empty] | GAS | NV | Silverhawk | 55841 | A03 | 2010 |  | ARP | 6708.94 | 12 | 855255.04 |  | 2.941 | 0.0104 | 43.109 | 582520.079 | 9802053.708 | 9 |  | Clark | Electric Utility |  |  | 36.4078 | -114.9603 | NV Energy (Owner/Operator) | Phase 2 |  | Operating | Combined cycle | Pipeline Natural Gas |  |  | Dry Low NOx Burners Selective Catalytic Reduction |  | 2463 | 11.3658 | GAS | 169 | -12.1212 | 0.0104 | 0.0006 | 11.3658
13407 | Nevada Power Co | 55841 | Silverhawk | NV | Clark | ST1 | CA | OP | 270.3 | 257 | 260 |  | 5 | 2004 | NG |  | N | Y | N | Electric Utility |  |  |  |  | N | [6 empty] | A01¦¦A03 | 2004 | 500000 | [48 empty] | GAS | [39 empty] | 0 | 0 | 10.4
13407 | Nevada Power Co | 7082 | Harry Allen | NV | Clark | 5 | CT | OP | 167.5 | 151.6 | 164 |  | 5 | 2011 | NG |  | N | Y | N | Electric Utility | [62 empty] | GAS | NV | Harry Allen | 7082 | **4 | 2010 |  | ARP | 149.08 | 12 | 8289.73 |  | 0.028 | 0.043 | 1.528 | 5587.848 | 94020.331 | 9 |  | Clark | Electric Utility | 4911 | Electric Services | 36.425 | -114.9 | NV Energy (Owner/Operator) | Phase 2 |  | Operating | Combustion turbine | Pipeline Natural Gas |  |  | Dry Low NOx Burners |  | 1060 | 11.0401 | GAS | 76 | -578.9474 | 0.043 | 0.000596 | 11.0401
13407 | Nevada Power Co | 7082 | Harry Allen | NV | Clark | 6 | CT | OP | 167.5 | 151.6 | 164 |  | 5 | 2011 | NG |  | N | Y | N | Electric Utility | [62 empty] | GAS | NV | Harry Allen | 7082 | **4 | 2010 |  | ARP | 149.08 | 12 | 8289.73 |  | 0.028 | 0.043 | 1.528 | 5587.848 | 94020.331 | 9 |  | Clark | Electric Utility | 4911 | Electric Services | 36.425 | -114.9 | NV Energy (Owner/Operator) | Phase 2 |  | Operating | Combustion turbine | Pipeline Natural Gas |  |  | Dry Low NOx Burners |  | 1060 | 11.0401 | GAS | 76 | -578.9474 | 0.043 | 0.000596 | 11.0401
13407 | Nevada Power Co | 7082 | Harry Allen | NV | Clark | 7 | CA | OP | 223.5 | 119.6 | 218 |  | 5 | 2011 | NG |  | N | Y | N | Electric Utility | [62 empty] | GAS | [39 empty] | 0 | 0 | 10.4
13407 | Nevada Power Co | 57684 | Goodsprings Waste Heat Recovery | NV | Clark | HR1 | ST | OP | 7.5 | 6.5 | 6.5 |  | 11 | 2010 | NG |  | N | Y | N | Electric Utility |  |  |  |  | N | [57 empty] | GAS | [39 empty] | 0.48563 | 0.0007034 | 9.1886
13442 | New Hampshire Hydro Associates | 50103 | China Mill Hydro | NH | MERRIMACK | GEN 1 | HY | OP | 1.7 | 1.7 | 1.7 |  | 7 | 1981 | WAT |  | N | Y | N | IPP Non-CHP |  |  |  |  | N | [57 empty] | N/A | [39 empty] | 0 | 0 | 10.4
13444 | City of New Hampton - (IA) | 1168 | New Hampton | IA | Chickasaw | 7 | IC | OP | 5.3 | 5.3 | 5.3 |  | 5 | 1999 | DFO |  | N | Y | N | Electric Utility |  |  |  |  | N | [57 empty] | LIQUID | [39 empty] | 0.7385 | 0.025484 | 12.5895
13444 | City of New Hampton - (IA) | 1168 | New Hampton | IA | Chickasaw | 8 | IC | OP | 5.3 | 5.3 | 5.3 |  | 5 | 1999 | DFO |  | N | Y | N | Electric Utility |  |  |  |  | N | [57 empty] | LIQUID | [39 empty] | 0.7385 | 0.025484 | 12.5895
13464 | Village of New Knoxville - (OH) | 7898 | New Knoxville | OH | AUGLAIZE | 1 | IC | OP | 1.1 | 1 | 1 |  | 9 | 2000 | DFO |  | N | Y | N | Electric Utility |  |  |  |  | N | [57 empty] | LIQUID | [39 empty] | 0.7385 | 0.025484 | 12.5895
13466 | City of New Lisbon | 4130 | New Lisbon | WI | Juneau | 2 | IC | OP | 1.3 | 1.2 | 1.2 |  | 1 | 1966 | DFO |  | N | Y | N | Electric Utility |  | NG | 2013 |  | N | [57 empty] | LIQUID | [39 empty] | 0.7385 | 0.025484 | 12.5895
13466 | City of New Lisbon | 4130 | New Lisbon | WI | Juneau | 5 | IC | OP | 2.4 | 2.4 | 2.4 |  | 1 | 1977 | DFO |  | N | Y | N | Electric Utility |  | NG | 2013 |  | N | [57 empty] | LIQUID | [39 empty] | 0.7385 | 0.025484 | 12.5895
13466 | City of New Lisbon | 4130 | New Lisbon | WI | Juneau | 6 | IC | OP | 2.3 | 2 | 2.1 |  | 7 | 2005 | DFO |  | N | Y | N | Electric Utility |  | NG | 2013 |  | N | [57 empty] | LIQUID | [39 empty] | 0.7385 | 0.025484 | 12.5895
13466 | City of New Lisbon | 4130 | New Lisbon | WI | Juneau | 7 | IC | OP | 2.3 | 2 | 2.1 |  | 7 | 2005 | DFO |  | N | Y | N | Electric Utility |  | NG | 2013 |  | N | [57 empty] | LIQUID | [39 empty] | 0.7385 | 0.025484 | 12.5895
13478 | Entergy New Orleans Inc | 1409 | Michoud | LA | Orleans | 2 | ST | OP | 261.8 | 233 | 235 |  | 2 | 1963 | NG | RFO | N | Y | N | Electric Utility |  |  |  |  | N | [6 empty] | 2E | 1963 | 158800 | [44 empty] | OP | LN | SR |  | GAS | LA | Michoud | 1409 | 2 | 2010 |  | ARP, CAIRNOX, CAIROS, CAIRSO2 | 6832.07 | 12 | 629227.74 |  | 2.176 | 0.1937 | 799.517 | 431040.44 | 7253040.024 | 6 | Southwest Power Pool | Orleans | Electric Utility | 4911 | Electric Services | 30.0081 | -89.9372 | Entergy Corporation (Owner/Operator) | Phase 2 |  | Operating | Dry bottom wall-fired boiler | Pipeline Natural Gas |  |  |  |  | 2500 | 10.6645 | GAS | 232 | 1993.5345 | 0.1937 | 0.0006 | 10.6645
13478 | Entergy New Orleans Inc | 1409 | Michoud | LA | Orleans | 3 | ST | OP | 582.2 | 529 | 539 |  | 8 | 1967 | NG | RFO | Y | Y | N | Electric Utility |  |  |  |  | N | [6 empty] | 3 | 1967 | 692000 | [48 empty] | GAS | LA | Michoud | 1409 | 2 | 2010 |  | ARP, CAIRNOX, CAIROS, CAIRSO2 | 6832.07 | 12 | 629227.74 |  | 2.176 | 0.1937 | 799.517 | 431040.44 | 7253040.024 | 6 | Southwest Power Pool | Orleans | Electric Utility | 4911 | Electric Services | 30.0081 | -89.9372 | Entergy Corporation (Owner/Operator) | Phase 2 |  | Operating | Dry bottom wall-fired boiler | Pipeline Natural Gas |  |  |  |  | 2500 | 10.6645 | GAS | 232 | -161.6379 | 0.1937 | 0.0006 | 10.6645
13480 | New Prague Utilities Comm | 1999 | New Prague | MN | Le Sueur | 2 | IC | OP | 4.4 | 4.4 | 4.4 |  | 7 | 1974 | NG | DFO | Y | Y | N | Electric Utility |  |  |  |  | N | [57 empty] | GAS | [39 empty] | 1.1659 | 0.0016829 | 10.4
13480 | New Prague Utilities Comm | 1999 | New Prague | MN | Le Sueur | 3 | IC | OP | 2.4 | 2.4 | 2.4 |  | 8 | 1962 | NG | DFO | Y | Y | N | Electric Utility |  |  |  |  | N | [57 empty] | GAS | [39 empty] | 1.1659 | 0.0016829 | 10.4
13480 | New Prague Utilities Comm | 1999 | New Prague | MN | Le Sueur | 4 | IC | OP | 3.5 | 3.5 | 3.5 |  | 8 | 1968 | NG | DFO | Y | Y | N | Electric Utility |  |  |  |  | N | [57 empty] | GAS | [39 empty] | 1.1659 | 0.0016829 | 10.4
13480 | New Prague Utilities Comm | 1999 | New Prague | MN | Le Sueur | 6 | IC | OP | 6 | 5.9 | 5.9 |  | 6 | 1982 | NG | DFO | Y | Y | N | Electric Utility |  |  |  |  | N | [57 empty] | GAS | [39 empty] | 1.1659 | 0.0016829 | 10.4
13480 | New Prague Utilities Comm | 1999 | New Prague | MN | Le Sueur | 5 | IC | OP | 0.6 | 0.6 | 0.6 |  | 8 | 1944 | NG |  | N | Y | N | Electric Utility |  |  |  |  | N | [57 empty] | GAS | [39 empty] | 1.1659 | 0.0016829 | 10.4
13484 | New York Methodist Hospital | 52091 | New York Methodist Hospital | NY | Kings | 3A | IC | OP | 0.9 | 0.7 | 0.9 |  | 1 | 1991 | NG |  | N | N | Y | Commercial CHP |  |  |  |  | N | [57 empty] | GAS | [39 empty] | 1.1659 | 0.0016829 | 10.4
13484 | New York Methodist Hospital | 52091 | New York Methodist Hospital | NY | Kings | 4C | IC | OP | 0.9 | 0.7 | 0.9 |  | 1 | 1991 | NG |  | N | N | Y | Commercial CHP |  |  |  |  | N | [57 empty] | GAS | [39 empty] | 1.1659 | 0.0016829 | 10.4
13487 | New York Zoological Society | 50427 | Bronx Zoo | NY | Bronx | GEN1 | IC | OP | 0.5 | 0.5 | 0.5 |  | 1 | 1991 | NG |  | N | Y | Y | Commercial CHP |  |  |  |  | N | [57 empty] | GAS | [39 empty] | 1.1659 | 0.0016829 | 10.4
13487 | New York Zoological Society | 50427 | Bronx Zoo | NY | Bronx | GEN3 | IC | OP | 1.1 | 1.1 | 1.1 |  | 1 | 1991 | NG |  | N | Y | Y | Commercial CHP | [62 empty] | GAS | [39 empty] | 1.1659 | 0.0016829 | 10.4
13487 | New York Zoological Society | 50427 | Bronx Zoo | NY | Bronx | GEN4 | IC | OP | 1.5 | 1.5 | 1.5 |  | 4 | 1995 | NG |  | N | Y | Y | Commercial CHP | [62 empty] | GAS | [39 empty] | 1.1659 | 0.0016829 | 10.4
13488 | New Ulm Public Utilities Comm | 2001 | New Ulm | MN | Brown | 4 | ST | OP | 15 | 13.2 | 13.2 |  | 1 | 1965 | NG |  | N | Y | Y | Electric Utility |  |  |  |  | N | [57 empty] | GAS | [39 empty] | 0.25227 | 0.0008102 | 12.415
13488 | New Ulm Public Utilities Comm | 2001 | New Ulm | MN | Brown | 5 | GT | OP | 24 | 23 | 25 |  | 5 | 1975 | DFO |  | N | Y | N | Electric Utility |  |  |  |  | N | [57 empty] | LIQUID | [39 empty] | 0.98867 | 0.088421 | 12.9326
13488 | New Ulm Public Utilities Comm | 2001 | New Ulm | MN | Brown | 6 | ST | OP | 6 | 4.9 | 4.9 |  | 5 | 1997 | NG |  | N | Y | Y | Electric Utility |  |  |  |  | N | [57 empty] | GAS | [39 empty] | 0.50492 | 0.0009679 | 10.1577
13488 | New Ulm Public Utilities Comm | 2001 | New Ulm | MN | Brown | 7 | GT | OP | 27.5 | 25 | 25 |  | 5 | 2001 | DFO |  | N | Y | N | Electric Utility |  |  |  |  | N | [57 empty] | LIQUID | [39 empty] | 0.32387 | 0.022261 | 13.4988
13491 | New York University | 54808 | New York University Central Plant | NY | New York | GT1 | CT | OP | 5.5 | 5.5 | 5.5 |  | 12 | 2010 | NG | DFO | Y | N | N | Commercial CHP |  |  |  |  | N | [57 empty] | GAS | [39 empty] | 0.081868 | 0.001678 | 8.8559
13491 | New York University | 54808 | New York University Central Plant | NY | New York | GT2 | CT | OP | 5.5 | 5.5 | 5.5 |  | 12 | 2010 | NG | DFO | Y | N | N | Commercial CHP |  |  |  |  | N | [57 empty] | GAS | [39 empty] | 0.081868 | 0.001678 | 8.8559
13491 | New York University | 54808 | New York University Central Plant | NY | New York | T1 | CA | OP | 2.4 | 1.8 | 1.8 |  | 1 | 1984 | NG |  | N | N | Y | Commercial CHP | [62 empty] | GAS | [39 empty] | 0 | 0 | 10.4
13492 | New Hope Power Company | 54627 | Okeelanta Cogeneration | FL | Palm Beach | GEN1 | ST | OP | 74.9 | 74.9 | 74.9 |  | 1 | 1996 | AB | WDS | N | Y | Y | IPP CHP |  |  |  |  | N | [40 empty] | OP | EH | MC | [6 empty] | 0.1 | 99.4 | 19.8 | 325000 |  |  |  |  | OTHER SOLID | [39 empty] | 0.1371 | 0.012928 | 12.8432
13492 | New Hope Power Company | 54627 | Okeelanta Cogeneration | FL | Palm Beach | GEN2 | ST | OP | 54 | 30 | 30 |  | 8 | 2006 | AB | WDS | N | Y | Y | IPP CHP |  |  |  |  | N | [40 empty] | OP | EH | MC | [6 empty] | 0.1 | 99.4 | 19.8 | 325000 |  |  |  |  | OTHER SOLID | [39 empty] | 0.1371 | 0.012928 | 12.8432
13511 | New York State Elec & Gas Corp | 625 | Upper Mechanicville | NY | Saratoga | 1 | HY | OP | 8.2 | 9.2 | 9.2 |  | 9 | 1983 | WAT |  | N | Y | N | Electric Utility |  |  |  |  | N | [57 empty] | N/A | [39 empty] | 0 | 0 | 10.4
13511 | New York State Elec & Gas Corp | 2522 | Cadyville | NY | CLINTON | 1 | HY | OP | 1.2 | 1.2 | 1.2 |  | 8 | 1921 | WAT |  | N | Y | N | Electric Utility |  |  |  |  | N | [57 empty] | N/A | [39 empty] | 0 | 0 | 10.4
13511 | New York State Elec & Gas Corp | 2522 | Cadyville | NY | CLINTON | 2 | HY | OP | 1.2 | 1.2 | 1.2 |  | 8 | 1921 | WAT |  | N | Y | N | Electric Utility |  |  |  |  | N | [57 empty] | N/A | [39 empty] | 0 | 0 | 10.4
13511 | New York State Elec & Gas Corp | 2522 | Cadyville | NY | CLINTON | 3 | HY | OP | 3.1 | 3.1 | 3.1 |  | 9 | 1986 | WAT |  | N | Y | N | Electric Utility |  |  |  |  | N | [57 empty] | N/A | [39 empty] | 0 | 0 | 10.4
13511 | New York State Elec & Gas Corp | 2530 | High Falls | NY | Clinton | 1 | HY | OP | 4 | 4 | 4 |  | 8 | 1948 | WAT |  | N | Y | N | Electric Utility |  |  |  |  | N | [57 empty] | N/A | [39 empty] | 0 | 0 | 10.4
13511 | New York State Elec & Gas Corp | 2530 | High Falls | NY | Clinton | 2 | HY | OP | 4 | 4 | 4 |  | 8 | 1949 | WAT |  | N | Y | N | Electric Utility |  |  |  |  | N | [57 empty] | N/A | [39 empty] | 0 | 0 | 10.4
13511 | New York State Elec & Gas Corp | 2530 | High Falls | NY | Clinton | 3 | HY | OP | 7 | 7 | 7 |  | 8 | 1956 | WAT |  | N | Y | N | Electric Utility |  |  |  |  | N | [57 empty] | N/A | [39 empty] | 0 | 0 | 10.4
13511 | New York State Elec & Gas Corp | 2532 | Kent Falls | NY | CLINTON | 1 | HY | OP | 3.2 | 3.8 | 3.8 |  | 8 | 1928 | WAT |  | N | Y | N | Electric Utility |  |  |  |  | N | [57 empty] | N/A | [39 empty] | 0 | 0 | 10.4
13511 | New York State Elec & Gas Corp | 2532 | Kent Falls | NY | CLINTON | 2 | HY | OP | 3.2 | 3.8 | 3.8 |  | 8 | 1928 | WAT |  | N | Y | N | Electric Utility |  |  |  |  | N | [57 empty] | N/A | [39 empty] | 0 | 0 | 10.4
13511 | New York State Elec & Gas Corp | 2532 | Kent Falls | NY | CLINTON | 3 | HY | OP | 6 | 6 | 6 |  | 7 | 1985 | WAT |  | N | Y | N | Electric Utility |  |  |  |  | N | [57 empty] | N/A | [39 empty] | 0 | 0 | 10.4
13511 | New York State Elec & Gas Corp | 6486 | Mill C | NY | CLINTON | 1 | HY | OP | 1 | 1 | 1 |  | 8 | 1944 | WAT |  | N | Y | N | Electric Utility |  |  |  |  | N | [57 empty] | N/A | [39 empty] | 0 | 0 | 10.4
13511 | New York State Elec & Gas Corp | 6486 | Mill C | NY | CLINTON | 2 | HY | OP | 1.2 | 1.2 | 1.2 |  | 8 | 1943 | WAT |  | N | Y | N | Electric Utility |  |  |  |  | N | [57 empty] | N/A | [39 empty] | 0 | 0 | 10.4
13511 | New York State Elec & Gas Corp | 6486 | Mill C | NY | CLINTON | 3 | HY | OP | 3.8 | 3.8 | 3.8 |  | 11 | 1984 | WAT |  | N | Y | N | Electric Utility |  |  |  |  | N | [57 empty] | N/A | [39 empty] | 0 | 0 | 10.4
13511 | New York State Elec & Gas Corp | 6526 | Rainbow Falls | NY | Clinton | 1 | HY | OP | 1.3 | 1.3 | 1.3 |  | 8 | 1926 | WAT |  | N | Y | N | Electric Utility |  |  |  |  | N | [57 empty] | N/A | [39 empty] | 0 | 0 | 10.4
13511 | New York State Elec & Gas Corp | 625 | Upper Mechanicville | NY | Saratoga | 2 | HY | OP | 8.2 | 9.2 | 9.2 |  | 9 | 1983 | WAT |  | N | Y | N | Electric Utility |  |  |  |  | N | [57 empty] | N/A | [39 empty] | 0 | 0 | 10.4
13525 | Newberry Water & Light Board | 1846 | Newberry | MI | Luce | 1 | IC | OP | 3 | 2.5 | 2.5 |  | 6 | 1974 | DFO |  | N | Y | N | Electric Utility |  |  |  |  | N | [57 empty] | LIQUID | [39 empty] | 0.7385 | 0.025484 | 12.5895
13525 | Newberry Water & Light Board | 1846 | Newberry | MI | Luce | 2 | IC | OP | 0.7 | 0.5 | 0.5 |  | 9 | 1948 | DFO |  | N | Y | N | Electric Utility |  |  |  |  | N | [57 empty] | LIQUID | [39 empty] | 0.7385 | 0.025484 | 12.5895
13525 | Newberry Water & Light Board | 1846 | Newberry | MI | Luce | 4 | IC | OP | 1.8 | 1.5 | 1.5 |  | 7 | 1988 | DFO |  | N | Y | N | Electric Utility |  |  |  |  | N | [57 empty] | LIQUID | [39 empty] | 0.7385 | 0.025484 | 12.5895
13532 | Newport Hydro Associates | 50354 | Newport Hydro | NY | Herkimer | 1 | HY | OP | 0.8 | 0.8 | 0.8 |  | 12 | 1987 | WAT |  | N | Y | N | IPP Non-CHP |  |  |  |  | N | [57 empty] | N/A | [39 empty] | 0 | 0 | 10.4
13532 | Newport Hydro Associates | 50354 | Newport Hydro | NY | Herkimer | 2 | HY | OP | 0.8 | 0.8 | 0.8 |  | 12 | 1987 | WAT |  | N | Y | N | IPP Non-CHP |  |  |  |  | N | [57 empty] | N/A | [39 empty] | 0 | 0 | 10.4
13532 | Newport Hydro Associates | 50354 | Newport Hydro | NY | Herkimer | 3 | HY | OP | 0.1 | 0.1 | 0.1 |  | 12 | 1987 | WAT |  | N | Y | N | IPP Non-CHP |  |  |  |  | N | [57 empty] | N/A | [39 empty] | 0 | 0 | 10.4
13538 | NAEA Newington Energy LLC | 55661 | NAEA Newington Power | NH | Rockingham | GT-1 | CT | OP | 185.6 | 152 | 178 |  | 10 | 2002 | NG | DFO | Y | Y | N | IPP Non-CHP | [62 empty] | GAS | NH | NAEA Newington Energy LLC | 55661 | 1 | 2010 |  | ARP, NHNOX, RGGI | 4252.32 | 12 | 980084.14 |  | 2.121 | 0.0232 | 46.961 | 419478.883 | 7058267.583 | 1 |  | Rockingham | Electric Utility | 4911 | Electric Services | 43.1047 | -70.8044 | General Electric Company (Operator) NAEA Newington Energy, LLC (Owner) | Phase 2 |  | Operating | Combined cycle | Pipeline Natural Gas | Other Oil |  | Dry Low NOx Burners Water Injection Ammonia Injection Selective Catalytic Reduction |  | 2076 | 7.0634 | GAS | 288 | 191.0112 | 0.0232 | 0.000601 | 7.0634
13538 | NAEA Newington Energy LLC | 55661 | NAEA Newington Power | NH | Rockingham | GT-2 | CT | OP | 185.6 | 152 | 178 |  | 10 | 2002 | NG | DFO | Y | Y | N | IPP Non-CHP | [62 empty] | GAS | NH | NAEA Newington Energy LLC | 55661 | 2 | 2010 |  | ARP, NHNOX, RGGI | 4457.82 | 12 | 975206.94 |  | 2.129 | 0.0194 | 38.359 | 421222.755 | 7087667.623 | 1 |  | Rockingham | Electric Utility | 4911 | Electric Services | 43.1047 | -70.8044 | General Electric Company (Operator) NAEA Newington Energy, LLC (Owner) | Phase 2 |  | Operating | Combined cycle | Pipeline Natural Gas | Other Oil |  | Dry Low NOx Burners Water Injection Ammonia Injection Selective Catalytic Reduction |  | 2076 | 6.9658 | GAS | 301 | 154.4944 | 0.0194 | 0.000601 | 9.2947
13538 | NAEA Newington Energy LLC | 55661 | NAEA Newington Power | NH | Rockingham | ST | CA | OP | 234.3 | 221 | 205 |  | 10 | 2002 | NG | DFO | Y | Y | N | IPP Non-CHP | [11 empty] | 1¦¦2 | 2002 | [49 empty] | GAS | [39 empty] | 0 | 0 | 10.4
13542 | Newman & Co Inc | 54250 | Newman | PA | PHILADELPHIA | 1 | ST | OP | 1.8 | 1.8 | 1.8 |  | 5 | 1964 | NG | RFO | Y | N | N | Industrial Non-CHP |  |  |  |  | N | [57 empty] | GAS | [39 empty] | 0.777 | 0.0018496 | 13.7984
13559 | North American Natural Res | 54890 | Peoples Generating Station | MI | Genessee | GEN1 | IC | OP | 3.2 | 2.2 | 2.2 |  | 9 | 1995 | LFG |  | N | Y | N | IPP Non-CHP |  |  |  |  | N | [57 empty] | GAS | [39 empty] | 1.1659 | 0.0016829 | 10.4
13579 | Dunkirk Power LLC | 2554 | Dunkirk Generating Plant | NY | Chautauqua | 1 | ST | OP | 96 | 75 | 75 |  | 11 | 1950 | SUB | BIT | N | Y | N | IPP Non-CHP |  |  |  |  | N | Y | [5 empty] | 1 | 1950 | 154000 | [31 empty] | ¦¦OP | ¦¦BP |  |  | ¦¦ 7 |  | ¦¦ .5 | ¦¦ 2.5 |  |  | ¦¦ 99.9 | ¦¦ 10 | ¦¦ 400000 | OP | LN | OV |  | COAL | NY | NRG Dunkirk Power | 2554 | 1 | 2010 |  | ARP, CAIRNOX, CAIROS, CAIRSO2, RGGI | 5943.96 | 12 | 386239.28 |  | 1147.346 | 0.15 | 331.193 | 467071.641 | 4453416.023 | 2 | Northeast Power Coordinating Council | Chautauqua | Electric Utility | 4911 | Electric Services | 42.49 | -79.35 | Dunkirk Power LLC (Owner) NRG Energy, Inc (Operator) | Phase 2 | Early Election | Operating | Tangentially-fired | Coal |  |  | Low NOx Burner Technology w/ Closed-coupled OFA | Baghouse | 950 | 11.5047 | COAL | 82 | 1953.3333 | 0.15 | 0.51527 | 11.5047
13579 | Dunkirk Power LLC | 2554 | Dunkirk Generating Plant | NY | Chautauqua | 2 | ST | OP | 96 | 75 | 75 |  | 12 | 1950 | SUB | BIT | N | Y | N | IPP Non-CHP |  |  |  |  | N | Y | [5 empty] | 2 | 1950 | 154000 | [31 empty] | ¦¦OP | ¦¦BP |  |  | ¦¦ 7 |  | ¦¦ .5 | ¦¦ 2.5 |  |  | ¦¦ 99.9 | ¦¦ 10 | ¦¦ 400000 | OP | LN | OV |  | COAL | NY | NRG Dunkirk Power | 2554 | 2 | 2010 |  | ARP, RGGI, CAIRNOX, CAIROS, CAIRSO2 | 5853.9 | 12 | 404724.21 |  | 1195.102 | 0.156 | 359.071 | 482199.674 | 4597643.049 | 2 | Northeast Power Coordinating Council | Chautauqua | Electric Utility | 4911 | Electric Services | 42.49 | -79.35 | Dunkirk Power LLC (Owner) NRG Energy, Inc (Operator) | Phase 2 | Early Election | Operating | Tangentially-fired | Coal |  |  | Low NOx Burner Technology w/ Closed-coupled OFA | Baghouse | 950 | 11.2175 | COAL | 85 | 1933.3333 | 0.156 | 0.51988 | 11.2175
13579 | Dunkirk Power LLC | 2554 | Dunkirk Generating Plant | NY | Chautauqua | 3 | ST | OP | 217.6 | 185 | 185 |  | 9 | 1959 | SUB | BIT | N | Y | N | IPP Non-CHP |  |  |  |  | N | Y | [5 empty] | 3 | 1959 | 933000 | [31 empty] | ¦¦OP | ¦¦BP |  |  | ¦¦ 7 |  | ¦¦ .5 | ¦¦ 2.5 |  |  | ¦¦ 99.9 | ¦¦ 50 | ¦¦ 675000 | OP | LN | OV |  | COAL | NY | NRG Dunkirk Power | 2554 | 3 | 2010 | CS0003 | ARP, CAIRNOX, CAIROS, CAIRSO2, RGGI | 6930.02 | 12 | 1102123 |  | 2749.657 | 0.1626 | 884.864 | 1139579.83 | 10865601.84 | 2 | Northeast Power Coordinating Council | Chautauqua | Electric Utility | 4911 | Electric Services | 42.49 | -79.35 | Dunkirk Power LLC (Owner) NRG Energy, Inc (Operator) | Table 1 | Phase 1 Group 1 | Operating | Tangentially-fired | Coal |  |  | Low NOx Burner Technology w/ Separated OFA | Baghouse | 2250 | 9.7462 | COAL | 197 | 1967.5676 | 0.1626 | 0.50612 | 9.7462
13579 | Dunkirk Power LLC | 2554 | Dunkirk Generating Plant | NY | Chautauqua | ST4 | ST | OP | 217.6 | 185 | 185 |  | 8 | 1960 | SUB | BIT | N | Y | N | IPP Non-CHP |  |  |  |  | N | Y | [5 empty] | 3 | 1959 | 933000 | 0.03 | 52 | 0.12 | PB | DP | NP | 2007 | 1981 | 2008 | MS | NC | [20 empty] | ¦¦OP | ¦¦BP |  |  | ¦¦ 7 |  | ¦¦ .5 | ¦¦ 2.5 |  |  | ¦¦ 99.9 | ¦¦ 50 | ¦¦ 675000 |  |  |  |  | COAL | NY | NRG Dunkirk Power | 2554 | 4 | 2010 | CS0003 | ARP, CAIRNOX, CAIROS, CAIRSO2, RGGI | 6181.71 | 12 | 936354.7 |  | 2288.232 | 0.1672 | 766.849 | 978576.602 | 9330465.596 | 2 | Northeast Power Coordinating Council | Chautauqua | Electric Utility | 4911 | Electric Services | 42.49 | -79.35 | Dunkirk Power LLC (Owner) NRG Energy, Inc (Operator) | Table 1 | Phase 1 Group 1 | Operating | Tangentially-fired | Coal |  |  | Low NOx Burner Technology w/ Separated OFA | Baghouse | 2250 | 9.8244 | COAL | 199 | 462.1622 | 0.1672 | 0.49049 | 9.8244
13584 | NRG El Segundo Operations Inc | 330 | El Segundo Power | CA | Los Angeles | 3 | ST | OP | 342 | 325 | 325 |  | 8 | 1964 | NG |  | N | Y | N | IPP Non-CHP |  |  |  |  | N | [6 empty] | 3 | 1964 | 427000 | [48 empty] | GAS | CA | El Segundo | 330 | 3 | 2010 |  | ARP | 1793.78 | 12 | 111962.65 |  | 0.187 | 0.0123 | 5.579 | 80038.526 | 1346831.726 | 9 | Western Electricity Coordinating Council | Los Angeles | Electric Utility | 4911 | Electric Services | 33.9106 | -118.425 | El Segundo Power, LLC (Owner/Operator) | Phase 2 |  | Operating | Tangentially-fired | Other Gas | Residual Oil |  | Selective Catalytic Reduction |  | 3385 | 9.6273 | GAS | 343 | 1972.3077 | 0.0123 | 0.000278 | 9.6273
13584 | NRG El Segundo Operations Inc | 330 | El Segundo Power | CA | Los Angeles | 4 | ST | OP | 342 | 325 | 325 |  | 4 | 1965 | NG |  | N | Y | N | IPP Non-CHP |  |  |  |  | N | [6 empty] | 4 | 1965 | 427000 | [48 empty] | GAS | CA | El Segundo | 330 | 4 | 2010 |  | ARP | 920.76 | 12 | 69054.99 |  | 0.133 | 0.0106 | 3.327 | 49902.243 | 839707.067 | 9 | Western Electricity Coordinating Council | Los Angeles | Electric Utility | 4911 | Electric Services | 33.9106 | -118.425 | El Segundo Power, LLC (Owner/Operator) | Phase 2 |  | Operating | Tangentially-fired | Other Gas | Residual Oil |  | Selective Catalytic Reduction |  | 3385 | 9.6048 | GAS | 344 | 1970.7692 | 0.0106 | 0.000317 | 9.6048
13584 | NRG El Segundo Operations Inc | 341 | Long Beach Generation LLC | CA | Los Angeles | CT1 | GT | OP | 63 | 65 | 65 |  | 12 | 1976 | NG |  | N | Y | N | IPP Non-CHP |  |  |  |  | N | [57 empty] | GAS | CA | Long Beach Generating Station | 341 | 1 | 2010 |  | ARP | 219.57 | 12 | 10572.45 |  | 0.055 | 0.0801 | 3.154 | 10801.906 | 181771.228 | 9 |  | Los Angeles | Electric Utility |  |  | 33.7641 | -118.2248 | Long Beach Generation, LLC (Owner/Operator) | Phase 2 |  | Operating | Combustion turbine | Pipeline Natural Gas |  |  | Water Injection Selective Catalytic Reduction |  | 1125 | 16.7302 | GAS | 65 | 500 | 0.0801 | 0.000605 | 16.7302
13584 | NRG El Segundo Operations Inc | 341 | Long Beach Generation LLC | CA | Los Angeles | CT2 | GT | OP | 63 | 65 | 65 |  | 12 | 1976 | NG |  | N | Y | N | IPP Non-CHP |  |  |  |  | N | [57 empty] | GAS | CA | Long Beach Generating Station | 341 | 2 | 2010 |  | ARP | 195.71 | 12 | 9269.91 |  | 0.047 | 0.0738 | 2.11 | 9389.297 | 157985.991 | 9 |  | Los Angeles | Electric Utility |  |  | 33.7641 | -118.2248 | Long Beach Generation, LLC (Owner/Operator) | Phase 2 |  | Operating | Combustion turbine | Pipeline Natural Gas |  |  | Water Injection Selective Catalytic Reduction |  | 1100 | 16.5483 | GAS | 65 | 500 | 0.0738 | 0.000595 | 16.5483
13584 | NRG El Segundo Operations Inc | 341 | Long Beach Generation LLC | CA | Los Angeles | CT3 | GT | OP | 63 | 65 | 65 |  | 12 | 1976 | NG |  | N | Y | N | IPP Non-CHP |  |  |  |  | N | [57 empty] | GAS | CA | Long Beach Generating Station | 341 | 3 | 2010 |  | ARP | 190.85 | 12 | 9024.72 |  | 0.047 | 0.0757 | 2.026 | 9278.081 | 156129.269 | 9 |  | Los Angeles | Electric Utility |  |  | 33.7641 | -118.2248 | Long Beach Generation, LLC (Owner/Operator) | Phase 2 |  | Operating | Combustion turbine | Pipeline Natural Gas |  |  | Water Injection Selective Catalytic Reduction |  | 1090 | 16.8797 | GAS | 65 | 500 | 0.0757 | 0.000602 | 16.8797
13584 | NRG El Segundo Operations Inc | 341 | Long Beach Generation LLC | CA | Los Angeles | CT4 | GT | OP | 63 | 65 | 65 |  | 12 | 1976 | NG |  | N | Y | N | IPP Non-CHP |  |  |  |  | N | [57 empty] | GAS | CA | Long Beach Generating Station | 341 | 4 | 2010 |  | ARP | 157.02 | 12 | 7486.01 |  | 0.04 | 0.0599 | 1.567 | 7932.202 | 133476.4 | 9 |  | Los Angeles | Electric Utility |  |  | 33.7641 | -118.2248 | Long Beach Generation, LLC (Owner/Operator) | Phase 2 |  | Operating | Combustion turbine | Pipeline Natural Gas |  |  | Water Injection Selective Catalytic Reduction |  | 1100 | 17.3926 | GAS | 65 | 500 | 0.0599 | 0.000599 | 17.3926
13587 | Nissequoque Cogen Partners | 54149 | Stony Brook Cogen Plant | NY | Suffolk | GEN1 | GT | OP | 47 | 44.5 | 47.1 |  | 4 | 1995 | NG | DFO | Y | Y | Y | IPP CHP |  |  |  |  | N | [57 empty] | GAS | NY | Nissequogue Cogen | 54149 | 1 | 2010 |  | CAIRNOX, CAIROS, CAIRSO2, RGGI | 8012.87 | 12 | 316252.04 |  | 1.049 | 0.0819 | 142.359 | 207690.217 | 3494803.121 | 2 |  | Suffolk | Cogeneration | 4931 | Elec & Other Services Combined | 40.9168 | -73.1292 | Nissequogue Cogen Partners (Owner/Operator) |  |  | Operating | Combined cycle | Pipeline Natural Gas | Diesel Oil |  | Water Injection |  | 670 | 10.9104 | GAS | 48 | 490.4459 | 0.0819 | 0.0006 | 10.9104
13606 | Nine Mile Point Nuclear Sta LLC | 2589 | Nine Mile Point Nuclear Station | NY | Oswego | 1 | ST | OP | 641.8 | 630 | 630 |  | 12 | 1969 | NUC |  | N | Y | N | IPP Non-CHP |  |  |  |  | N | [57 empty] | N/A | [39 empty] | 0 | 0 | 10.4
13606 | Nine Mile Point Nuclear Sta LLC | 2589 | Nine Mile Point Nuclear Station | NY | Oswego | 2 | ST | OP | 1259.3 | 1143 | 1152 |  | 7 | 1987 | NUC |  | N | Y | N | IPP Non-CHP |  |  |  |  | N | [57 empty] | N/A | [39 empty] | 0 | 0 | 10.4
13630 | North Carolina Mun Power Agny #1 | 56059 | High Point, Fairfield | NC | Guilford | 1 | IC | OP | 1.8 | 1.8 | 1.8 |  | 6 | 2002 | DFO |  | N | N | N | Electric Utility |  |  |  |  | N | [57 empty] | LIQUID | [39 empty] | 0.7385 | 0.025484 | 12.5895
13630 | North Carolina Mun Power Agny #1 | 56060 | Gastonia Rankin Lake | NC | Gaston | 1 | IC | OP | 1.8 | 1.8 | 1.8 |  | 6 | 2002 | DFO |  | N | N | N | Electric Utility |  |  |  |  | N | [57 empty] | LIQUID | [39 empty] | 0.7385 | 0.025484 | 12.5895
13630 | North Carolina Mun Power Agny #1 | 56061 | Gastonia Duke Street | NC | Gaston | 1 | IC | OP | 1.8 | 1.8 | 1.8 |  | 6 | 2002 | DFO |  | N | N | N | Electric Utility | [62 empty] | LIQUID | [39 empty] | 0.7385 | 0.025484 | 12.5895
13630 | North Carolina Mun Power Agny #1 | 56062 | Statesville, Highway 64 | NC | Iredell | 1 | IC | OP | 1.8 | 1.8 | 1.8 |  | 6 | 2002 | DFO |  | N | N | N | Electric Utility |  |  |  |  | N | [57 empty] | LIQUID | [39 empty] | 0.7385 | 0.025484 | 12.5895
13630 | North Carolina Mun Power Agny #1 | 56063 | Shelby, Toms Street | NC | Cleveland | 1 | IC | OP | 1.8 | 1.8 | 1.8 |  | 6 | 2002 | DFO |  | N | N | N | Electric Utility |  |  |  |  | N | [57 empty] | LIQUID | [39 empty] | 0.7385 | 0.025484 | 12.5895
13630 | North Carolina Mun Power Agny #1 | 56064 | Morganton, Parker Road | NC | Burke | 1 | IC | OP | 1.8 | 1.8 | 1.8 |  | 6 | 2002 | DFO |  | N | N | N | Electric Utility |  |  |  |  | N | [57 empty] | LIQUID | [39 empty] | 0.7385 | 0.025484 | 12.5895
13630 | North Carolina Mun Power Agny #1 | 56065 | Maiden Finger Street | NC | Catawba | 1 | IC | OP | 1.8 | 1.8 | 1.8 |  | 6 | 2002 | DFO |  | N | N | N | Electric Utility |  |  |  |  | N | [57 empty] | LIQUID | [39 empty] | 0.7385 | 0.025484 | 12.5895
13630 | North Carolina Mun Power Agny #1 | 56066 | Lexington Hickory Street | NC | Davidson | 1 | IC | OP | 1.8 | 1.8 | 1.8 |  | 6 | 2002 | DFO |  | N | N | N | Electric Utility |  |  |  |  | N | [57 empty] | LIQUID | [39 empty] | 0.7385 | 0.025484 | 12.5895
13630 | North Carolina Mun Power Agny #1 | 56067 | Lexington Health Center | NC | Davidson | 1 | IC | OP | 1.8 | 1.8 | 1.8 |  | 6 | 2002 | DFO |  | N | N | N | Electric Utility |  |  |  |  | N | [57 empty] | LIQUID | [39 empty] | 0.7385 | 0.025484 | 12.5895
13630 | North Carolina Mun Power Agny #1 | 56260 | High Point, Pump Station Rd | NC | Guilford | Unit1 | IC | OP | 1.8 | 1.8 | 1.8 |  | 7 | 2005 | DFO |  | N | N | N | Electric Utility |  |  |  |  | N | [57 empty] | LIQUID | [39 empty] | 0.7385 | 0.025484 | 12.5895
13630 | North Carolina Mun Power Agny #1 | 56260 | High Point, Pump Station Rd | NC | Guilford | Unit2 | IC | OP | 1.8 | 1.8 | 1.8 |  | 7 | 2005 | DFO |  | N | N | N | Electric Utility |  |  |  |  | N | [57 empty] | LIQUID | [39 empty] | 0.7385 | 0.025484 | 12.5895
13630 | North Carolina Mun Power Agny #1 | 56261 | Lexington | NC | Davidson | Unit1 | IC | OP | 1.8 | 1.8 | 1.8 |  | 8 | 2005 | DFO |  | N | N | N | Electric Utility |  |  |  |  | N | [57 empty] | LIQUID | [39 empty] | 0.7385 | 0.025484 | 12.5895
13630 | North Carolina Mun Power Agny #1 | 56261 | Lexington | NC | Davidson | Unit2 | IC | OP | 1.8 | 1.8 | 1.8 |  | 8 | 2005 | DFO |  | N | N | N | Electric Utility |  |  |  |  | N | [57 empty] | LIQUID | [39 empty] | 0.7385 | 0.025484 | 12.5895
13630 | North Carolina Mun Power Agny #1 | 56262 | Gastonia, Tulip Drive | NC | Gaston | DG3 | IC | OP | 1.8 | 1.8 | 1.8 |  | 8 | 2005 | DFO |  | N | N | N | Electric Utility | [62 empty] | LIQUID | [39 empty] | 0.7385 | 0.025484 | 12.5895
13630 | North Carolina Mun Power Agny #1 | 56262 | Gastonia, Tulip Drive | NC | Gaston | Unit1 | IC | OP | 1.8 | 1.8 | 1.8 |  | 8 | 2005 | DFO |  | N | N | N | Electric Utility |  |  |  |  | N | [57 empty] | LIQUID | [39 empty] | 0.7385 | 0.025484 | 12.5895
13630 | North Carolina Mun Power Agny #1 | 56262 | Gastonia, Tulip Drive | NC | Gaston | Unit2 | IC | OP | 1.8 | 1.8 | 1.8 |  | 8 | 2005 | DFO |  | N | N | N | Electric Utility |  |  |  |  | N | [57 empty] | LIQUID | [39 empty] | 0.7385 | 0.025484 | 12.5895
13630 | North Carolina Mun Power Agny #1 | 56263 | Albemarle Prime Power Park | NC | Stanly | Unit1 | IC | OP | 1.8 | 1.8 | 1.8 |  | 5 | 2006 | DFO |  | N | N | N | Electric Utility | [62 empty] | LIQUID | [39 empty] | 0.7385 | 0.025484 | 12.5895
13630 | North Carolina Mun Power Agny #1 | 56263 | Albemarle Prime Power Park | NC | Stanly | Unit2 | IC | OP | 1.8 | 1.8 | 1.8 |  | 5 | 2006 | DFO |  | N | N | N | Electric Utility | [62 empty] | LIQUID | [39 empty] | 0.7385 | 0.025484 | 12.5895
13630 | North Carolina Mun Power Agny #1 | 56339 | Albemarle Hospital Unit | NC | Stanly | 1 | IC | OP | 1.8 | 1.8 | 1.8 |  | 8 | 2006 | DFO |  | N | N | N | Electric Utility | [62 empty] | LIQUID | [39 empty] | 0.7385 | 0.025484 | 12.5895
13630 | North Carolina Mun Power Agny #1 | 56340 | Cherryville City Hall | NC | Gaston | 1 | IC | OP | 1.8 | 1.8 | 1.8 |  | 8 | 2006 | DFO |  | N | N | N | Electric Utility | [62 empty] | LIQUID | [39 empty] | 0.7385 | 0.025484 | 12.5895
13630 | North Carolina Mun Power Agny #1 | 56341 | Lincolnton High School | NC | Lincoln | 1 | IC | OP | 1.8 | 1.8 | 1.8 |  | 8 | 2006 | DFO |  | N | N | N | Electric Utility | [62 empty] | LIQUID | [39 empty] | 0.7385 | 0.025484 | 12.5895
13630 | North Carolina Mun Power Agny #1 | 56342 | Maiden Community Center | NC | Catawba | 1 | IC | OP | 1.8 | 1.8 | 1.8 |  | 9 | 2006 | DFO |  | N | N | N | Electric Utility | [62 empty] | LIQUID | [39 empty] | 0.7385 | 0.025484 | 12.5895
13630 | North Carolina Mun Power Agny #1 | 56343 | Monroe Middle School | NC | Union | 1 | IC | OP | 1.8 | 1.8 | 1.8 |  | 8 | 2006 | DFO |  | N | N | N | Electric Utility | [62 empty] | LIQUID | [39 empty] | 0.7385 | 0.025484 | 12.5895
13630 | North Carolina Mun Power Agny #1 | 56344 | Morganton Station 5 | NC | Burke | 1 | IC | OP | 1.8 | 1.8 | 1.8 |  | 8 | 2006 | DFO |  | N | N | N | Electric Utility | [62 empty] | LIQUID | [39 empty] | 0.7385 | 0.025484 | 12.5895
13630 | North Carolina Mun Power Agny #1 | 56345 | Pineville Delivery 1 | NC | Mecklenburg | 1 | IC | OP | 1.8 | 1.8 | 1.8 |  | 9 | 2006 | DFO |  | N | N | N | Electric Utility | [62 empty] | LIQUID | [39 empty] | 0.7385 | 0.025484 | 12.5895
13630 | North Carolina Mun Power Agny #1 | 56546 | Cornelius Delivery No 1 | NC | Mecklenburg | 1 | IC | OP | 2.2 | 2 | 2 |  | 8 | 2007 | DFO |  | N | N | N | Electric Utility |  |  |  |  | N | [57 empty] | LIQUID | [39 empty] | 0.7385 | 0.025484 | 12.5895
13630 | North Carolina Mun Power Agny #1 | 56547 | Bostic Delivery No 2 | NC | Rutherford | 1 | IC | OP | 1 | 1 | 1 |  | 8 | 2007 | DFO |  | N | N | N | Electric Utility |  |  |  |  | N | [57 empty] | LIQUID | [39 empty] | 0.7385 | 0.025484 | 12.5895
13630 | North Carolina Mun Power Agny #1 | 56548 | Drexel Operations Center | NC | Burke | 1 | IC | OP | 2.2 | 2 | 2 |  | 8 | 2007 | DFO |  | N | N | N | Electric Utility |  |  |  |  | N | [57 empty] | LIQUID | [39 empty] | 0.7385 | 0.025484 | 12.5895
13630 | North Carolina Mun Power Agny #1 | 56549 | Granite Falls Walmart | NC | Caldwell | 1 | IC | OP | 2.2 | 2 | 2 |  | 8 | 2007 | DFO |  | N | N | N | Electric Utility |  |  |  |  | N | [57 empty] | LIQUID | [39 empty] | 0.7385 | 0.025484 | 12.5895
13630 | North Carolina Mun Power Agny #1 | 56550 | Huntersville Delivery No 2 | NC | Mecklenburg | 1 | IC | OP | 2.2 | 2 | 2 |  | 8 | 2007 | DFO |  | N | N | N | Electric Utility |  |  |  |  | N | [57 empty] | LIQUID | [39 empty] | 0.7385 | 0.025484 | 12.5895
13630 | North Carolina Mun Power Agny #1 | 56551 | Landis Delivery No 2 | NC | Rowan | 1 | IC | OP | 2.2 | 2 | 2 |  | 8 | 2007 | DFO |  | N | N | N | Electric Utility |  |  |  |  | N | [57 empty] | LIQUID | [39 empty] | 0.7385 | 0.025484 | 12.5895
13630 | North Carolina Mun Power Agny #1 | 56552 | Statesville Delivery No 3 | NC | Iredell | 1 | IC | OP | 2.2 | 2 | 2 |  | 8 | 2007 | DFO |  | N | N | N | Electric Utility |  |  |  |  | N | [57 empty] | LIQUID | [39 empty] | 0.7385 | 0.025484 | 12.5895
13630 | North Carolina Mun Power Agny #1 | 56954 | Gastonia Prime Power Park | NC | Gaston | 1 | IC | OP | 2.3 | 2 | 2 |  | 6 | 2008 | DFO |  | N | N | N | Electric Utility |  |  |  |  | N | [57 empty] | LIQUID | [39 empty] | 0.7385 | 0.025484 | 12.5895
13630 | North Carolina Mun Power Agny #1 | 56954 | Gastonia Prime Power Park | NC | Gaston | 2 | IC | OP | 2.3 | 2 | 2 |  | 6 | 2008 | DFO |  | N | N | N | Electric Utility |  |  |  |  | N | [57 empty] | LIQUID | [39 empty] | 0.7385 | 0.025484 | 12.5895
13630 | North Carolina Mun Power Agny #1 | 57196 | High Point, POLO | NC | Guilford | 1 | IC | OP | 1.8 | 1.8 | 1.8 |  | 11 | 2007 | DFO |  | N | N | N | Electric Utility |  |  |  |  | N | [57 empty] | LIQUID | [39 empty] | 0.7385 | 0.025484 | 12.5895
13630 | North Carolina Mun Power Agny #1 | 57505 | Monroe Generating Station | NC | Union | 1 | GT | OP | 15 | 12 | 15 |  | 4 | 2010 | NG | DFO | Y | N | N | Electric Utility | [62 empty] | GAS | [39 empty] | 0.045913 | 0.0005453 | 10.3925
13630 | North Carolina Mun Power Agny #1 | 57505 | Monroe Generating Station | NC | Union | 2 | GT | OP | 15 | 12 | 15 |  | 4 | 2010 | NG | DFO | Y | N | N | Electric Utility | [62 empty] | GAS | [39 empty] | 0.045913 | 0.0005453 | 10.3925
13642 | Nome Joint Utility Systems | 90 | Snake River | AK | Nome | 12 | IC | OP | 3.8 | 3.7 | 3.7 |  | 4 | 1991 | DFO |  | N | Y | N | Electric Utility |  |  |  |  | N | [57 empty] | LIQUID | [39 empty] | 0.7385 | 0.025484 | 12.5895
13642 | Nome Joint Utility Systems | 90 | Snake River | AK | Nome | 14 | IC | OP | 2 | 1.9 | 1.9 |  | 12 | 1999 | DFO |  | N | Y | N | Electric Utility |  |  |  |  | N | [57 empty] | LIQUID | [39 empty] | 0.7385 | 0.025484 | 12.5895
13642 | Nome Joint Utility Systems | 90 | Snake River | AK | Nome | 15 | IC | OP | 5.2 | 5.2 | 5.2 |  | 11 | 2007 | DFO |  | N | Y | Y | Electric Utility |  |  |  |  | N | [57 empty] | LIQUID | [39 empty] | 0.7385 | 0.025484 | 12.5895
13642 | Nome Joint Utility Systems | 90 | Snake River | AK | Nome | 16 | IC | OP | 5.2 | 5.2 | 5.2 |  | 11 | 2007 | DFO |  | N | Y | Y | Electric Utility |  |  |  |  | N | [57 empty] | LIQUID | [39 empty] | 0.7385 | 0.025484 | 12.5895
13657 | Norfork Southern Corp | 10302 | Juniata Locomotive Shop | PA | Blair | GEN1 | ST | OP | 2 | 0.4 | 0.5 |  | 8 | 1955 | BIT |  | N | N | Y | Commercial CHP |  |  |  |  | N | Y |  |  | Y | [53 empty] | COAL | [39 empty] | 0.9544 | 2.2147 | 15.0277
13657 | Norfork Southern Corp | 10302 | Juniata Locomotive Shop | PA | Blair | GEN2 | ST | OP | 2 | 0.3 | 0.7 |  | 8 | 1955 | BIT |  | N | N | Y | Commercial CHP |  |  |  |  | N | Y |  |  | Y | [53 empty] | COAL | [39 empty] | 0.9544 | 2.2147 | 15.0277
13666 | North American Hydro Inc | 1067 | Maquoketa | IA | Jackson | 1 | HY | OP | 0.6 | 0.6 | 0.6 |  | 1 | 1924 | WAT |  | N | Y | N | IPP Non-CHP |  |  |  |  | N | [57 empty] | N/A | [39 empty] | 0 | 0 | 10.4
13666 | North American Hydro Inc | 1067 | Maquoketa | IA | Jackson | 2 | HY | OP | 0.6 | 0.6 | 0.6 |  | 1 | 1924 | WAT |  | N | Y | N | IPP Non-CHP |  |  |  |  | N | [57 empty] | N/A | [39 empty] | 0 | 0 | 10.4
13681 | North Branch Water & Light Comm | 2002 | North Branch | MN | Chisago | 3 | IC | OP | 2.2 | 2 | 2 |  | 10 | 2003 | DFO |  | N | Y | N | Electric Utility |  |  |  |  | N | [57 empty] | LIQUID | [39 empty] | 0.7385 | 0.025484 | 12.5895
13681 | North Branch Water & Light Comm | 2002 | North Branch | MN | Chisago | 4 | IC | OP | 2.2 | 2 | 2 |  | 10 | 2003 | DFO |  | N | Y | N | Electric Utility |  |  |  |  | N | [57 empty] | LIQUID | [39 empty] | 0.7385 | 0.025484 | 12.5895
13681 | North Branch Water & Light Comm | 2002 | North Branch | MN | Chisago | 5 | IC | OP | 2.2 | 2 | 2 |  | 12 | 2011 | DFO |  | N | Y | N | Electric Utility |  |  |  |  | N | [57 empty] | LIQUID | [39 empty] | 0.7385 | 0.025484 | 12.5895
13681 | North Branch Water & Light Comm | 2002 | North Branch | MN | Chisago | 6 | IC | OP | 2.2 | 2 | 2 |  | 12 | 2011 | DFO |  | N | Y | N | Electric Utility | [62 empty] | LIQUID | [39 empty] | 0.7385 | 0.025484 | 12.5895
13681 | North Branch Water & Light Comm | 2002 | North Branch | MN | Chisago | 7 | IC | OP | 2.2 | 2 | 2 |  | 12 | 2011 | DFO |  | N | Y | N | Electric Utility | [62 empty] | LIQUID | [39 empty] | 0.7385 | 0.025484 | 12.5895
13683 | North Carolina El Member Corp | 2783 | Buxton | NC | Dare | 1A | IC | OP | 3 | 3 | 3 |  | 4 | 1991 | DFO |  | N | Y | N | Electric Utility |  |  |  |  | N | [57 empty] | LIQUID | [39 empty] | 0.7385 | 0.025484 | 12.5895
13683 | North Carolina El Member Corp | 2783 | Buxton | NC | Dare | 2A | IC | OP | 3 | 3 | 3 |  | 4 | 1991 | DFO |  | N | Y | N | Electric Utility |  |  |  |  | N | [57 empty] | LIQUID | [39 empty] | 0.7385 | 0.025484 | 12.5895
13683 | North Carolina El Member Corp | 2783 | Buxton | NC | Dare | 3A | IC | OP | 3 | 3 | 3 |  | 4 | 1991 | DFO |  | N | Y | N | Electric Utility |  |  |  |  | N | [57 empty] | LIQUID | [39 empty] | 0.7385 | 0.025484 | 12.5895
13683 | North Carolina El Member Corp | 2783 | Buxton | NC | Dare | 4A | IC | OP | 3 | 3 | 3 |  | 4 | 1991 | DFO |  | N | Y | N | Electric Utility |  |  |  |  | N | [57 empty] | LIQUID | [39 empty] | 0.7385 | 0.025484 | 12.5895
13683 | North Carolina El Member Corp | 2783 | Buxton | NC | Dare | 5A | IC | OP | 3 | 3 | 3 |  | 4 | 1991 | DFO |  | N | Y | N | Electric Utility |  |  |  |  | N | [57 empty] | LIQUID | [39 empty] | 0.7385 | 0.025484 | 12.5895
13683 | North Carolina El Member Corp | 6377 | Ocracoke | NC | Hyde | 1 | IC | OP | 3 | 3 | 3 |  | 4 | 1991 | DFO |  | N | Y | N | Electric Utility |  |  |  |  | N | [57 empty] | LIQUID | [39 empty] | 0.7385 | 0.025484 | 12.5895
13683 | North Carolina El Member Corp | 56249 | Anson County Generation Facility | NC | Anson | 1 | GT | OP | 57.3 | 56.5 | 61.1 |  | 6 | 2007 | NG | DFO | Y | Y | N | Electric Utility |  |  |  |  | N | [57 empty] | GAS | NC | NCEMC Anson Plant | 56249 | ES1-B | 2010 |  | ARP, CAIRNOX, CAIROS, CAIRSO2 | 877.56 | 12 | 25241.2 |  | 0.077 | 0.0911 | 11.756 | 15082.487 | 253771.932 | 4 |  | Anson | Electric Utility |  |  | 34.9708 | -79.9208 | North Carolina Electric Membership Corporation (Owner/Operator) | Phase 2 |  | Operating | Combustion turbine | Pipeline Natural Gas | Diesel Oil |  | Water Injection |  | 330 | 9.637 | GAS | 32 | 45.3125 | 0.0911 | 0.000607 | 9.637
13683 | North Carolina El Member Corp | 56249 | Anson County Generation Facility | NC | Anson | 2 | GT | OP | 57.3 | 56.5 | 61.1 |  | 6 | 2007 | NG | DFO | Y | Y | N | Electric Utility |  |  |  |  | N | [57 empty] | GAS | NC | NCEMC Anson Plant | 56249 | ES2-B | 2010 |  | ARP, CAIRNOX, CAIROS, CAIRSO2 | 854.61 | 12 | 24637.05 |  | 0.077 | 0.0836 | 10.226 | 14680.111 | 246987.038 | 4 |  | Anson | Electric Utility |  |  | 34.9708 | -79.9208 | North Carolina Electric Membership Corporation (Owner/Operator) | Phase 2 |  | Operating | Combustion turbine | Pipeline Natural Gas | Diesel Oil |  | Water Injection |  | 330 | 9.465 | GAS | 32 | 45.3125 | 0.0836 | 0.000624 | 9.465
13683 | North Carolina El Member Corp | 56249 | Anson County Generation Facility | NC | Anson | 3 | GT | OP | 57.3 | 56.5 | 61.1 |  | 6 | 2007 | NG | DFO | Y | Y | N | Electric Utility |  |  |  |  | N | [57 empty] | GAS | NC | NCEMC Anson Plant | 56249 | ES3-A | 2010 |  | ARP, CAIRNOX, CAIROS, CAIRSO2 | 865.84 | 12 | 24837.91 |  | 0.074 | 0.0784 | 9.548 | 14550.111 | 244843.791 | 4 |  | Anson | Electric Utility |  |  | 34.9708 | -79.9208 | North Carolina Electric Membership Corporation (Owner/Operator) | Phase 2 |  | Operating | Combustion turbine | Pipeline Natural Gas | Diesel Oil |  | Water Injection |  | 330 | 9.1506 | GAS | 31 | 14.5161 | 0.0784 | 0.000604 | 9.1506
13683 | North Carolina El Member Corp | 56249 | Anson County Generation Facility | NC | Anson | 4 | GT | OP | 57.3 | 56.5 | 61.1 |  | 6 | 2007 | NG | DFO | Y | Y | N | Electric Utility |  |  |  |  | N | [57 empty] | GAS | NC | NCEMC Anson Plant | 56249 | ES4-A | 2010 |  | ARP, CAIRNOX, CAIROS, CAIRSO2 | 767.75 | 12 | 22257.61 |  | 0.069 | 0.0859 | 9.597 | 13243.5 | 222833.596 | 4 |  | Anson | Electric Utility |  |  | 34.9708 | -79.9208 | North Carolina Electric Membership Corporation (Owner/Operator) | Phase 2 |  | Operating | Combustion turbine | Pipeline Natural Gas | Diesel Oil |  | Water Injection |  | 330 | 9.3301 | GAS | 31 | 14.5161 | 0.0859 | 0.000619 | 9.3301
13683 | North Carolina El Member Corp | 56249 | Anson County Generation Facility | NC | Anson | 5 | GT | OP | 57.3 | 56.5 | 61.1 |  | 6 | 2007 | NG | DFO | Y | Y | N | Electric Utility |  |  |  |  | N | [57 empty] | GAS | NC | NCEMC Anson Plant | 56249 | ES5-A | 2010 |  | ARP, CAIRNOX, CAIROS, CAIRSO2 | 613.34 | 12 | 17736.37 |  | 0.054 | 0.0935 | 8.33 | 10378.307 | 174618.116 | 4 |  | Anson | Electric Utility |  |  | 34.9708 | -79.9208 | North Carolina Electric Membership Corporation (Owner/Operator) | Phase 2 |  | Operating | Combustion turbine | Pipeline Natural Gas | Diesel Oil |  | Water Injection |  | 330 | 9.0702 | GAS | 31 | 14.5161 | 0.0935 | 0.000618 | 9.0702
13683 | North Carolina El Member Corp | 56249 | Anson County Generation Facility | NC | Anson | 6 | GT | OP | 57.3 | 56.5 | 61.1 |  | 6 | 2007 | NG | DFO | Y | Y | N | Electric Utility |  |  |  |  | N | [57 empty] | GAS | NC | NCEMC Anson Plant | 56249 | ES6-A | 2010 |  | ARP, CAIRNOX, CAIROS, CAIRSO2 | 606.32 | 12 | 17313.69 |  | 0.054 | 0.0861 | 7.509 | 10157.3 | 170909.226 | 4 |  | Anson | Electric Utility |  |  | 34.9708 | -79.9208 | North Carolina Electric Membership Corporation (Owner/Operator) | Phase 2 |  | Operating | Combustion turbine | Pipeline Natural Gas | Diesel Oil |  | Water Injection |  | 330 | 9.1931 | GAS | 32 | 45.3125 | 0.0861 | 0.000632 | 9.1931
13683 | North Carolina El Member Corp | 56292 | Hamlet Generating Facility | NC | Richmond | ES1 | GT | OP | 57.3 | 56.5 | 61.1 |  | 12 | 2007 | NG | DFO | Y | Y | N | Electric Utility |  |  |  |  | N | [57 empty] | GAS | NC | NCEMC Hamlet Plant | 56292 | ES1-B | 2010 |  | ARP, CAIRNOX, CAIROS, CAIRSO2 | 694.54 | 12 | 19309.85 |  | 0.059 | 0.0828 | 8.111 | 11642.239 | 195887.623 | 4 |  | Richmond | Electric Utility |  |  | 34.8422 | -79.7367 | North Carolina Electric Membership Corporation (Owner/Operator) | Phase 2 |  | Operating | Combustion turbine | Pipeline Natural Gas | Diesel Oil |  | Water Injection |  | 330 | 9.8509 | GAS | 32 | 45.3125 | 0.0828 | 0.000602 | 9.8509
13683 | North Carolina El Member Corp | 56292 | Hamlet Generating Facility | NC | Richmond | ES2 | GT | OP | 57.3 | 56.5 | 61.1 |  | 12 | 2007 | NG | DFO | Y | Y | N | Electric Utility |  |  |  |  | N | [57 empty] | GAS | NC | NCEMC Hamlet Plant | 56292 | ES2-A | 2010 |  | ARP, CAIRNOX, CAIROS, CAIRSO2 | 746.6 | 12 | 21274.72 |  | 0.074 | 0.0783 | 8.363 | 12845.273 | 215457.876 | 4 |  | Richmond | Electric Utility |  |  | 34.8422 | -79.7367 | North Carolina Electric Membership Corporation (Owner/Operator) | Phase 2 |  | Operating | Combustion turbine | Pipeline Natural Gas | Diesel Oil |  | Water Injection |  | 330 | 9.9241 | GAS | 32 | 45.3125 | 0.0783 | 0.000687 | 9.9241
13683 | North Carolina El Member Corp | 56292 | Hamlet Generating Facility | NC | Richmond | ES3 | GT | OP | 57.3 | 56.5 | 61.1 |  | 12 | 2007 | NG | DFO | Y | Y | N | Electric Utility |  |  |  |  | N | [57 empty] | GAS | NC | NCEMC Hamlet Plant | 56292 | ES3-A | 2010 |  | ARP, CAIRNOX, CAIROS, CAIRSO2 | 746.55 | 12 | 20175.87 |  | 0.086 | 0.0754 | 7.691 | 12166.978 | 204710.344 | 4 |  | Richmond | Electric Utility |  |  | 34.8422 | -79.7367 | North Carolina Electric Membership Corporation (Owner/Operator) | Phase 2 |  | Operating | Combustion turbine | Pipeline Natural Gas | Diesel Oil |  | Water Injection |  | 330 | 9.9724 | GAS | 32 | 45.3125 | 0.0754 | 0.00084 | 9.9724
13683 | North Carolina El Member Corp | 56292 | Hamlet Generating Facility | NC | Richmond | ES4 | GT | OP | 57.3 | 56.5 | 61.1 |  | 12 | 2007 | NG | DFO | Y | Y | N | Electric Utility |  |  |  |  | N | [57 empty] | GAS | NC | NCEMC Hamlet Plant | 56292 | ES4-B | 2010 |  | ARP, CAIRNOX, CAIROS, CAIRSO2 | 837.39 | 12 | 23670.45 |  | 0.073 | 0.0807 | 9.741 | 14411.066 | 242469.529 | 4 |  | Richmond | Electric Utility |  |  | 34.8422 | -79.7367 | North Carolina Electric Membership Corporation (Owner/Operator) | Phase 2 |  | Operating | Combustion turbine | Pipeline Natural Gas | Diesel Oil |  | Water Injection |  | 330 | 10.002 | GAS | 32 | 45.3125 | 0.0807 | 0.000602 | 10.002
13683 | North Carolina El Member Corp | 56292 | Hamlet Generating Facility | NC | Richmond | ES5 | GT | OP | 57.3 | 56.5 | 61.1 |  | 12 | 2007 | NG | DFO | Y | Y | N | Electric Utility |  |  |  |  | N | [57 empty] | GAS | NC | NCEMC Hamlet Plant | 56292 | ES5-A | 2010 |  | ARP, CAIRNOX, CAIROS, CAIRSO2 | 687.5 | 12 | 18912.48 |  | 0.058 | 0.0739 | 7.143 | 11484.771 | 193236.08 | 4 |  | Richmond | Electric Utility |  |  | 34.8422 | -79.7367 | North Carolina Electric Membership Corporation (Owner/Operator) | Phase 2 |  | Operating | Combustion turbine | Pipeline Natural Gas | Diesel Oil |  | Water Injection |  | 330 | 10.0304 | GAS | 32 | 45.3125 | 0.0739 | 0.0006 | 10.0304
13697 | North Central Power Co Inc | 8013 | Winter | WI | Sawyer | IC 1 | IC | OP | 2.8 | 2.8 | 2.8 |  | 8 | 2002 | DFO |  | N | N | N | Electric Utility |  |  |  |  | N | [57 empty] | LIQUID | [39 empty] | 0.7385 | 0.025484 | 12.5895
13697 | North Central Power Co Inc | 8013 | Winter | WI | Sawyer | IC 2 | IC | OP | 2.8 | 2.8 | 2.8 |  | 8 | 2002 | DFO |  | N | N | N | Electric Utility |  |  |  |  | N | [57 empty] | LIQUID | [39 empty] | 0.7385 | 0.025484 | 12.5895
13718 | City of North Little Rock - (AR) | 7166 | Murray | AR | Pulaski | 1 | HY | OP | 22.7 | 21.2 | 21.2 |  | 10 | 1988 | WAT |  | N | Y | N | Electric Utility |  |  |  |  | N | [57 empty] | N/A | [39 empty] | 0 | 0 | 10.4
13718 | City of North Little Rock - (AR) | 7166 | Murray | AR | Pulaski | 2 | HY | OP | 22.7 | 21.2 | 21.2 |  | 10 | 1988 | WAT |  | N | Y | N | Electric Utility |  |  |  |  | N | [57 empty] | N/A | [39 empty] | 0 | 0 | 10.4
13727 | Northbrook New York LLC | 50512 | Glen Park Hydroelectric Project | NY | Jefferson | GEN1 | HY | OP | 14.5 | 14.5 | 14.5 |  | 10 | 1999 | WAT |  | N | N | N | IPP Non-CHP |  |  |  |  | N | [57 empty] | N/A | [39 empty] | 0 | 0 | 10.4
13727 | Northbrook New York LLC | 50512 | Glen Park Hydroelectric Project | NY | Jefferson | GEN2 | HY | OP | 14.5 | 14.5 | 14.5 |  | 10 | 1999 | WAT |  | N | N | N | IPP Non-CHP |  |  |  |  | N | [57 empty] | N/A | [39 empty] | 0 | 0 | 10.4
13727 | Northbrook New York LLC | 50512 | Glen Park Hydroelectric Project | NY | Jefferson | GEN3 | HY | OP | 3.6 | 3.6 | 3.6 |  | 10 | 1999 | WAT |  | N | N | N | IPP Non-CHP |  |  |  |  | N | [57 empty] | N/A | [39 empty] | 0 | 0 | 10.4
13756 | Northern Indiana Pub Serv Co | 995 | Bailly | IN | Porter | 10 | GT | OP | 37.5 | 31 | 31 |  | 11 | 1968 | NG |  | N | Y | N | Electric Utility |  |  |  |  | N | N | [56 empty] | GAS | IN | Bailly Generating Station | 995 | 10 | 2010 |  | CAIRNOX, CAIROS, CAIRSO2 | 57.86 | 12 | 965.26 |  | 0 | 0.1771 | 0.113 |  | 1119.857 | 5 | East Central Area Reliability Coordination Agreement | Porter | Electric Utility | 4911 | Electric Services | 41.6433 | -87.1225 | Northern Indiana Public Service Company (Owner/Operator) |  |  | Operating | Combustion turbine | Pipeline Natural Gas |  |  |  |  | 435 | 10.1063 | GAS | 29 | 1965.5172 | 0.1771 | 0.0017318 | 10.1063
13756 | Northern Indiana Pub Serv Co | 995 | Bailly | IN | Porter | 7 | ST | OP | 190.4 | 160 | 160 |  | 11 | 1962 | BIT | NG | Y | Y | N | Electric Utility |  |  |  |  | N |  |  | Y | [22 empty] | OP: OP; DP: PA; LS: LS; N: N | 3.9 | 90 | 3500 | 1730559 | 100 | OP | EK |  |  | 12 |  | 3.2 |  |  |  | 99.5 | 45 | 800000 |  |  |  |  | COAL | IN | Bailly Generating Station | 995 | 7 | 2010 | CS001, CS002 | ARP, CAIRNOX, CAIROS, CAIRSO2 | 7624.95 | 12 | 1099935.7 |  | 6202.013 | 0.2056 | 1168.822 | 1227374.673 | 11963364.63 | 5 | East Central Area Reliability Coordination Agreement | Porter | Electric Utility | 4911 | Electric Services | 41.6433 | -87.1225 | Northern Indiana Public Service Company (Owner/Operator) | Table 1 | Group 2 | Operating | Cyclone boiler | Coal |  | Wet Limestone | Overfire Air | Electrostatic Precipitator | 5012 | 10.8215 | COAL | 176 | 1950 | 0.2056 | 1.0368 | 10.8215
13756 | Northern Indiana Pub Serv Co | 995 | Bailly | IN | Porter | 8 | ST | OP | 413.1 | 320 | 320 |  | 7 | 1968 | BIT | NG | Y | Y | N | Electric Utility |  |  |  |  | N |  |  |  | Y | [21 empty] | OP: OP; DP: PA; LS: LS; N: N | 3.9 | 90 | 3500 | 1730559 | 100 | OP | EK |  |  | 12 |  | 3.2 |  |  |  | 99.5 | 45 | 1530000 |  |  |  |  | COAL | IN | Bailly Generating Station | 995 | 8 | 2010 | CS001, CS002 | ARP, CAIRNOX, CAIROS, CAIRSO2 | 4874.61 | 12 | 1288489.25 |  | 2959.955 | 0.2398 | 1583.449 | 1433466.593 | 13972010.78 | 5 | East Central Area Reliability Coordination Agreement | Porter | Electric Utility | 4911 | Electric Services | 41.6433 | -87.1225 | Northern Indiana Public Service Company (Owner/Operator) | Table 1 | Group 2 | Operating | Cyclone boiler | Coal |  | Wet Limestone | Overfire Air Selective Catalytic Reduction | Electrostatic Precipitator | 5012 | 10.8055 | COAL | 344 | 1962.5 | 0.2398 | 0.4237 | 10.8055
13756 | Northern Indiana Pub Serv Co | 997 | Michigan City | IN | La Porte | 12 | ST | OP | 540 | 469 | 469 |  | 5 | 1974 | SUB | BIT | Y | Y | N | Electric Utility |  |  |  |  | N |  |  |  | Y |  |  | 12 | 1974 | 900000 | [31 empty] | OP | EC |  |  | 6 |  | 0.5 |  |  |  | 98 | 433 | 2100000 |  |  |  |  | COAL | IN | Michigan City Generating Station | 997 | 12 | 2010 |  | ARP, CAIRSO2, CAIRNOX, CAIROS | 6201.11 | 12 | 2447201.06 |  | 9730.219 | 0.1148 | 1160.496 | 2368749.89 | 22585325.78 | 5 | East Central Area Reliability Coordination Agreement | LaPorte | Electric Utility | 4911 | Electric Services | 41.7203 | -86.9097 | Northern Indiana Public Service Company (Owner/Operator) | Table 1 | Group 2 | Operating | Cyclone boiler | Coal |  |  | Overfire Air Selective Catalytic Reduction | Electrostatic Precipitator | 5200 | 9.2142 | COAL | 489 | 1978.678 | 0.1148 | 0.86164 | 9.2142
13756 | Northern Indiana Pub Serv Co | 6085 | R M Schahfer | IN | Jasper | 14 | ST | OP | 540 | 431 | 431 |  | 12 | 1976 | SUB | BIT | N | Y | N | Electric Utility |  |  |  |  | N |  |  |  | Y |  |  | 14 | 1976 | 951000 | [31 empty] | OP | EK |  |  | 11 |  | 0.6 |  |  |  | 99.5 | 76 | 2474000 |  |  |  |  | COAL | IN | R M Schahfer Generating Station | 6085 | 14 | 2010 |  | ARP, CAIRNOX, CAIROS, CAIRSO2 | 7281.57 | 12 | 2816944.9 |  | 11951.405 | 0.1336 | 1835.471 | 3073038.864 | 29300550.68 | 5 | East Central Area Reliability Coordination Agreement | Jasper | Electric Utility | 4911 | Electric Services | 41.2175 | -87.0239 | Northern Indiana Public Service Company (Owner/Operator) | Phase 2 | Group 2 | Operating | Cyclone boiler | Coal |  |  | Overfire Air Selective Catalytic Reduction | Electrostatic Precipitator | 5200 | 10.3608 | COAL | 465 | 1960.5568 | 0.1336 | 0.81578 | 10.3608
13756 | Northern Indiana Pub Serv Co | 6085 | R M Schahfer | IN | Jasper | 15 | ST | OP | 556.4 | 472 | 472 |  | 10 | 1979 | SUB | NG | Y | Y | N | Electric Utility |  |  |  |  | N | Y |  | Y |  |  |  | 15 | 1979 | 1051000 | [31 empty] | OP | EK |  |  | 9.8 |  | 0.6 |  |  |  | 99.5 | 184 | 2903000 |  |  |  |  | COAL | IN | R M Schahfer Generating Station | 6085 | 15 | 2010 |  | ARP, CAIRNOX, CAIROS, CAIRSO2 | 8476.76 | 12 | 3382441.52 |  | 9753.406 | 0.1641 | 3093.707 | 3855433.158 | 36760430.18 | 5 | East Central Area Reliability Coordination Agreement | Jasper | Electric Utility | 4911 | Electric Services | 41.2175 | -87.0239 | Northern Indiana Public Service Company (Owner/Operator) | Phase 2 | Early Election | Operating | Dry bottom wall-fired boiler | Coal |  |  | Low NOx Burner Technology (Dry Bottom only) | Electrostatic Precipitator | 5700 | 10.8321 | COAL | 514 | 1955.5085 | 0.1641 | 0.53065 | 10.8321
13756 | Northern Indiana Pub Serv Co | 6085 | R M Schahfer | IN | Jasper | 16A | GT | OP | 129 | 78 | 78 |  | 12 | 1979 | NG |  | N | Y | N | Electric Utility |  |  |  |  | N | [57 empty] | GAS | IN | R M Schahfer Generating Station | 6085 | 16A | 2010 |  | CAIRNOX, CAIROS, CAIRSO2 | 123.96 | 12 | 7807.76 |  | 0.031 | 0.2555 | 14.905 |  | 101814.726 | 5 | East Central Area Reliability Coordination Agreement | Jasper | Electric Utility | 4911 | Electric Services | 41.2175 | -87.0239 | Northern Indiana Public Service Company (Owner/Operator) |  |  | Operating | Combustion turbine | Pipeline Natural Gas |  |  |  |  | 1450 | 12.5828 | GAS | 103 | 1839.7436 | 0.2555 | 0.000609 | 12.5828
13756 | Northern Indiana Pub Serv Co | 6085 | R M Schahfer | IN | Jasper | 16B | GT | OP | 129 | 77 | 77 |  | 12 | 1979 | NG |  | N | Y | N | Electric Utility |  |  |  |  | N | [57 empty] | GAS | IN | R M Schahfer Generating Station | 6085 | 16B | 2010 |  | CAIRNOX, CAIROS, CAIRSO2 | 119.75 | 12 | 7639.22 |  | 0.03 | 0.2346 | 13.544 |  | 99154.268 | 5 | East Central Area Reliability Coordination Agreement | Jasper | Electric Utility | 4911 | Electric Services | 41.2175 | -87.0239 | Northern Indiana Public Service Company (Owner/Operator) |  |  | Operating | Combustion turbine | Pipeline Natural Gas |  |  |  |  | 1450 | 12.409 | GAS | 105 | 1818.1818 | 0.2346 | 0.000605 | 12.409
13756 | Northern Indiana Pub Serv Co | 6085 | R M Schahfer | IN | Jasper | 17 | ST | OP | 423.5 | 361 | 361 |  | 4 | 1983 | BIT | NG | Y | Y | N | Electric Utility |  |  |  |  | N | Y |  | Y |  |  |  | 17 | 1983 | 795000 | [16 empty] | OP: OP; DP: SP; LS: LS; LS: DB; N: N | 3.2 | 90 | 2479 | 1591000 | 100 | OP | EK |  |  | 10.3 |  | 3.6 |  |  |  | 99.7 | 95 | 1700000 |  |  |  |  | COAL | IN | R M Schahfer Generating Station | 6085 | 17 | 2010 |  | ARP, CAIRNOX, CAIROS, CAIRSO2 | 6517.41 | 12 | 1900578.9 |  | 2521.476 | 0.1931 | 2051.179 | 2158312.607 | 21036216.75 | 5 | East Central Area Reliability Coordination Agreement | Jasper | Electric Utility | 4911 | Electric Services | 41.2175 | -87.0239 | Northern Indiana Public Service Company (Owner/Operator) | Phase 2 | Early Election | Operating | Tangentially-fired | Coal |  | Wet Limestone | Low NOx Burner Technology w/ Closed-coupled/Separated OFA | Electrostatic Precipitator | 4950 | 10.9307 | COAL | 414 | 1926.5928 | 0.1931 | 0.23973 | 10.9307
13756 | Northern Indiana Pub Serv Co | 6085 | R M Schahfer | IN | Jasper | 18 | ST | OP | 423.5 | 361 | 361 |  | 2 | 1986 | BIT | NG | Y | Y | N | Electric Utility |  |  |  |  | N | Y |  | Y |  |  |  | 18 | 1986 | 795000 | [16 empty] | OP: OP; DP: SP; LS: LS; LS: DB; N: N | 3.2 | 90 | 2479 | 1591000 | 100 | OP | EK |  |  | 13.9 |  | 3.6 |  |  |  | 99.7 | 98 | 1700000 |  |  |  |  | COAL | IN | R M Schahfer Generating Station | 6085 | 18 | 2010 |  | ARP, CAIRNOX, CAIROS, CAIRSO2 | 8308.84 | 12 | 2504365.34 |  | 2838.343 | 0.191 | 2602.971 | 2803459.809 | 27324204.34 | 5 | East Central Area Reliability Coordination Agreement | Jasper | Electric Utility | 4911 | Electric Services | 41.2175 | -87.0239 | Northern Indiana Public Service Company (Owner/Operator) | Phase 2 | Early Election | Operating | Tangentially-fired | Coal |  | Wet Limestone | Low NOx Burner Technology w/ Closed-coupled/Separated OFA | Electrostatic Precipitator | 4950 | 10.827 | COAL | 403 | 1941.8283 | 0.191 | 0.20775 | 10.827
13756 | Northern Indiana Pub Serv Co | 55364 | Sugar Creek Power | IN | Vigo | CT01 | CT | OP | 159 | 150 | 162 |  | 7 | 2002 | NG |  | N | Y | N | Electric Utility |  |  |  |  | N | [57 empty] | GAS | IN | Sugar Creek Generating Station | 55364 | CT11 | 2010 |  | ARP, CAIRNOX, CAIROS, CAIRSO2 | 3767.69 | 12 | 788024.92 |  | 1.761 | 0.0282 | 43.925 | 348803.146 | 5869318.43 | 5 |  | Vigo | Electric Utility | 4911 | Electric Services | 39.3922 | -87.5103 | Northern Indiana Public Service Company (Owner/Operator) | Phase 2 |  | Operating | Combined cycle | Pipeline Natural Gas |  |  | Selective Catalytic Reduction Dry Low NOx Burners |  | 2450 | 7.191 | GAS | 299 | 77.1605 | 0.0282 | 0.0006 | 7.191
13756 | Northern Indiana Pub Serv Co | 55364 | Sugar Creek Power | IN | Vigo | CT02 | CT | OP | 159 | 159 | 162 |  | 7 | 2002 | NG |  | N | Y | N | Electric Utility |  |  |  |  | N | [57 empty] | GAS | IN | Sugar Creek Generating Station | 55364 | CT11 | 2010 |  | ARP, CAIRNOX, CAIROS, CAIRSO2 | 3767.69 | 12 | 788024.92 |  | 1.761 | 0.0282 | 43.925 | 348803.146 | 5869318.43 | 5 |  | Vigo | Electric Utility | 4911 | Electric Services | 39.3922 | -87.5103 | Northern Indiana Public Service Company (Owner/Operator) | Phase 2 |  | Operating | Combined cycle | Pipeline Natural Gas |  |  | Selective Catalytic Reduction Dry Low NOx Burners |  | 2450 | 7.191 | GAS | 299 | 77.1605 | 0.0282 | 0.0006 | 7.191
13756 | Northern Indiana Pub Serv Co | 55364 | Sugar Creek Power | IN | Vigo | ST1 | CA | OP | 237.3 | 220.7 | 223.1 |  | 6 | 2003 | NG |  | N | Y | N | Electric Utility |  |  |  |  | N | [6 empty] | 1-1¦¦1-2 | 2003 | [49 empty] | GAS | [39 empty] | 0 | 0 | 10.4
13756 | Northern Indiana Pub Serv Co | 996 | Dean H Mitchell | IN | Lake | 9A | GT | OP | 16 | 17 | 17 |  | 12 | 1966 | NG |  | N | Y | N | Electric Utility |  |  |  | 2013 | N | [57 empty] | GAS | [39 empty] | 0.2994 | 0.0043758 | 11.8773
13756 | Northern Indiana Pub Serv Co | 998 | Norway | IN | White | 1 | HY | OP | 2 | 1.1 | 1.1 |  | 6 | 1923 | WAT |  | N | Y | N | Electric Utility |  |  |  |  | N | [57 empty] | N/A | [39 empty] | 0 | 0 | 10.4
13756 | Northern Indiana Pub Serv Co | 998 | Norway | IN | White | 2 | HY | OP | 2 | 1.1 | 1.1 |  | 6 | 1923 | WAT |  | N | Y | N | Electric Utility |  |  |  |  | N | [57 empty] | N/A | [39 empty] | 0 | 0 | 10.4
13756 | Northern Indiana Pub Serv Co | 998 | Norway | IN | White | 3 | HY | OP | 2 | 1.1 | 1.1 |  | 6 | 1923 | WAT |  | N | Y | N | Electric Utility |  |  |  |  | N | [57 empty] | N/A | [39 empty] | 0 | 0 | 10.4
13756 | Northern Indiana Pub Serv Co | 998 | Norway | IN | White | 4 | HY | OP | 1.3 | 0.7 | 0.7 |  | 6 | 1923 | WAT |  | N | Y | N | Electric Utility |  |  |  |  | N | [57 empty] | N/A | [39 empty] | 0 | 0 | 10.4
13756 | Northern Indiana Pub Serv Co | 999 | Oakdale | IN | Carroll | 1 | HY | OP | 4.3 | 2.9 | 2.9 |  | 11 | 1925 | WAT |  | N | Y | N | Electric Utility |  |  |  |  | N | [57 empty] | N/A | [39 empty] | 0 | 0 | 10.4
13756 | Northern Indiana Pub Serv Co | 999 | Oakdale | IN | Carroll | 2 | HY | OP | 3.2 | 2.2 | 2.2 |  | 11 | 1925 | WAT |  | N | Y | N | Electric Utility |  |  |  |  | N | [57 empty] | N/A | [39 empty] | 0 | 0 | 10.4
13756 | Northern Indiana Pub Serv Co | 999 | Oakdale | IN | Carroll | 3 | HY | OP | 4.3 | 0.9 | 0.9 |  | 11 | 1925 | WAT |  | N | Y | N | Electric Utility |  |  |  |  | N | [57 empty] | N/A | [39 empty] | 0 | 0 | 10.4
13763 | Northbrook Carolina Hydro LLC | 2735 | Turner Shoals | NC | Polk | 1 | HY | OP | 2.7 | 2.7 | 2.7 |  | 12 | 1996 | WAT |  | N | Y | N | IPP Non-CHP |  |  |  |  | N | [57 empty] | N/A | [39 empty] | 0 | 0 | 10.4
13763 | Northbrook Carolina Hydro LLC | 2735 | Turner Shoals | NC | Polk | 2 | HY | OP | 2.7 | 2.7 | 2.7 |  | 12 | 1996 | WAT |  | N | Y | N | IPP Non-CHP |  |  |  |  | N | [57 empty] | N/A | [39 empty] | 0 | 0 | 10.4
13763 | Northbrook Carolina Hydro LLC | 3253 | Boyds Mill Hydro | SC | Greenville | 1 | HY | OP | 0.7 | 0.7 | 0.7 |  | 12 | 1996 | WAT |  | N | Y | N | IPP Non-CHP |  |  |  |  | N | [57 empty] | N/A | [39 empty] | 0 | 0 | 10.4
13763 | Northbrook Carolina Hydro LLC | 3253 | Boyds Mill Hydro | SC | Greenville | 2 | HY | OP | 0.7 | 0.7 | 0.7 |  | 12 | 1996 | WAT |  | N | Y | N | IPP Non-CHP |  |  |  |  | N | [57 empty] | N/A | [39 empty] | 0 | 0 | 10.4
13763 | Northbrook Carolina Hydro LLC | 3261 | Hollidays Bridge Hydro | SC | Anderson | 1 | HY | OP | 1 | 1.2 | 1.2 |  | 12 | 1996 | WAT |  | N | Y | N | IPP Non-CHP |  |  |  |  | N | [57 empty] | N/A | [39 empty] | 0 | 0 | 10.4
13763 | Northbrook Carolina Hydro LLC | 3261 | Hollidays Bridge Hydro | SC | Anderson | 2 | HY | OP | 1 | 1.2 | 1.2 |  | 12 | 1996 | WAT |  | N | Y | N | IPP Non-CHP |  |  |  |  | N | [57 empty] | N/A | [39 empty] | 0 | 0 | 10.4
13763 | Northbrook Carolina Hydro LLC | 3261 | Hollidays Bridge Hydro | SC | Anderson | 3 | HY | OP | 1 | 1.2 | 1.2 |  | 12 | 1996 | WAT |  | N | Y | N | IPP Non-CHP |  |  |  |  | N | [57 empty] | N/A | [39 empty] | 0 | 0 | 10.4
13763 | Northbrook Carolina Hydro LLC | 3261 | Hollidays Bridge Hydro | SC | Anderson | 4 | HY | OP | 1 | 1.2 | 1.2 |  | 12 | 1996 | WAT |  | N | Y | N | IPP Non-CHP |  |  |  |  | N | [57 empty] | N/A | [39 empty] | 0 | 0 | 10.4
13763 | Northbrook Carolina Hydro LLC | 3267 | Saluda | SC | Greenville | 1 | HY | OP | 0.6 | 0.6 | 0.6 |  | 12 | 1996 | WAT |  | N | Y | N | IPP Non-CHP | [62 empty] | N/A | [39 empty] | 0 | 0 | 10.4
13763 | Northbrook Carolina Hydro LLC | 3267 | Saluda | SC | Greenville | 2 | HY | OP | 0.6 | 0.6 | 0.6 |  | 12 | 1996 | WAT |  | N | Y | N | IPP Non-CHP | [62 empty] | N/A | [39 empty] | 0 | 0 | 10.4
13763 | Northbrook Carolina Hydro LLC | 3267 | Saluda | SC | Greenville | 3 | HY | OP | 0.6 | 0.6 | 0.6 |  | 12 | 1996 | WAT |  | N | Y | N | IPP Non-CHP | [62 empty] | N/A | [39 empty] | 0 | 0 | 10.4
13763 | Northbrook Carolina Hydro LLC | 3267 | Saluda | SC | Greenville | 4 | HY | OP | 0.6 | 0.6 | 0.6 |  | 12 | 1996 | WAT |  | N | Y | N | IPP Non-CHP | [62 empty] | N/A | [39 empty] | 0 | 0 | 10.4
13765 | Northlake Energy | 54995 | Indiana Harbor E 5 AC Station | IN | Lake | 17TG | ST | OP | 81.9 | 75 | 75 |  | 5 | 1996 | BFG | NG | Y | N | Y | Industrial CHP |  |  |  |  | N | [57 empty] | GAS | [39 empty] | 0.066 | 0.0019484 | 10.4
13781 | Northern States Power Co - Minnesota | 1756 | Saxon Falls | MI | Gogebic | 1 | HY | OP | 0.8 | 0.5 | 0.5 |  | 1 | 1913 | WAT |  | N | Y | N | Electric Utility |  |  |  |  | N | [57 empty] | N/A | [39 empty] | 0 | 0 | 10.4
13781 | Northern States Power Co - Minnesota | 1757 | Superior Falls | MI | Jackson | 1 | HY | OP | 1 | 0.5 | 0.6 |  | 1 | 1917 | WAT |  | N | Y | N | Electric Utility |  |  |  |  | N | [57 empty] | N/A | [39 empty] | 0 | 0 | 10.4
13781 | Northern States Power Co - Minnesota | 1904 | Black Dog | MN | Dakota | 2 | CA | OP | 136.9 | 77 | 81 |  | 10 | 1954 | NG |  | N | Y | N | Electric Utility |  |  |  |  | N | [6 empty] | 5 | 2002 | 825000 | [48 empty] | GAS | [39 empty] | 0 | 0 | 10.4
13781 | Northern States Power Co - Minnesota | 1904 | Black Dog | MN | Dakota | 3 | ST | OP | 113.6 | 79 | 79 |  | 7 | 1955 | SUB | NG | Y | Y | N | Electric Utility |  |  |  | 2015 | N | Y | [5 empty] | 1 | 1977 | 1069720 | [31 empty] | OP | EK |  |  | 11 |  | 1.5 |  | 0.3 |  | 99.6 | 59 | 490000 |  |  |  |  | COAL | MN | Black Dog | 1904 | 3 | 2010 | CS1 | ARP | 5640.63 | 12 | 407349.14 |  | 901.092 | 0.8787 | 1910.134 | 459109.961 | 4377474.703 | 5 | Mid-Continent Area Power Pool | Dakota | Electric Utility | 4911 | Electric Services | 44.8108 | -93.2501 | Northern States Power (Xcel Energy) (Owner/Operator) | Phase 2 | Phase II Group 1 | Operating | Dry bottom wall-fired boiler | Coal | Pipeline Natural Gas |  |  | Electrostatic Precipitator | 2062.1 | 10.7243 | COAL | 98 | 1879.7468 | 0.8787 | 0.41169 | 10.7243
13781 | Northern States Power Co - Minnesota | 1904 | Black Dog | MN | Dakota | 4 | ST | OP | 179.5 | 153 | 153 |  | 9 | 1960 | SUB | NG | Y | Y | N | Electric Utility |  |  |  | 2015 | N | Y | [5 empty] | 1 | 1977 | 1069720 | [31 empty] | OP | EK |  |  | 11 |  | 1.5 |  | 0.3 |  | 99.6 | 115 | 660000 |  |  |  |  | COAL | MN | Black Dog | 1904 | 4 | 2010 | CS1 | ARP | 7346.18 | 12 | 898714.5 |  | 1863.165 | 0.8399 | 3956.931 | 971856.883 | 9266368.261 | 5 | Mid-Continent Area Power Pool | Dakota | Electric Utility | 4911 | Electric Services | 44.8108 | -93.2501 | Northern States Power (Xcel Energy) (Owner/Operator) | Phase 2 | Phase II Group 1 | Operating | Dry bottom wall-fired boiler | Coal | Pipeline Natural Gas |  |  | Electrostatic Precipitator | 3041.2 | 10.1274 | COAL | 177 | 1921.5686 | 0.8399 | 0.40213 | 10.1274
13781 | Northern States Power Co - Minnesota | 1904 | Black Dog | MN | Dakota | 5 | CT | OP | 187.9 | 159 | 189 |  | 6 | 2002 | NG |  | N | Y | N | Electric Utility |  |  |  |  | N | [57 empty] | GAS | MN | Black Dog | 1904 | 5 | 2010 |  | ARP | 2009.95 | 12 | 405452.96 |  | 0.912 | 0.0231 | 26.099 | 180743.456 | 3041283.74 | 5 | Mid-Continent Area Power Pool | Dakota | Electric Utility | 4911 | Electric Services | 44.8108 | -93.2501 | Northern States Power (Xcel Energy) (Owner/Operator) | Phase 2 |  | Operating | Combined cycle | Pipeline Natural Gas |  |  | Selective Catalytic Reduction |  | 2900 | 7.2462 | GAS | 302 | 1701.0582 | 0.0231 | 0.0006 | 7.2462
13781 | Northern States Power Co - Minnesota | 1910 | Granite City | MN | Benton | 1 | GT | OP | 18 | 13 | 16 |  | 5 | 1969 | NG | DFO | Y | Y | N | Electric Utility |  |  |  |  | N | [57 empty] | GAS | [39 empty] | 0.25773 | 0.0035288 | 12.2002
13781 | Northern States Power Co - Minnesota | 1910 | Granite City | MN | Benton | 2 | GT | OP | 18 | 13 | 16 |  | 5 | 1969 | NG | DFO | Y | Y | N | Electric Utility |  |  |  |  | N | [57 empty] | GAS | [39 empty] | 0.25773 | 0.0035288 | 12.2002
13781 | Northern States Power Co - Minnesota | 1910 | Granite City | MN | Benton | 3 | GT | OP | 18 | 13 | 16 |  | 5 | 1969 | NG | DFO | Y | Y | N | Electric Utility |  |  |  |  | N | [57 empty] | GAS | [39 empty] | 0.25773 | 0.0035288 | 12.2002
13781 | Northern States Power Co - Minnesota | 1910 | Granite City | MN | Benton | 4 | GT | OP | 18 | 13 | 16 |  | 5 | 1969 | NG | DFO | Y | Y | N | Electric Utility |  |  |  |  | N | [57 empty] | GAS | [39 empty] | 0.25773 | 0.0035288 | 12.2002
13781 | Northern States Power Co - Minnesota | 1912 | High Bridge | MN | Ramsey | 7 | CT | OP | 197 | 154 | 185 |  | 5 | 2008 | NG |  | N | Y | N | Electric Utility |  |  |  |  | N | [57 empty] | GAS | MN | High Bridge | 1912 | 7 | 2010 |  | ARP | 2277.21 | 12 | 488677.75 |  | 1.081 | 0.0203 | 27.18 | 214165.889 | 3603757.026 | 5 | Mid-Continent Area Power Pool | Ramsey | Electric Utility | 4911 | Electric Services | 44.9331 | -93.1075 | Northern States Power (Xcel Energy) (Owner/Operator) | Phase 2 |  | Operating | Combined cycle | Pipeline Natural Gas |  |  | Dry Low NOx Burners Selective Catalytic Reduction |  | 2326 | 7.1529 | GAS | 290 | 1716.2162 | 0.0203 | 0.0006 | 7.1529
13781 | Northern States Power Co - Minnesota | 1912 | High Bridge | MN | Ramsey | 8 | CT | OP | 197 | 154 | 185 |  | 5 | 2008 | NG |  | N | Y | N | Electric Utility |  |  |  |  | N | [57 empty] | GAS | MN | High Bridge | 1912 | 8 | 2010 |  | ARP | 1966.27 | 12 | 426064.27 |  | 0.933 | 0.0193 | 22.751 | 184392.386 | 3102765.152 | 5 | Mid-Continent Area Power Pool | Ramsey | Electric Utility | 4911 | Electric Services | 44.9331 | -93.1075 | Northern States Power (Xcel Energy) (Owner/Operator) | Phase 2 |  | Operating | Combined cycle | Pipeline Natural Gas |  |  | Dry Low NOx Burners Selective Catalytic Reduction |  | 2326 | 7.0776 | GAS | 291 | 1713.5135 | 0.0193 | 0.000601 | 7.0776
13781 | Northern States Power Co - Minnesota | 1912 | High Bridge | MN | Ramsey | 9 | CA | OP | 250 | 178 | 202 |  | 5 | 2008 | NG |  | N | Y | N | Electric Utility |  |  |  |  | N | [6 empty] | 7 | 2008 | 368553 | [48 empty] | GAS | [39 empty] | 0 | 0 | 10.4
13781 | Northern States Power Co - Minnesota | 1913 | Inver Hills | MN | Dakota | 1 | GT | OP | 46.8 | 47 | 62 |  | 4 | 1972 | NG | DFO | Y | Y | N | Electric Utility |  |  |  |  | N | [57 empty] | GAS | [39 empty] | 0.1745 | 0.0027777 | 14.4257
13781 | Northern States Power Co - Minnesota | 1913 | Inver Hills | MN | Dakota | 2 | GT | OP | 46.8 | 47 | 62 |  | 4 | 1972 | NG | DFO | Y | Y | N | Electric Utility |  |  |  |  | N | [57 empty] | GAS | [39 empty] | 0.1745 | 0.0027777 | 14.4257
13781 | Northern States Power Co - Minnesota | 1913 | Inver Hills | MN | Dakota | 3 | GT | OP | 46.8 | 47 | 62 |  | 4 | 1972 | NG | DFO | Y | Y | N | Electric Utility |  |  |  |  | N | [57 empty] | GAS | [39 empty] | 0.1745 | 0.0027777 | 14.4257
13781 | Northern States Power Co - Minnesota | 1913 | Inver Hills | MN | Dakota | 4 | GT | OP | 46.8 | 47 | 62 |  | 4 | 1972 | NG | DFO | Y | Y | N | Electric Utility |  |  |  |  | N | [57 empty] | GAS | [39 empty] | 0.1745 | 0.0027777 | 14.4257
13781 | Northern States Power Co - Minnesota | 1913 | Inver Hills | MN | Dakota | 5 | GT | OP | 46.8 | 47 | 62 |  | 4 | 1972 | NG | DFO | Y | Y | N | Electric Utility |  |  |  |  | N | [57 empty] | GAS | [39 empty] | 0.1745 | 0.0027777 | 14.4257
13781 | Northern States Power Co - Minnesota | 1913 | Inver Hills | MN | Dakota | 6 | GT | OP | 48.6 | 47 | 62 |  | 4 | 1972 | NG | DFO | Y | Y | N | Electric Utility |  |  |  |  | N | [57 empty] | GAS | [39 empty] | 0.17203 | 0.002754 | 14.519
13781 | Northern States Power Co - Minnesota | 1914 | Key City | MN | Blue Earth | 3 | GT | OP | 18 | 13 | 16 |  | 5 | 1970 | NG | DFO | Y | Y | N | Electric Utility |  |  |  | 2017 | N | [57 empty] | GAS | [39 empty] | 0.25477 | 0.0034868 | 12.1265
13781 | Northern States Power Co - Minnesota | 1914 | Key City | MN | Blue Earth | 4 | GT | OP | 18 | 13 | 16 |  | 5 | 1970 | NG | DFO | Y | Y | N | Electric Utility |  |  |  | 2017 | N | [57 empty] | GAS | [39 empty] | 0.25477 | 0.0034868 | 12.1265
13781 | Northern States Power Co - Minnesota | 1915 | Allen S King | MN | Washington | 1 | ST | OP | 598.4 | 511 | 511 |  | 3 | 1958 | SUB |  | N | Y | N | Electric Utility |  |  |  |  | N | N |  |  | Y |  |  | 1 | 1968 | 1068000 | [16 empty] | OP: OP; DP: SD; LS: LI; N: N | 0.5 | 90 | 300 | 1537800 | 100 | OP | BP |  |  | 4.2 |  | 0.2 | 0.7 |  |  | 99.5 | 40 | 1537800 |  |  |  |  | COAL | MN | Allen S King | 1915 | 1 | 2010 |  | ARP | 7464.85 | 12 | 3803311.58 |  | 1741.539 | 0.0881 | 1489.726 | 3776891.27 | 36011548.29 | 5 | Mid-Continent Area Power Pool | Washington | Electric Utility | 4911 | Electric Services | 45.03 | -92.7786 | Northern States Power (Xcel Energy) (Owner/Operator) | Phase 2 | Group 2 | Operating | Cyclone boiler | Coal |  | Dry Lime FGD | Overfire Air Selective Catalytic Reduction | Baghouse Electrostatic Precipitator | 7530 | 9.4405 | COAL | 588 | 1924.6575 | 0.0881 | 0.096721 | 9.4405
13781 | Northern States Power Co - Minnesota | 1922 | Monticello | MN | Wright | 1 | ST | OP | 631.2 | 554 | 581 |  | 6 | 1971 | NUC |  | N | Y | N | Electric Utility |  |  |  |  | N | [57 empty] | N/A | [39 empty] | 0 | 0 | 10.4
13781 | Northern States Power Co - Minnesota | 1925 | Prairie Island | MN | Goodhue | 1 | ST | OP | 593.1 | 521 | 546 |  | 2 | 1974 | NUC |  | N | Y | N | Electric Utility |  |  |  |  | N | [57 empty] | N/A | [39 empty] | 0 | 0 | 10.4
13781 | Northern States Power Co - Minnesota | 1925 | Prairie Island | MN | Goodhue | 2 | ST | OP | 593.1 | 519 | 546 |  | 10 | 1974 | NUC |  | N | Y | N | Electric Utility |  |  |  |  | N | [57 empty] | N/A | [39 empty] | 0 | 0 | 10.4
13781 | Northern States Power Co - Minnesota | 1926 | Red Wing | MN | Goodhue | 1 | ST | OP | 11.5 | 9 | 9 |  | 10 | 1949 | MSW | NG | Y | Y | N | Electric Utility |  |  |  |  | N | [9 empty] | 0.04 |  |  | PB | DP | NP | 1983¦¦ 1985 | 1983¦¦ 1985 | 1983¦¦ 1985 | MS | NC | [5 empty] | OP: OP; DP: SP; LS: LI; N: Y |  | 75 | 0 | 126543¦¦ 124510 | 100 | OP | BP | [8 empty] | 99.5 | 1 | 126543¦¦ 1124510 |  |  |  |  | OTHER SOLID | [39 empty] | 0 | 0 | 10.4
13781 | Northern States Power Co - Minnesota | 1927 | Riverside | MN | Hennepin | 10 | CT | OP | 210.6 | 160 | 158 |  | 5 | 2009 | NG |  | N | N | N | Electric Utility |  |  |  |  | N | [57 empty] | GAS | MN | Riverside (1927) | 1927 | 10 | 2010 |  | ARP | 2602.36 | 12 | 448499.27 |  | 0.976 | 0.0315 | 35.1 | 193403.308 | 3254390.317 | 5 | Mid-Continent Area Power Pool | Hennepin | Electric Utility | 4911 | Electric Services | 45.0203 | -93.2753 | Northern States Power (Xcel Energy) (Owner/Operator) | Phase 2 |  | Operating | Combined cycle | Pipeline Natural Gas |  |  | Dry Low NOx Burners Selective Catalytic Reduction |  | 1975 | 6.6139 | GAS | 258 | 1683.5443 | 0.0315 | 0.0006 | 8.9065
13781 | Northern States Power Co - Minnesota | 1927 | Riverside | MN | Hennepin | 9 | CT | OP | 210.6 | 155 | 174 |  | 5 | 2009 | NG |  | N | N | N | Electric Utility |  |  |  |  | N | [57 empty] | GAS | MN | Riverside (1927) | 1927 | 9 | 2010 |  | ARP | 3072.95 | 12 | 538034.7 |  | 1.133 | 0.0388 | 47.133 | 224424.852 | 3776362.811 | 5 | Mid-Continent Area Power Pool | Hennepin | Electric Utility | 4911 | Electric Services | 45.0203 | -93.2753 | Northern States Power (Xcel Energy) (Owner/Operator) | Phase 2 |  | Operating | Combined cycle | Pipeline Natural Gas |  |  | Dry Low NOx Burners Selective Catalytic Reduction |  | 1975 | 6.6037 | GAS | 274 | 1712.6437 | 0.0388 | 0.0006 | 8.9065
13781 | Northern States Power Co - Minnesota | 1927 | Riverside | MN | Hennepin | ST7 | CA | OP | 164.7 | 155 | 174 |  | 4 | 1987 | NG |  | N | Y | N | Electric Utility |  |  |  |  | N | N | [56 empty] | GAS | [39 empty] | 0 | 0 | 10.4
13781 | Northern States Power Co - Minnesota | 1934 | Wilmarth | MN | Blue Earth | 1 | ST | OP | 12.5 | 9 | 9 |  | 9 | 1948 | MSW | NG | Y | Y | N | Electric Utility |  |  |  |  | N | [9 empty] | 0.03 |  |  | PB | DP | NP | 1979 | 1989 | 2004 | MS | IF | [5 empty] | OP: OP; DP: SP; LS: LI; N: N |  | 70 | 0 | 148190¦¦ 154185 | 100 | OP | BP | [8 empty] | 99.8 | 2¦¦ 3 | 148190¦¦ 154185 |  |  |  |  | OTHER SOLID | [39 empty] | 0 | 0 | 10.4
13781 | Northern States Power Co - Minnesota | 1934 | Wilmarth | MN | Blue Earth | 2 | ST | OP | 12.5 | 9 | 9 |  | 3 | 1951 | MSW | NG | Y | Y | N | Electric Utility |  |  |  |  | N | [9 empty] | 0.03 |  |  | PB | DP | NP | 1979 | 1989 | 2004 | MS | IF | [5 empty] | OP: OP; DP: SP; LS: LI; N: N |  | 70 | 0 | 148190¦¦ 154185 | 100 | OP | BP | [8 empty] | 99.8 | 2¦¦ 3 | 148190¦¦ 154185 |  |  |  |  | OTHER SOLID | [39 empty] | 0 | 0 | 10.4
13781 | Northern States Power Co - Minnesota | 3982 | Bay Front | WI | Ashland | 4 | ST | OP | 20 | 15 | 15 |  | 1 | 1949 | WDS | TDF | Y | Y | N | Electric Utility |  |  |  |  | N | N |  | N | [6 empty] | ¦¦ .03 |  |  | ¦¦PB | ¦¦DP | ¦¦NP | ¦¦ 1979 | ¦¦ 1989 | ¦¦ 2004 | ¦¦MS | ¦¦IF | [20 empty] | OP | OT¦¦MC |  |  | 6.3¦¦ 9.2 |  | 0.9¦¦ 2.2 |  |  |  | 98¦¦ 88 | 28¦¦ 27¦¦ 88 | 162000¦¦ 115000 | OP | OV¦¦LN | LN¦¦AA | AA¦¦SR | OTHER SOLID | WI | Bay Front | 3982 | 1 | 2010 |  | ARP, CAIRNOX, CAIROS, CAIRSO2 | 8380.03 | 12 | 98877.25 |  | 57.367 | 0.1379 | 118.707 | 180028.808 | 1728082.2 | 5 | Mid-Continent Area Power Pool | Ashland | Electric Utility | 4911 | Electric Services | 46.5869 | -90.9017 | Northern States Power (Xcel Energy) (Owner/Operator) | Phase 2 |  | Operating | Stoker | Wood | Coal, Pipeline Natural Gas |  | Other Overfire Air Selective Non-catalytic Reduction | Baghouse Electrostatic Precipitator | 350 | 17.0708 | OTHER SOLID | 17 | 433.3333 | 0.1379 | 0.066394 | 17.0708
13781 | Northern States Power Co - Minnesota | 3982 | Bay Front | WI | Ashland | 5 | ST | OP | 20 | 18 | 18 |  | 1 | 1952 | WDS | TDF | Y | Y | N | Electric Utility |  |  |  |  | N | N |  | N | [6 empty] | ¦¦ .03 |  |  | ¦¦PB | ¦¦DP | ¦¦NP | ¦¦ 1979 | ¦¦ 1989 | ¦¦ 2004 | ¦¦MS | ¦¦IF | [20 empty] | OP | OT¦¦MC |  |  | 6.3¦¦ 9.2 |  | 0.9¦¦ 2.2 |  |  |  | 98¦¦ 88 | 28¦¦ 27¦¦ 88 | 162000¦¦ 115000 | OP | OV¦¦LN | LN¦¦AA | AA¦¦SR | OTHER SOLID | WI | Bay Front | 3982 | 1 | 2010 |  | ARP, CAIRNOX, CAIROS, CAIRSO2 | 8380.03 | 12 | 98877.25 |  | 57.367 | 0.1379 | 118.707 | 180028.808 | 1728082.2 | 5 | Mid-Continent Area Power Pool | Ashland | Electric Utility | 4911 | Electric Services | 46.5869 | -90.9017 | Northern States Power (Xcel Energy) (Owner/Operator) | Phase 2 |  | Operating | Stoker | Wood | Coal, Pipeline Natural Gas |  | Other Overfire Air Selective Non-catalytic Reduction | Baghouse Electrostatic Precipitator | 350 | 17.0708 | OTHER SOLID | 17 | 470.5882 | 0.1379 | 0.066394 | 17.0708
13781 | Northern States Power Co - Minnesota | 3982 | Bay Front | WI | Ashland | 6 | ST | OP | 27.2 | 23 | 23 |  | 1 | 1957 | SUB | NG | Y | Y | N | Electric Utility |  |  |  |  | N | N |  | Y | [6 empty] | ¦¦ .03 |  |  | ¦¦PB | ¦¦DP | ¦¦NP | ¦¦ 1979 | ¦¦ 1989 | ¦¦ 2004 | ¦¦MS | ¦¦IF | [20 empty] | OP | OT¦¦MC |  |  | 6.3¦¦ 9.2 |  | 0.9¦¦ 2.2 |  |  |  | 98¦¦ 88 | 28¦¦ 27¦¦ 88 | 162000¦¦ 115000 | OP | OV¦¦LN | LN¦¦AA | AA¦¦SR | COAL | WI | Bay Front | 3982 | 5 | 2010 |  | ARP, CAIRNOX, CAIROS, CAIRSO2 | 3868.99 | 12 | 70295.68 |  | 201.826 | 0.8753 | 415.359 | 96804.811 | 935129.51 | 5 | Mid-Continent Area Power Pool | Ashland | Electric Utility | 4911 | Electric Services | 46.5869 | -90.9017 | Northern States Power (Xcel Energy) (Owner/Operator) | Phase 2 |  | Operating | Cyclone boiler | Coal | Pipeline Natural Gas |  |  | Other | 597 | 12.8402 | COAL | 26 | 434.7826 | 0.8753 | 0.43165 | 12.8402
13781 | Northern States Power Co - Minnesota | 3983 | Big Falls | WI | Rusk | 1 | HY | OP | 2.6 | 1.1 | 1 |  | 1 | 1922 | WAT |  | N | Y | N | Electric Utility |  |  |  |  | N | [57 empty] | N/A | [39 empty] | 0 | 0 | 10.4
13781 | Northern States Power Co - Minnesota | 3983 | Big Falls | WI | Rusk | 2 | HY | OP | 2.6 | 1.1 | 1 |  | 1 | 1922 | WAT |  | N | Y | N | Electric Utility |  |  |  |  | N | [57 empty] | N/A | [39 empty] | 0 | 0 | 10.4
13781 | Northern States Power Co - Minnesota | 3983 | Big Falls | WI | Rusk | 3 | HY | OP | 2.5 | 1.1 | 1 |  | 9 | 1993 | WAT |  | N | Y | N | Electric Utility |  |  |  |  | N | [57 empty] | N/A | [39 empty] | 0 | 0 | 10.4
13781 | Northern States Power Co - Minnesota | 3984 | Northern States Flambeau | WI | PRICE | 1 | GT | OP | 16.3 | 13 | 18 |  | 1 | 1969 | NG | DFO | Y | Y | N | Electric Utility | [62 empty] | GAS | [39 empty] | 0.27765 | 0.0039054 | 11.9434
13781 | Northern States Power Co - Minnesota | 3989 | White River | WI | Ashland | 1 | HY | OP | 0.5 | 0.2 | 0.2 |  | 1 | 1907 | WAT |  | N | Y | N | Electric Utility |  |  |  |  | N | [57 empty] | N/A | [39 empty] | 0 | 0 | 10.4
13781 | Northern States Power Co - Minnesota | 3998 | Cedar Falls | WI | Dunn | 1 | HY | OP | 2 | 1.3 | 1.2 |  | 1 | 1915 | WAT |  | N | Y | N | Electric Utility |  |  |  |  | N | [57 empty] | N/A | [39 empty] | 0 | 0 | 10.4
13781 | Northern States Power Co - Minnesota | 4000 | Chippewa Falls | WI | Chippewa | 1 | HY | OP | 3.6 | 1.9 | 1.9 |  | 1 | 1928 | WAT |  | N | Y | N | Electric Utility |  |  |  |  | N | [57 empty] | N/A | [39 empty] | 0 | 0 | 10.4
13781 | Northern States Power Co - Minnesota | 4000 | Chippewa Falls | WI | Chippewa | 4 | HY | OP | 3.6 | 2 | 2 |  | 1 | 1928 | WAT |  | N | Y | N | Electric Utility |  |  |  |  | N | [57 empty] | N/A | [39 empty] | 0 | 0 | 10.4
13781 | Northern States Power Co - Minnesota | 4002 | Dells | WI | Eau Claire | 1 | HY | OP | 2.9 | 1.9 | 1.9 |  | 1 | 1923 | WAT |  | N | Y | N | Electric Utility |  |  |  |  | N | [57 empty] | N/A | [39 empty] | 0 | 0 | 10.4
13781 | Northern States Power Co - Minnesota | 4005 | French Island | WI | La Crosse | 1 | ST | OP | 15.2 | 9 | 9 |  | 1 | 1940 | WDS | MSW | Y | Y | N | Electric Utility |  |  |  |  | N |  | N | N | [6 empty] | 0.1 |  |  | PB | DP | NP | 1981 | 1981 | 1981 | MS | SS | [5 empty] | OP: OP; DP: SP; LS: LI; N: N |  | 75 | 4 | 120000 | 100 | OP | BP | SC | [7 empty] | 99 | 12.2 | 136000 |  |  |  |  | OTHER SOLID | [39 empty] | 0.5034 | 0.012543 | 14.7074
13781 | Northern States Power Co - Minnesota | 4005 | French Island | WI | La Crosse | 2 | ST | OP | 15.2 | 8 | 8 |  | 1 | 1948 | WDS | MSW | Y | Y | N | Electric Utility |  |  |  |  | N |  | N | N | [6 empty] | 0.1 |  |  | PB | DP | NP | 1981 | 1981 | 1981 | MS | SS | [5 empty] | OP: OP; DP: SP; LS: LI; N: N |  | 75 | 4 | 120000 | 100 | OP | BP | SC | [7 empty] | 99 | 12.2 | 136000 |  |  |  |  | OTHER SOLID | [39 empty] | 0.5034 | 0.011782 | 14.5733
13781 | Northern States Power Co - Minnesota | 4005 | French Island | WI | La Crosse | 4 | GT | OP | 78.8 | 61 | 81 |  | 11 | 1974 | DFO |  | N | Y | N | Electric Utility |  |  |  |  | N | [57 empty] | LIQUID | WI | French Island | 4005 | 4 | 2010 |  | CAIRNOX, CAIROS, CAIRSO2 | 37.49 | 12 | 1165.85 |  | 0.098 | 0.5644 | 5.794 |  | 19070.672 | 5 | Mid-Continent Area Power Pool | La Crosse | Electric Utility |  |  | 43.8298 | -91.26 | Northern States Power (Xcel Energy) (Owner/Operator) |  |  | Operating | Combustion turbine | Diesel Oil |  |  |  |  | 969.8 | 12.3725 | LIQUID | 71 | 1929.5775 | 0.5644 | 0.010278 | 12.3725
13781 | Northern States Power Co - Minnesota | 4008 | Jim Falls | WI | Chippewa | 1 | HY | OP | 29.6 | 12.3 | 12.3 |  | 8 | 1988 | WAT |  | N | Y | N | Electric Utility |  |  |  |  | N | [57 empty] | N/A | [39 empty] | 0 | 0 | 10.4
13781 | Northern States Power Co - Minnesota | 4008 | Jim Falls | WI | Chippewa | 2 | HY | OP | 29.6 | 12.5 | 12.5 |  | 8 | 1988 | WAT |  | N | Y | N | Electric Utility |  |  |  |  | N | [57 empty] | N/A | [39 empty] | 0 | 0 | 10.4
13781 | Northern States Power Co - Minnesota | 4008 | Jim Falls | WI | Chippewa | 4 | HY | OP | 0.6 | 0.2 | 0.2 |  | 7 | 1988 | WAT |  | N | Y | N | Electric Utility |  |  |  |  | N | [57 empty] | N/A | [39 empty] | 0 | 0 | 10.4
13781 | Northern States Power Co - Minnesota | 4009 | Menomonie | WI | Dunn | 1 | HY | OP | 2.7 | 1.1 | 1.2 |  | 1 | 1958 | WAT |  | N | Y | N | Electric Utility |  |  |  |  | N | [57 empty] | N/A | [39 empty] | 0 | 0 | 10.4
13781 | Northern States Power Co - Minnesota | 4011 | St Croix Falls | WI | Polk | 1 | HY | OP | 2.5 | 1.8 | 1.4 |  | 1 | 1917 | WAT |  | N | Y | N | Electric Utility |  |  |  |  | N | [57 empty] | N/A | [39 empty] | 0 | 0 | 10.4
13781 | Northern States Power Co - Minnesota | 4014 | Wheaton | WI | Chippewa | 1 | GT | OP | 48.5 | 47 | 61 |  | 1 | 1973 | NG | DFO | Y | Y | N | Electric Utility |  |  |  |  | N | [57 empty] | GAS | WI | Wheaton Generating Plant | 4014 | 1 | 2010 |  | CAIRNOX, CAIROS, CAIRSO2 | 234.26 | 12 | 7730.84 |  | 0.059 | 0.241 | 14.778 |  | 112020.136 | 5 |  | Chippewa | Electric Utility |  |  | 44.8864 | -91.5158 | Northern States Power (Xcel Energy) (Owner/Operator) |  |  | Operating | Combustion turbine | Pipeline Natural Gas | Diesel Oil |  |  |  | 867 | 12.5755 | GAS | 67 | 1950.8197 | 0.241 | 0.0010534 | 12.5755
13781 | Northern States Power Co - Minnesota | 4014 | Wheaton | WI | Chippewa | 2 | GT | OP | 48.5 | 55 | 70 |  | 4 | 1973 | NG | DFO | Y | Y | N | Electric Utility |  |  |  |  | N | [57 empty] | GAS | WI | Wheaton Generating Plant | 4014 | 2 | 2010 |  | CAIRNOX, CAIROS, CAIRSO2 | 221.6 | 12 | 7017.76 |  | 0.054 | 0.2731 | 15.582 |  | 102544.229 | 5 |  | Chippewa | Electric Utility |  |  | 44.8864 | -91.5158 | Northern States Power (Xcel Energy) (Owner/Operator) |  |  | Operating | Combustion turbine | Pipeline Natural Gas | Diesel Oil |  |  |  | 867 | 11.8965 | GAS | 68 | 1985.2941 | 0.2731 | 0.0010532 | 11.8965
13781 | Northern States Power Co - Minnesota | 4014 | Wheaton | WI | Chippewa | 3 | GT | OP | 48.5 | 47 | 61 |  | 4 | 1973 | NG | DFO | Y | Y | N | Electric Utility |  |  |  |  | N | [57 empty] | GAS | WI | Wheaton Generating Plant | 4014 | 3 | 2010 |  | CAIRNOX, CAIROS, CAIRSO2 | 465.03 | 12 | 15038.11 |  | 0.081 | 0.2218 | 26.164 |  | 215565.65 | 5 |  | Chippewa | Electric Utility |  |  | 44.8864 | -91.5158 | Northern States Power (Xcel Energy) (Owner/Operator) |  |  | Operating | Combustion turbine | Pipeline Natural Gas | Diesel Oil |  |  |  | 867 | 12.491 | GAS | 68 | 1942.623 | 0.2218 | 0.000752 | 12.491
13781 | Northern States Power Co - Minnesota | 4014 | Wheaton | WI | Chippewa | 4 | GT | OP | 48.5 | 47 | 61 |  | 4 | 1973 | NG | DFO | Y | Y | N | Electric Utility |  |  |  |  | N | [57 empty] | GAS | WI | Wheaton Generating Plant | 4014 | 4 | 2010 |  | CAIRNOX, CAIROS, CAIRSO2 | 425.87 | 12 | 13376.8 |  | 0.089 | 0.2194 | 23.426 |  | 193491.456 | 5 |  | Chippewa | Electric Utility |  |  | 44.8864 | -91.5158 | Northern States Power (Xcel Energy) (Owner/Operator) |  |  | Operating | Combustion turbine | Pipeline Natural Gas | Diesel Oil |  |  |  | 867 | 12.1757 | GAS | 65 | 1967.2131 | 0.2194 | 0.00092 | 12.1757
13781 | Northern States Power Co - Minnesota | 4014 | Wheaton | WI | Chippewa | 5 | GT | OP | 53.1 | 52 | 70 |  | 6 | 1973 | DFO |  | N | Y | N | Electric Utility |  |  |  |  | N | [57 empty] | LIQUID | WI | Wheaton Generating Plant | 4014 | 5 | 2010 |  | CAIRNOX, CAIROS, CAIRSO2 | 13.18 | 12 | 365.65 |  | 0.018 | 0.5275 | 1.786 |  | 6030.125 | 5 |  | Chippewa | Electric Utility |  |  | 44.8864 | -91.5158 | Northern States Power (Xcel Energy) (Owner/Operator) |  |  | Operating | Combustion turbine | Diesel Oil |  |  |  |  | 910 | 12.4819 | LIQUID | 59 | 1906.7797 | 0.5275 | 0.00597 | 12.4819
13781 | Northern States Power Co - Minnesota | 4014 | Wheaton | WI | Chippewa | 6 | GT | OP | 53.1 | 52 | 70 |  | 6 | 1973 | DFO |  | N | Y | N | Electric Utility |  |  |  |  | N | [57 empty] | LIQUID | WI | Wheaton Generating Plant | 4014 | 6 | 2010 |  | CAIRNOX, CAIROS, CAIRSO2 | 24.65 | 12 | 870.67 |  | 0.04 | 0.5939 | 4.322 |  | 12978.221 | 5 |  | Chippewa | Electric Utility |  |  | 44.8864 | -91.5158 | Northern States Power (Xcel Energy) (Owner/Operator) |  |  | Operating | Combustion turbine | Diesel Oil |  |  |  |  | 910 | 12.4975 | LIQUID | 66 | 1969.697 | 0.5939 | 0.0061642 | 12.4975
13781 | Northern States Power Co - Minnesota | 4015 | Wissota | WI | Chippewa | 1 | HY | OP | 6 | 3 | 3 |  | 1 | 1917 | WAT |  | N | Y | N | Electric Utility |  |  |  |  | N | [57 empty] | N/A | [39 empty] | 0 | 0 | 10.4
13781 | Northern States Power Co - Minnesota | 6086 | Cornell | WI | Chippewa | 1 | HY | OP | 11.5 | 6.2 | 6.2 |  | 7 | 1976 | WAT |  | N | Y | N | Electric Utility |  |  |  |  | N | [57 empty] | N/A | [39 empty] | 0 | 0 | 10.4
13781 | Northern States Power Co - Minnesota | 6090 | Sherburne County | MN | Sherburne | 1 | ST | OP | 765.3 | 680 | 680 |  | 4 | 1976 | SUB | DFO | N | Y | Y | Electric Utility |  |  |  |  | N | Y | [5 empty] | 1 | 1976 | 2646000 | 223.65 |  |  | OT | OT | OT | 1982 | 1982 | 1982 | MS | SS | [5 empty] | OP: OP; DP: VE; DP: SP; LS: AF; N: N | 0.9 | 50 | 1500 | 2178000 | 100 | OP | WS | OT |  | 9 |  | 0.9 |  |  |  | 99.7 | 0.03 | 2178000 |  |  |  |  | COAL | MN | Sherburne County | 6090 | 1 | 2010 | CS1 | ARP | 7927.39 | 12 | 4842018.89 |  | 6175.301 | 0.1802 | 4288.455 | 4940509.901 | 47106295.78 | 5 | Mid-Continent Area Power Pool | Sherburne | Electric Utility | 4911 | Electric Services | 45.3792 | -93.8958 | Northern States Power (Xcel Energy) (Owner/Operator) | Phase 2 | Phase 1 Group 1 | Operating | Tangentially-fired | Coal | Diesel Oil | Wet Limestone | Low NOx Burner Technology w/ Closed-coupled/Separated OFA | Wet ESP Wet Scrubber | 10224 | 9.6788 | COAL | 752 | 1947.0588 | 0.1802 | 0.26219 | 9.6788
13781 | Northern States Power Co - Minnesota | 6090 | Sherburne County | MN | Sherburne | 2 | ST | OP | 765.3 | 682 | 682 |  | 3 | 1977 | SUB | DFO | N | Y | Y | Electric Utility |  |  |  |  | N | Y | [5 empty] | 1 | 1976 | 2646000 | [16 empty] | OP: OP; DP: SP; DP: VE; LS: AF; N: N | 0.9 | 50 | 1500 | 2178000 | 100 | OP | WS | OT |  | 9 |  | 0.9 |  |  |  | 99.7 | 0.03 | 217800 | OP | LN | AA |  | COAL | MN | Sherburne County | 6090 | 2 | 2010 | CS1 | ARP | 7117.75 | 12 | 4019215.22 |  | 5250.389 | 0.1814 | 3596.617 | 4115435.124 | 39239464.33 | 5 | Mid-Continent Area Power Pool | Sherburne | Electric Utility | 4911 | Electric Services | 45.3792 | -93.8958 | Northern States Power (Xcel Energy) (Owner/Operator) | Phase 2 | Phase 1 Group 1 | Operating | Tangentially-fired | Coal | Diesel Oil | Wet Limestone | Low NOx Burner Technology w/ Closed-coupled/Separated OFA | Wet ESP Wet Scrubber | 15537 | 9.7035 | COAL | 754 | 1947.2141 | 0.1814 | 0.26761 | 9.7035
13781 | Northern States Power Co - Minnesota | 6090 | Sherburne County | MN | Sherburne | 3 | ST | OP | 900 | 860 | 860 |  | 10 | 1987 | SUB | DFO | N | Y | N | Electric Utility |  |  |  |  | N | Y | [5 empty] | 3 | 1987 | 1423000 | [16 empty] | OP: OP; DP: SD; LS: LA; N: Y | 0.9 | 72.3 | 2600 | 2659000 | 96 | OP | BR |  |  | 10.8 |  | 0.4 | 2.5 |  |  | 99.8 | 0 | 2659000 |  |  |  |  | COAL | MN | Sherburne County | 6090 | 3 | 2010 |  | ARP | 7142.19 | 12 | 5640411.38 |  | 10317.746 | 0.1544 | 4412.372 | 5845084.352 | 55731183.45 | 5 | Mid-Continent Area Power Pool | Sherburne | Electric Utility | 4911 | Electric Services | 45.3792 | -93.8958 | Southern Minnesota Municipal Power (Owner) Northern States Power (Xcel Energy) (Owner/Operator) | Phase 2 | Phase II Group 1 | Operating | Dry bottom wall-fired boiler | Coal | Diesel Oil | Dry Lime FGD | Low NOx Burner Technology (Dry Bottom only) | Baghouse | 10696 | 9.8937 | COAL | 935 | 1956.3953 | 0.1544 | 0.37027 | 9.8807
13781 | Northern States Power Co - Minnesota | 7237 | Angus Anson | SD | Minnehaha | 1 | GT | OP | 119.7 | 94 | 109 |  | 8 | 1994 | NG | DFO | Y | Y | N | Electric Utility |  |  |  |  | N | [57 empty] | GAS | SD | Angus Anson | 7237 | 3 | 2010 |  | ARP | 244.81 | 12 | 17106.1 |  | 0.067 | 0.0779 | 8.282 | 13183.078 | 215425.994 | 8 | Mid-Continent Area Power Pool | Minnehaha | Electric Utility | 4911 | Electric Services | 43.6033 | -96.6369 | Northern States Power (Xcel Energy) (Owner/Operator) | Phase 2 |  | Operating | Combustion turbine | Pipeline Natural Gas | Diesel Oil |  | Water Injection |  | 1629 | 11.8599 | GAS | 109 | 500 | 0.0779 | 0.000622 | 11.8599
13781 | Northern States Power Co - Minnesota | 7237 | Angus Anson | SD | Minnehaha | 2 | GT | OP | 119.7 | 94 | 109 |  | 8 | 1994 | NG | DFO | Y | Y | N | Electric Utility |  |  |  |  | N | [57 empty] | GAS | SD | Angus Anson | 7237 | 2 | 2010 |  | ARP | 370.86 | 12 | 26564.44 |  | 0.101 | 0.0793 | 12.92 | 19829.955 | 326562.191 | 8 | Mid-Continent Area Power Pool | Minnehaha | Electric Utility | 4911 | Electric Services | 43.6033 | -96.6369 | Northern States Power (Xcel Energy) (Owner/Operator) | Phase 2 |  | Operating | Combustion turbine | Pipeline Natural Gas | Diesel Oil |  | Water Injection |  | 1622 | 11.6995 | GAS | 111 | 1990.8257 | 0.0793 | 0.000619 | 11.6995
13781 | Northern States Power Co - Minnesota | 7237 | Angus Anson | SD | Minnehaha | 4 | GT | OP | 166.3 | 150 | 172 |  | 6 | 2005 | NG |  | N | Y | N | Electric Utility |  |  |  |  | N | [57 empty] | GAS | SD | Angus Anson | 7237 | 4 | 2010 |  | ARP | 345.94 | 12 | 46547.52 |  | 0.156 | 0.0381 | 7.889 | 30902.231 | 520005.235 | 8 | Mid-Continent Area Power Pool | Minnehaha | Electric Utility | 4911 | Electric Services | 43.6033 | -96.6369 | Northern States Power (Xcel Energy) (Owner/Operator) | Phase 2 |  | Operating | Combustion turbine | Pipeline Natural Gas |  |  | Dry Low NOx Burners |  | 1960 | 11.053 | GAS | 162 | 1969.1358 | 0.0381 | 0.0006 | 11.053
13781 | Northern States Power Co - Minnesota | 8027 | Blue Lake | MN | Scott | 1 | GT | OP | 56.7 | 39 | 50 |  | 3 | 1974 | DFO |  | N | Y | N | Electric Utility |  |  |  |  | N | [57 empty] | LIQUID | [39 empty] | 0.88139 | 0.078114 | 13.355
13781 | Northern States Power Co - Minnesota | 8027 | Blue Lake | MN | Scott | 2 | GT | OP | 56.7 | 39 | 50 |  | 3 | 1974 | DFO |  | N | Y | N | Electric Utility |  |  |  |  | N | [57 empty] | LIQUID | [39 empty] | 0.88139 | 0.078114 | 13.355
13781 | Northern States Power Co - Minnesota | 8027 | Blue Lake | MN | Scott | 3 | GT | OP | 56.7 | 39 | 50 |  | 3 | 1974 | DFO |  | N | Y | N | Electric Utility |  |  |  |  | N | [57 empty] | LIQUID | [39 empty] | 0.88139 | 0.078114 | 13.355
13781 | Northern States Power Co - Minnesota | 8027 | Blue Lake | MN | Scott | 4 | GT | OP | 56.7 | 45 | 57 |  | 4 | 1974 | DFO |  | N | Y | N | Electric Utility |  |  |  |  | N | [57 empty] | LIQUID | [39 empty] | 0.88139 | 0.078114 | 13.355
13781 | Northern States Power Co - Minnesota | 8027 | Blue Lake | MN | Scott | 7 | GT | OP | 166.3 | 150 | 174 |  | 6 | 2005 | NG |  | N | Y | N | Electric Utility | [62 empty] | GAS | MN | Blue Lake Generating Plant | 8027 | 7 | 2010 |  | ARP | 524.05 | 12 | 70158 |  | 0.233 | 0.0241 | 9.134 | 46100.484 | 775731.847 | 5 |  | Scott | Electric Utility |  |  | 44.7855 | -93.4315 | Northern States Power (Xcel Energy) (Owner/Operator) | Phase 2 |  | Operating | Combustion turbine | Pipeline Natural Gas |  |  | Dry Low NOx Burners |  | 1960 | 10.8895 | GAS | 173 | 1997.1098 | 0.0241 | 0.000601 | 10.8895
13781 | Northern States Power Co - Minnesota | 8027 | Blue Lake | MN | Scott | 8 | GT | OP | 166.3 | 150 | 177 |  | 6 | 2005 | NG |  | N | Y | N | Electric Utility | [62 empty] | GAS | MN | Blue Lake Generating Plant | 8027 | 8 | 2010 |  | ARP | 390.84 | 12 | 52649.72 |  | 0.177 | 0.0228 | 6.531 | 35016.733 | 589237.378 | 5 |  | Scott | Electric Utility |  |  | 44.7855 | -93.4315 | Northern States Power (Xcel Energy) (Owner/Operator) | Phase 2 |  | Operating | Combustion turbine | Pipeline Natural Gas |  |  | Dry Low NOx Burners |  | 1960 | 11.0278 | GAS | 173 | 1988.4393 | 0.0228 | 0.000601 | 11.0278
13781 | Northern States Power Co - Minnesota | 56994 | Grand Meadow | MN | Mower | WND67 | WT | OP | 100.5 | 100.5 | 100.5 |  | 12 | 2008 | WND |  | N | Y | N | Electric Utility | [62 empty] | N/A | [39 empty] | 0 | 0 | 10.4
13781 | Northern States Power Co - Minnesota | 1756 | Saxon Falls | MI | Gogebic | 2 | HY | OP | 0.8 | 0.5 | 0.6 |  | 1 | 1913 | WAT |  | N | Y | N | Electric Utility |  |  |  |  | N | [57 empty] | N/A | [39 empty] | 0 | 0 | 10.4
13781 | Northern States Power Co - Minnesota | 1757 | Superior Falls | MI | Jackson | 2 | HY | OP | 0.9 | 0.5 | 0.6 |  | 1 | 1917 | WAT |  | N | Y | N | Electric Utility |  |  |  |  | N | [57 empty] | N/A | [39 empty] | 0 | 0 | 10.4
13781 | Northern States Power Co - Minnesota | 1911 | Hennepin Island | MN | Hennepin | 1 | HY | OP | 2.5 | 1.2 | 1.4 |  | 10 | 1954 | WAT |  | N | Y | N | Electric Utility |  |  |  |  | N | [57 empty] | N/A | [39 empty] | 0 | 0 | 10.4
13781 | Northern States Power Co - Minnesota | 1911 | Hennepin Island | MN | Hennepin | 2 | HY | OP | 2.5 | 1.2 | 1.4 |  | 3 | 1955 | WAT |  | N | Y | N | Electric Utility |  |  |  |  | N | [57 empty] | N/A | [39 empty] | 0 | 0 | 10.4
13781 | Northern States Power Co - Minnesota | 1911 | Hennepin Island | MN | Hennepin | 3 | HY | OP | 2.5 | 1.2 | 1.4 |  | 10 | 1955 | WAT |  | N | Y | N | Electric Utility |  |  |  |  | N | [57 empty] | N/A | [39 empty] | 0 | 0 | 10.4
13781 | Northern States Power Co - Minnesota | 1911 | Hennepin Island | MN | Hennepin | 4 | HY | OP | 2.5 | 1.2 | 1.4 |  | 10 | 1954 | WAT |  | N | Y | N | Electric Utility |  |  |  |  | N | [57 empty] | N/A | [39 empty] | 0 | 0 | 10.4
13781 | Northern States Power Co - Minnesota | 1911 | Hennepin Island | MN | Hennepin | 5 | HY | OP | 2.5 | 1.2 | 1.4 |  | 11 | 1955 | WAT |  | N | Y | N | Electric Utility |  |  |  |  | N | [57 empty] | N/A | [39 empty] | 0 | 0 | 10.4
13781 | Northern States Power Co - Minnesota | 1914 | Key City | MN | Blue Earth | 1 | GT | OP | 18 | 13 | 16 |  | 5 | 1970 | NG | DFO | Y | Y | N | Electric Utility |  |  |  | 2017 | N | [57 empty] | GAS | [39 empty] | 0.25477 | 0.0034868 | 12.1265
13781 | Northern States Power Co - Minnesota | 1926 | Red Wing | MN | Goodhue | 2 | ST | OP | 11.5 | 9 | 9 |  | 11 | 1949 | MSW | NG | Y | Y | N | Electric Utility |  |  |  |  | N | [9 empty] | 0.04 |  |  | PB | DP | NP | 1983¦¦ 1985 | 1983¦¦ 1985 | 1983¦¦ 1985 | MS | NC | [5 empty] | OP: OP; DP: SP; LS: LI; N: Y |  | 75 | 0 | 126543¦¦ 124510 | 100 | OP | BP | [8 empty] | 99.5 | 1 | 126543¦¦ 1124510 |  |  |  |  | OTHER SOLID | [39 empty] | 0 | 0 | 10.4
13781 | Northern States Power Co - Minnesota | 3986 | Ladysmith | WI | Rusk | 1 | HY | OP | 0.9 | 0.3 | 0.3 |  | 1 | 1940 | WAT |  | N | Y | N | Electric Utility |  |  |  |  | N | [57 empty] | N/A | [39 empty] | 0 | 0 | 10.4
13781 | Northern States Power Co - Minnesota | 3986 | Ladysmith | WI | Rusk | 2 | HY | OP | 0.9 | 0.3 | 0.2 |  | 1 | 1940 | WAT |  | N | Y | N | Electric Utility |  |  |  |  | N | [57 empty] | N/A | [39 empty] | 0 | 0 | 10.4
13781 | Northern States Power Co - Minnesota | 3986 | Ladysmith | WI | Rusk | 3 | HY | OP | 1.6 | 0.4 | 0.3 |  | 11 | 1983 | WAT |  | N | Y | N | Electric Utility |  |  |  |  | N | [57 empty] | N/A | [39 empty] | 0 | 0 | 10.4
13781 | Northern States Power Co - Minnesota | 3988 | Thornapple | WI | Rusk | 1 | HY | OP | 0.7 | 0.4 | 0.4 |  | 1 | 1927 | WAT |  | N | Y | N | Electric Utility |  |  |  |  | N | [57 empty] | N/A | [39 empty] | 0 | 0 | 10.4
13781 | Northern States Power Co - Minnesota | 3988 | Thornapple | WI | Rusk | 2 | HY | OP | 0.7 | 0.4 | 0.4 |  | 1 | 1929 | WAT |  | N | Y | N | Electric Utility |  |  |  |  | N | [57 empty] | N/A | [39 empty] | 0 | 0 | 10.4
13781 | Northern States Power Co - Minnesota | 3989 | White River | WI | Ashland | 2 | HY | OP | 0.5 | 0.2 | 0.2 |  | 1 | 1907 | WAT |  | N | Y | N | Electric Utility |  |  |  |  | N | [57 empty] | N/A | [39 empty] | 0 | 0 | 10.4
13781 | Northern States Power Co - Minnesota | 3998 | Cedar Falls | WI | Dunn | 2 | HY | OP | 2 | 1.1 | 1.1 |  | 1 | 1911 | WAT |  | N | Y | N | Electric Utility |  |  |  |  | N | [57 empty] | N/A | [39 empty] | 0 | 0 | 10.4
13781 | Northern States Power Co - Minnesota | 3998 | Cedar Falls | WI | Dunn | 3 | HY | OP | 2 | 1.2 | 1.1 |  | 1 | 1910 | WAT |  | N | Y | N | Electric Utility |  |  |  |  | N | [57 empty] | N/A | [39 empty] | 0 | 0 | 10.4
13781 | Northern States Power Co - Minnesota | 4000 | Chippewa Falls | WI | Chippewa | 2 | HY | OP | 3.6 | 2.1 | 2.1 |  | 1 | 1928 | WAT |  | N | Y | N | Electric Utility |  |  |  |  | N | [57 empty] | N/A | [39 empty] | 0 | 0 | 10.4
13781 | Northern States Power Co - Minnesota | 4000 | Chippewa Falls | WI | Chippewa | 3 | HY | OP | 3.6 | 2 | 2 |  | 1 | 1928 | WAT |  | N | Y | N | Electric Utility |  |  |  |  | N | [57 empty] | N/A | [39 empty] | 0 | 0 | 10.4
13781 | Northern States Power Co - Minnesota | 4000 | Chippewa Falls | WI | Chippewa | 5 | HY | OP | 3.6 | 2 | 2 |  | 1 | 1928 | WAT |  | N | Y | N | Electric Utility |  |  |  |  | N | [57 empty] | N/A | [39 empty] | 0 | 0 | 10.4
13781 | Northern States Power Co - Minnesota | 4000 | Chippewa Falls | WI | Chippewa | 6 | HY | OP | 3.6 | 2.1 | 2.1 |  | 1 | 1928 | WAT |  | N | Y | N | Electric Utility |  |  |  |  | N | [57 empty] | N/A | [39 empty] | 0 | 0 | 10.4
13781 | Northern States Power Co - Minnesota | 4002 | Dells | WI | Eau Claire | 2 | HY | OP | 2.6 | 1.5 | 1.5 |  | 1 | 1924 | WAT |  | N | Y | N | Electric Utility |  |  |  |  | N | [57 empty] | N/A | [39 empty] | 0 | 0 | 10.4
13781 | Northern States Power Co - Minnesota | 4002 | Dells | WI | Eau Claire | 3 | HY | OP | 2.6 | 1.5 | 1.5 |  | 1 | 1924 | WAT |  | N | Y | N | Electric Utility |  |  |  |  | N | [57 empty] | N/A | [39 empty] | 0 | 0 | 10.4
13781 | Northern States Power Co - Minnesota | 4002 | Dells | WI | Eau Claire | 4 | HY | OP | 2.6 | 1.5 | 1.5 |  | 1 | 1924 | WAT |  | N | Y | N | Electric Utility |  |  |  |  | N | [57 empty] | N/A | [39 empty] | 0 | 0 | 10.4
13781 | Northern States Power Co - Minnesota | 4002 | Dells | WI | Eau Claire | 5 | HY | OP | 1.6 | 0.9 | 0.9 |  | 1 | 1924 | WAT |  | N | Y | N | Electric Utility |  |  |  |  | N | [57 empty] | N/A | [39 empty] | 0 | 0 | 10.4
13781 | Northern States Power Co - Minnesota | 4007 | Holcombe | WI | Chippewa | 1 | HY | OP | 11.3 | 7.3 | 7.3 |  | 1 | 1950 | WAT |  | N | Y | N | Electric Utility |  |  |  |  | N | [57 empty] | N/A | [39 empty] | 0 | 0 | 10.4
13781 | Northern States Power Co - Minnesota | 4007 | Holcombe | WI | Chippewa | 2 | HY | OP | 11.3 | 7.3 | 7.3 |  | 1 | 1950 | WAT |  | N | Y | N | Electric Utility |  |  |  |  | N | [57 empty] | N/A | [39 empty] | 0 | 0 | 10.4
13781 | Northern States Power Co - Minnesota | 4007 | Holcombe | WI | Chippewa | 3 | HY | OP | 11.3 | 7.3 | 7.3 |  | 1 | 1950 | WAT |  | N | Y | N | Electric Utility |  |  |  |  | N | [57 empty] | N/A | [39 empty] | 0 | 0 | 10.4
13781 | Northern States Power Co - Minnesota | 4009 | Menomonie | WI | Dunn | 2 | HY | OP | 2.7 | 1.1 | 1.2 |  | 1 | 1958 | WAT |  | N | Y | N | Electric Utility |  |  |  |  | N | [57 empty] | N/A | [39 empty] | 0 | 0 | 10.4
13781 | Northern States Power Co - Minnesota | 4011 | St Croix Falls | WI | Polk | 2 | HY | OP | 2.5 | 1.8 | 1.4 |  | 1 | 1917 | WAT |  | N | Y | N | Electric Utility |  |  |  |  | N | [57 empty] | N/A | [39 empty] | 0 | 0 | 10.4
13781 | Northern States Power Co - Minnesota | 4011 | St Croix Falls | WI | Polk | 3 | HY | OP | 2.5 | 1.9 | 1.5 |  | 1 | 1917 | WAT |  | N | Y | N | Electric Utility |  |  |  |  | N | [57 empty] | N/A | [39 empty] | 0 | 0 | 10.4
13781 | Northern States Power Co - Minnesota | 4011 | St Croix Falls | WI | Polk | 4 | HY | OP | 2.5 | 1.9 | 1.5 |  | 1 | 1917 | WAT |  | N | Y | N | Electric Utility |  |  |  |  | N | [57 empty] | N/A | [39 empty] | 0 | 0 | 10.4
13781 | Northern States Power Co - Minnesota | 4011 | St Croix Falls | WI | Polk | 5 | HY | OP | 3.4 | 2 | 1.6 |  | 1 | 1910 | WAT |  | N | Y | N | Electric Utility |  |  |  |  | N | [57 empty] | N/A | [39 empty] | 0 | 0 | 10.4
13781 | Northern States Power Co - Minnesota | 4011 | St Croix Falls | WI | Polk | 6 | HY | OP | 3.4 | 1.9 | 1.5 |  | 1 | 1910 | WAT |  | N | Y | N | Electric Utility |  |  |  |  | N | [57 empty] | N/A | [39 empty] | 0 | 0 | 10.4
13781 | Northern States Power Co - Minnesota | 4011 | St Croix Falls | WI | Polk | 7 | HY | OP | 3.2 | 2 | 1.6 |  | 1 | 1923 | WAT |  | N | Y | N | Electric Utility |  |  |  |  | N | [57 empty] | N/A | [39 empty] | 0 | 0 | 10.4
13781 | Northern States Power Co - Minnesota | 4011 | St Croix Falls | WI | Polk | 8 | HY | OP | 3.2 | 1.9 | 1.5 |  | 1 | 1923 | WAT |  | N | Y | N | Electric Utility |  |  |  |  | N | [57 empty] | N/A | [39 empty] | 0 | 0 | 10.4
13781 | Northern States Power Co - Minnesota | 4012 | Trego | WI | Washburn | 1 | HY | OP | 0.7 | 0.4 | 0.4 |  | 1 | 1927 | WAT |  | N | Y | N | Electric Utility |  |  |  |  | N | [57 empty] | N/A | [39 empty] | 0 | 0 | 10.4
13781 | Northern States Power Co - Minnesota | 4012 | Trego | WI | Washburn | 2 | HY | OP | 0.5 | 0.3 | 0.3 |  | 1 | 1927 | WAT |  | N | Y | N | Electric Utility |  |  |  |  | N | [57 empty] | N/A | [39 empty] | 0 | 0 | 10.4
13781 | Northern States Power Co - Minnesota | 4015 | Wissota | WI | Chippewa | 2 | HY | OP | 6 | 3.1 | 3.1 |  | 1 | 1917 | WAT |  | N | Y | N | Electric Utility |  |  |  |  | N | [57 empty] | N/A | [39 empty] | 0 | 0 | 10.4
13781 | Northern States Power Co - Minnesota | 4015 | Wissota | WI | Chippewa | 3 | HY | OP | 6 | 3 | 3 |  | 1 | 1917 | WAT |  | N | Y | N | Electric Utility |  |  |  |  | N | [57 empty] | N/A | [39 empty] | 0 | 0 | 10.4
13781 | Northern States Power Co - Minnesota | 4015 | Wissota | WI | Chippewa | 4 | HY | OP | 6 | 3 | 3 |  | 1 | 1917 | WAT |  | N | Y | N | Electric Utility |  |  |  |  | N | [57 empty] | N/A | [39 empty] | 0 | 0 | 10.4
13781 | Northern States Power Co - Minnesota | 4015 | Wissota | WI | Chippewa | 5 | HY | OP | 6 | 2.9 | 2.9 |  | 1 | 1917 | WAT |  | N | Y | N | Electric Utility |  |  |  |  | N | [57 empty] | N/A | [39 empty] | 0 | 0 | 10.4
13781 | Northern States Power Co - Minnesota | 4015 | Wissota | WI | Chippewa | 6 | HY | OP | 6 | 3 | 3 |  | 1 | 1917 | WAT |  | N | Y | N | Electric Utility |  |  |  |  | N | [57 empty] | N/A | [39 empty] | 0 | 0 | 10.4
13781 | Northern States Power Co - Minnesota | 6086 | Cornell | WI | Chippewa | 2 | HY | OP | 11.5 | 6.4 | 6.4 |  | 8 | 1976 | WAT |  | N | Y | N | Electric Utility |  |  |  |  | N | [57 empty] | N/A | [39 empty] | 0 | 0 | 10.4
13781 | Northern States Power Co - Minnesota | 6086 | Cornell | WI | Chippewa | 3 | HY | OP | 11.5 | 6.9 | 6.9 |  | 7 | 1976 | WAT |  | N | Y | N | Electric Utility |  |  |  |  | N | [57 empty] | N/A | [39 empty] | 0 | 0 | 10.4
13781 | Northern States Power Co - Minnesota | 6086 | Cornell | WI | Chippewa | 4 | HY | OP | 0.8 | 0.4 | 0.4 |  | 4 | 1977 | WAT |  | N | Y | N | Electric Utility |  |  |  |  | N | [57 empty] | N/A | [39 empty] | 0 | 0 | 10.4
13781 | Northern States Power Co - Minnesota | 6231 | Apple River | WI | St Croix | 1 | HY | OP | 0.8 | 0.4 | 0.5 |  | 1 | 1901 | WAT |  | N | Y | N | Electric Utility |  |  |  |  | N | [57 empty] | N/A | [39 empty] | 0 | 0 | 10.4
13781 | Northern States Power Co - Minnesota | 6231 | Apple River | WI | St Croix | 3 | HY | OP | 0.8 | 0.5 | 0.6 |  | 1 | 1901 | WAT |  | N | Y | N | Electric Utility |  |  |  |  | N | [57 empty] | N/A | [39 empty] | 0 | 0 | 10.4
13781 | Northern States Power Co - Minnesota | 6231 | Apple River | WI | St Croix | 4 | HY | OP | 0.8 | 0.5 | 0.6 |  | 1 | 1901 | WAT |  | N | Y | N | Electric Utility |  |  |  |  | N | [57 empty] | N/A | [39 empty] | 0 | 0 | 10.4
13781 | Northern States Power Co - Minnesota | 57047 | Nobles Wind Project | MN | NOBLES | 1 | WT | OP | 201 | 201 | 201 |  | 12 | 2010 | WND |  | N | Y | N | Electric Utility |  |  |  |  | N | [57 empty] | N/A | [39 empty] | 0 | 0 | 10.4
13788 | Northern Wasco County PUD | 7431 | Dalles Dam North Fishway Project | OR | Wasco | 1 | HY | OP | 6.5 | 5 | 5 |  | 5 | 1991 | WAT |  | N | Y | N | Electric Utility |  |  |  |  | N | [57 empty] | N/A | [39 empty] | 0 | 0 | 10.4
13788 | Northern Wasco County PUD | 7511 | McNary Dam Fish Attraction Project | WA | Benton | 1 | HY | OP | 10 | 8.9 | 8.9 |  | 11 | 1997 | WAT |  | N | Y | N | Electric Utility |  |  |  |  | N | [57 empty] | N/A | [39 empty] | 0 | 0 | 10.4
13808 | Northern Iowa Windpower LLC | 55804 | Top of Iowa Windfarm | IA | Worth | NM | WT | OP | 80 | 80 | 80 |  | 10 | 2001 | WND |  | N | Y | N | IPP Non-CHP |  |  |  |  | N | [57 empty] | N/A | [39 empty] | 0 | 0 | 10.4
13809 | NorthWestern Energy - (SD) | 3338 | Aberdeen CT | SD | Brown | GT1 | GT | OP | 28.8 | 20.5 | 28 |  | 5 | 1978 | DFO |  | N | Y | N | Electric Utility |  |  |  |  | N | [57 empty] | LIQUID | [39 empty] | 0.98764 | 0.063891 | 12.9231
13815 | Northwestern Wisconsin Elec Co | 4020 | Frederic Diesel | WI | POLK | 10 | IC | OP | 2.5 | 2.5 | 2.6 |  | 7 | 2000 | DFO |  | N | Y | N | Electric Utility |  |  |  |  | N | [57 empty] | LIQUID | [39 empty] | 0.7385 | 0.025484 | 12.5895
13815 | Northwestern Wisconsin Elec Co | 4020 | Frederic Diesel | WI | POLK | 2 | IC | OP | 0.7 | 0.7 | 0.7 |  | 12 | 1948 | DFO |  | N | Y | N | Electric Utility |  |  |  |  | N | [57 empty] | LIQUID | [39 empty] | 0.7385 | 0.025484 | 12.5895
13815 | Northwestern Wisconsin Elec Co | 4020 | Frederic Diesel | WI | POLK | 3 | IC | OP | 0.7 | 0.7 | 0.7 |  | 12 | 1949 | DFO |  | N | Y | N | Electric Utility |  |  |  |  | N | [57 empty] | LIQUID | [39 empty] | 0.7385 | 0.025484 | 12.5895
13815 | Northwestern Wisconsin Elec Co | 4020 | Frederic Diesel | WI | POLK | 4 | IC | OP | 0.7 | 0.6 | 0.6 |  | 12 | 1955 | DFO |  | N | Y | N | Electric Utility |  |  |  |  | N | [57 empty] | LIQUID | [39 empty] | 0.7385 | 0.025484 | 12.5895
13815 | Northwestern Wisconsin Elec Co | 4020 | Frederic Diesel | WI | POLK | 5 | IC | OP | 0.6 | 0.5 | 0.5 |  | 12 | 1955 | DFO |  | N | Y | N | Electric Utility |  |  |  |  | N | [57 empty] | LIQUID | [39 empty] | 0.7385 | 0.025484 | 12.5895
13815 | Northwestern Wisconsin Elec Co | 4020 | Frederic Diesel | WI | POLK | 6 | IC | OP | 1.8 | 1.7 | 1.7 |  | 12 | 1970 | DFO |  | N | Y | N | Electric Utility |  |  |  |  | N | [57 empty] | LIQUID | [39 empty] | 0.7385 | 0.025484 | 12.5895
13815 | Northwestern Wisconsin Elec Co | 4020 | Frederic Diesel | WI | POLK | 7 | IC | OP | 1.7 | 1.8 | 1.8 |  | 9 | 1975 | DFO |  | N | Y | N | Electric Utility |  |  |  |  | N | [57 empty] | LIQUID | [39 empty] | 0.7385 | 0.025484 | 12.5895
13815 | Northwestern Wisconsin Elec Co | 4020 | Frederic Diesel | WI | POLK | 8 | IC | OP | 2.5 | 2.5 | 2.6 |  | 7 | 2000 | DFO |  | N | Y | N | Electric Utility |  |  |  |  | N | [57 empty] | LIQUID | [39 empty] | 0.7385 | 0.025484 | 12.5895
13815 | Northwestern Wisconsin Elec Co | 4020 | Frederic Diesel | WI | POLK | 9 | IC | OP | 2.5 | 2.5 | 2.6 |  | 7 | 2000 | DFO |  | N | Y | N | Electric Utility |  |  |  |  | N | [57 empty] | LIQUID | [39 empty] | 0.7385 | 0.025484 | 12.5895
13815 | Northwestern Wisconsin Elec Co | 4021 | Grantsburg Diesel | WI | Burnett | 1A | IC | OP | 0.7 | 0.8 | 0.8 |  | 3 | 1995 | DFO |  | N | Y | N | Electric Utility |  |  |  |  | N | [57 empty] | LIQUID | [39 empty] | 0.7385 | 0.025484 | 12.5895
13815 | Northwestern Wisconsin Elec Co | 4021 | Grantsburg Diesel | WI | Burnett | 2 | IC | OP | 0.7 | 0.8 | 0.8 |  | 12 | 1963 | DFO |  | N | Y | N | Electric Utility |  |  |  |  | N | [57 empty] | LIQUID | [39 empty] | 0.7385 | 0.025484 | 12.5895
13815 | Northwestern Wisconsin Elec Co | 4021 | Grantsburg Diesel | WI | Burnett | 3 | IC | OP | 1 | 0.9 | 0.9 |  | 11 | 1968 | DFO |  | N | Y | N | Electric Utility |  |  |  |  | N | [57 empty] | LIQUID | [39 empty] | 0.7385 | 0.025484 | 12.5895
13815 | Northwestern Wisconsin Elec Co | 4021 | Grantsburg Diesel | WI | Burnett | 4 | IC | OP | 2.2 | 2 | 2 |  | 9 | 1975 | DFO |  | N | Y | N | Electric Utility |  |  |  |  | N | [57 empty] | LIQUID | [39 empty] | 0.7385 | 0.025484 | 12.5895
13815 | Northwestern Wisconsin Elec Co | 4021 | Grantsburg Diesel | WI | Burnett | 8 | IC | OP | 1.8 | 1.8 | 1.8 |  | 6 | 2007 | DFO |  | N | Y | N | Electric Utility |  |  |  |  | N | [57 empty] | LIQUID | [39 empty] | 0.7385 | 0.025484 | 12.5895
13815 | Northwestern Wisconsin Elec Co | 55998 | Danbury Diesel | WI | BURNETT | GT1 | GT | OP | 6.7 | 4 | 4 |  | 11 | 1981 | DFO |  | N | Y | N | Electric Utility |  |  |  |  | N | [57 empty] | LIQUID | [39 empty] | 0.95279 | 0.11013 | 13.0252
13815 | Northwestern Wisconsin Elec Co | 55998 | Danbury Diesel | WI | BURNETT | IC1 | IC | OP | 0.5 | 0.5 | 0.5 |  | 3 | 1982 | DFO |  | N | Y | N | Electric Utility |  |  |  |  | N | [57 empty] | LIQUID | [39 empty] | 0.7385 | 0.025484 | 12.5895
13815 | Northwestern Wisconsin Elec Co | 55998 | Danbury Diesel | WI | BURNETT | IC2 | IC | OP | 0.6 | 0.5 | 0.5 |  | 12 | 1966 | DFO |  | N | Y | N | Electric Utility |  |  |  |  | N | [57 empty] | LIQUID | [39 empty] | 0.7385 | 0.025484 | 12.5895
13826 | City of Norway | 1848 | Norway | MI | Dickinson | 1 | HY | OP | 2.7 | 2.7 | 2.7 |  | 6 | 1905 | WAT |  | N | Y | N | Electric Utility |  |  |  |  | N | [57 empty] | N/A | [39 empty] | 0 | 0 | 10.4
13826 | City of Norway | 1848 | Norway | MI | Dickinson | 2 | HY | OP | 1.2 | 1.2 | 1.2 |  | 6 | 1905 | WAT |  | N | Y | N | Electric Utility |  |  |  |  | N | [57 empty] | N/A | [39 empty] | 0 | 0 | 10.4
13826 | City of Norway | 1848 | Norway | MI | Dickinson | 3 | HY | OP | 1.2 | 1.1 | 1.1 |  | 11 | 1988 | WAT |  | N | Y | N | Electric Utility |  |  |  |  | N | [57 empty] | N/A | [39 empty] | 0 | 0 | 10.4
13826 | City of Norway | 1848 | Norway | MI | Dickinson | 4 | HY | OP | 1.2 | 0.9 | 0.9 |  | 7 | 1986 | WAT |  | N | Y | N | Electric Utility |  |  |  |  | N | [57 empty] | N/A | [39 empty] | 0 | 0 | 10.4
13831 | City of Norwich - (CT) | 581 | North Main Street | CT | New London | 5 | GT | OP | 19 | 15.3 | 18.8 |  | 8 | 1972 | DFO |  | N | Y | N | Electric Utility | [62 empty] | LIQUID | CT | Norwich | 581 | TRBINE | 2010 |  | CAIROS | 19.32 | 6 | 326.84 |  |  | 0.62 | 1.492 |  | 4810.9 | 1 |  | New London | Electric Utility | 4911 | Electric Services | 41.5269 | -72.0631 | Norwich Public Utilities (Owner/Operator) |  |  | Operating | Combustion turbine | Diesel Oil |  |  |  |  | 249 | 10.4 | LIQUID | 18 | -22.2222 | 0.62 | 0.36057 | 13.0106
13831 | City of Norwich - (CT) | 583 | Tenth Street | CT | New London | 1 | HY | OP | 1.4 | 1 | 1.2 |  | 5 | 1967 | WAT |  | N | N | N | Electric Utility | [62 empty] | N/A | [39 empty] | 0 | 0 | 10.4
13831 | City of Norwich - (CT) | 57624 | Norwich WWTP | CT | New London | 1 | IC | OP | 2 | 2 | 2 |  | 5 | 2006 | DFO |  | N | Y | N | Commercial Non-CHP | [62 empty] | LIQUID | [39 empty] | 0.7385 | 0.025484 | 12.5895
13833 | Northeastern Power Co | 50039 | Kline Township Cogen Facility | PA | Schuylkill | GEN1 | ST | OP | 59 | 52 | 52 |  | 7 | 1989 | WC | DFO | N | Y | Y | IPP CHP |  |  |  |  | N |  | Y | [38 empty] | OP | SC | BP |  | 55 |  | 0.4 | 0.4 |  |  | 99.9 | 20 | 175000 |  |  |  |  | COAL | PA | Northeastern Power Company | 50039 | 31 | 2010 |  | CAIRNOX, CAIROS, CAIRSO2 | 8645.74 | 12 | 471246.85 |  | 844.351 | 0.0442 | 129.833 |  | 6051023.49 | 3 |  | Schuylkill | Electric Utility | 4911 | Electric Services | 40.8737 | -75.9936 | Northeastern Power Company (Owner) Nepco Services Company (Owner/Operator) |  |  | Operating | Circulating fluidized bed boiler | Coal |  | Fluidized Bed Limestone Injection | Other | Baghouse | 750 | 10.4 | COAL | 72.1154 | -193.4172 | 0.0442 | 0.27908 | 11.4553
13842 | Northwind Energy Inc | 10738 | Northwind Energy | CA | Contra Costa | GEN1 | WT | OP | 13 | 12.1 | 12.1 |  | 1 | 1986 | WND |  | N | Y | N | IPP Non-CHP | [62 empty] | N/A | [39 empty] | 0 | 0 | 10.4
13866 | NWP Indian Mesa Wind Farm LP | 55747 | NWP Indian Mesa Wind Farm | TX | Pecos | NWP2 | WT | OP | 82.5 | 82.5 | 82.5 |  | 5 | 2001 | WND |  | N | Y | N | IPP Non-CHP | [62 empty] | N/A | [39 empty] | 0 | 0 | 10.4
13870 | Nushagak Electric Coop, Inc | 109 | Dillingham | AK | Dillingham | 10 | IC | OP | 1.1 | 1.1 | 1.1 |  | 5 | 1988 | DFO |  | N | N | N | Electric Utility | [62 empty] | LIQUID | [39 empty] | 0.7385 | 0.025484 | 12.5895
13870 | Nushagak Electric Coop, Inc | 109 | Dillingham | AK | Dillingham | 11 | IC | OP | 1 | 1 | 1 |  | 11 | 2001 | DFO |  | N | N | N | Electric Utility | [62 empty] | LIQUID | [39 empty] | 0.7385 | 0.025484 | 12.5895
13870 | Nushagak Electric Coop, Inc | 109 | Dillingham | AK | Dillingham | 12 | IC | OP | 1 | 1 | 1 |  | 3 | 2006 | DFO |  | N | N | N | Electric Utility | [62 empty] | LIQUID | [39 empty] | 0.7385 | 0.025484 | 12.5895
13870 | Nushagak Electric Coop, Inc | 109 | Dillingham | AK | Dillingham | 13 | IC | OP | 1 | 1 | 1 |  | 4 | 2006 | DFO |  | N | N | N | Electric Utility | [62 empty] | LIQUID | [39 empty] | 0.7385 | 0.025484 | 12.5895
13870 | Nushagak Electric Coop, Inc | 109 | Dillingham | AK | Dillingham | 14 | IC | OP | 1 | 1 | 1 |  | 3 | 2008 | DFO |  | N | N | N | Electric Utility | [62 empty] | LIQUID | [39 empty] | 0.7385 | 0.025484 | 12.5895
13870 | Nushagak Electric Coop, Inc | 109 | Dillingham | AK | Dillingham | 15 | IC | OP | 1 | 1 | 1 |  | 5 | 2008 | DFO |  | N | N | N | Electric Utility | [62 empty] | LIQUID | [39 empty] | 0.7385 | 0.025484 | 12.5895
13870 | Nushagak Electric Coop, Inc | 109 | Dillingham | AK | Dillingham | 16 | IC | OP | 0.5 | 0.5 | 0.5 |  | 12 | 2009 | DFO |  | N | N | N | Electric Utility | [62 empty] | LIQUID | [39 empty] | 0.7385 | 0.025484 | 12.5895
13876 | Nove Investments I LLC | 50831 | Nove Power Plant | CA | Contra Costa | GEN1 | IC | OP | 1 | 1 | 1 |  | 12 | 1985 | LFG |  | N | N | N | IPP Non-CHP | [62 empty] | GAS | [39 empty] | 1.1659 | 0.0016829 | 10.4
13876 | Nove Investments I LLC | 50831 | Nove Power Plant | CA | Contra Costa | GEN2 | IC | OP | 1 | 1 | 1 |  | 5 | 1987 | LFG |  | N | N | N | IPP Non-CHP | [62 empty] | GAS | [39 empty] | 1.1659 | 0.0016829 | 10.4
13876 | Nove Investments I LLC | 50831 | Nove Power Plant | CA | Contra Costa | GEN3 | IC | OP | 1 | 1 | 1 |  | 12 | 1985 | LFG |  | N | N | N | IPP Non-CHP | [62 empty] | GAS | [39 empty] | 1.1659 | 0.0016829 | 10.4
13898 | Oildale Energy LLC | 54371 | Oildale Energy LLC | CA | Kern | ODC1 | GT | OP | 42.2 | 39 | 39 |  | 6 | 1984 | NG |  | N | Y | Y | IPP CHP | [62 empty] | GAS | [39 empty] | 0.11862 | 0.001396 | 12.76
13904 | O'Connell Engineering&Fin Inc | 50832 | Chicopee Hydroelectric Station | MA | HAMPDEN | 1 | HY | OP | 1.2 | 1.2 | 1.2 |  | 5 | 1985 | WAT |  | N | Y | N | IPP Non-CHP | [62 empty] | N/A | [39 empty] | 0 | 0 | 10.4
13904 | O'Connell Engineering&Fin Inc | 50832 | Chicopee Hydroelectric Station | MA | HAMPDEN | 2 | HY | OP | 1.2 | 1.2 | 1.2 |  | 5 | 1985 | WAT |  | N | Y | N | IPP Non-CHP | [62 empty] | N/A | [39 empty] | 0 | 0 | 10.4
13908 | NRG South CentralOperationsInc | 55433 | Bayou Cove Peaking Power | LA | Acadia | 1 | GT | OP | 110 | 75 | 80 |  | 7 | 2002 | NG |  | N | Y | N | IPP Non-CHP |  |  |  |  | N | [57 empty] | GAS | LA | Bayou Cove Peaking Power Plant | 55433 | CTG-1 | 2010 |  | ARP, CAIRNOX, CAIROS, CAIRSO2 | 176.97 | 12 | 8778.31 |  | 0.035 | 0.0335 | 1.59 | 6899.681 | 116103.581 | 6 |  | Acadia | Electric Utility | 4911 | Electric Services | 30.2825 | -92.5994 | NRG South Central - Bayou Cove (Owner/Operator) | Phase 2 |  | Operating | Combustion turbine | Pipeline Natural Gas |  |  | Dry Low NOx Burners |  | 1073 | 12.0816 | GAS | 85 | 468.75 | 0.0335 | 0.000603 | 12.0816
13908 | NRG South CentralOperationsInc | 55433 | Bayou Cove Peaking Power | LA | Acadia | 2 | GT | OP | 110 | 75 | 80 |  | 7 | 2002 | NG |  | N | Y | N | IPP Non-CHP |  |  |  |  | N | [57 empty] | GAS | LA | Bayou Cove Peaking Power Plant | 55433 | CTG-2 | 2010 |  | ARP, CAIRNOX, CAIROS, CAIRSO2 | 130.96 | 12 | 6570.8 |  | 0.026 | 0.0381 | 1.372 | 5165.912 | 86929.355 | 6 |  | Acadia | Electric Utility | 4911 | Electric Services | 30.2825 | -92.5994 | NRG South Central - Bayou Cove (Owner/Operator) | Phase 2 |  | Operating | Combustion turbine | Pipeline Natural Gas |  |  | Dry Low NOx Burners |  | 1073 | 12.3262 | GAS | 75 | 466.6667 | 0.0381 | 0.000598 | 12.3262
13908 | NRG South CentralOperationsInc | 55433 | Bayou Cove Peaking Power | LA | Acadia | 3 | GT | OP | 110 | 75 | 80 |  | 8 | 2002 | NG |  | N | Y | N | IPP Non-CHP |  |  |  |  | N | [57 empty] | GAS | LA | Bayou Cove Peaking Power Plant | 55433 | CTG-3 | 2010 |  | ARP, CAIRNOX, CAIROS, CAIRSO2 | 127.69 | 12 | 6414.09 |  | 0.026 | 0.0303 | 1.06 | 5069.183 | 85307.987 | 6 |  | Acadia | Electric Utility | 4911 | Electric Services | 30.2825 | -92.5994 | NRG South Central - Bayou Cove (Owner/Operator) | Phase 2 |  | Operating | Combustion turbine | Pipeline Natural Gas |  |  | Dry Low NOx Burners |  | 1073 | 12.3925 | GAS | 76 | 473.6842 | 0.0303 | 0.00061 | 12.3925
13908 | NRG South CentralOperationsInc | 55433 | Bayou Cove Peaking Power | LA | Acadia | 4 | GT | OP | 110 | 75 | 80 |  | 8 | 2002 | NG |  | N | Y | N | IPP Non-CHP |  |  |  |  | N | [57 empty] | GAS | LA | Bayou Cove Peaking Power Plant | 55433 | CTG-4 | 2010 |  | ARP, CAIRNOX, CAIROS, CAIRSO2 | 250.74 | 12 | 12715.33 |  | 0.05 | 0.0298 | 2.079 | 9960.421 | 167620.471 | 6 |  | Acadia | Electric Utility | 4911 | Electric Services | 30.2825 | -92.5994 | NRG South Central - Bayou Cove (Owner/Operator) | Phase 2 |  | Operating | Combustion turbine | Pipeline Natural Gas |  |  | Dry Low NOx Burners |  | 1073 | 12.1634 | GAS | 85 | 468.75 | 0.0298 | 0.000597 | 12.1634
13914 | Occidental Chemical Corporation | 55089 | Taft Cogeneration Facility | LA | St Charles | CT1 | CT | OP | 178.5 | 155 | 180 |  | 7 | 2002 | NG | OG | N | Y | Y | Industrial CHP |  |  |  |  | N | [57 empty] | GAS | LA | Taft Cogeneration Facility | 55089 | CT1 | 2010 |  | ARP, CAIRNOX, CAIROS, CAIRSO2 | 8444.97 | 12 | 1222882.34 |  | 0.699 | 0.0288 | 197.182 | 830202.22 | 13969999 | 6 |  | Saint Charles | Cogeneration | 4931 | Elec & Other Services Combined | 29.9861 | -90.4575 | Occidental Chemical Corporation (Owner/Operator) | Phase 2 |  | Operating | Combined cycle | Pipeline Natural Gas | Other Gas |  | Dry Low NOx Burners |  | 2229 | 11.3178 | GAS | 189 | 1975 | 0.0288 | 0.0001 | 11.3178
13914 | Occidental Chemical Corporation | 55089 | Taft Cogeneration Facility | LA | St Charles | CT2 | CT | OP | 178.5 | 155 | 180 |  | 8 | 2002 | NG | OG | N | Y | Y | Industrial CHP |  |  |  |  | N | [57 empty] | GAS | LA | Taft Cogeneration Facility | 55089 | CT2 | 2010 |  | ARP, CAIRNOX, CAIROS, CAIRSO2 | 8531.23 | 12 | 1241647.42 |  | 0.712 | 0.028 | 196.995 | 846195.779 | 14238905.72 | 6 |  | Saint Charles | Cogeneration | 4931 | Elec & Other Services Combined | 29.9861 | -90.4575 | Occidental Chemical Corporation (Owner/Operator) | Phase 2 |  | Operating | Combined cycle | Pipeline Natural Gas | Other Gas |  | Dry Low NOx Burners |  | 2229 | 11.3413 | GAS | 192 | 1966.6667 | 0.028 | 0.0001 | 11.3413
13914 | Occidental Chemical Corporation | 55089 | Taft Cogeneration Facility | LA | St Charles | CT3 | CT | OP | 178.5 | 155 | 180 |  | 9 | 2002 | NG | OG | N | Y | Y | Industrial CHP |  |  |  |  | N | [57 empty] | GAS | LA | Taft Cogeneration Facility | 55089 | CT3 | 2010 |  | ARP, CAIRNOX, CAIROS, CAIRSO2 | 8219.28 | 12 | 1183162.5 |  | 0.679 | 0.0282 | 190.722 | 806817.981 | 13576395.46 | 6 |  | Saint Charles | Cogeneration | 4931 | Elec & Other Services Combined | 29.9861 | -90.4575 | Occidental Chemical Corporation (Owner/Operator) | Phase 2 |  | Operating | Combined cycle | Pipeline Natural Gas | Other Gas |  | Dry Low NOx Burners |  | 2229 | 11.3808 | GAS | 192 | 1966.6667 | 0.0282 | 0.0001 | 11.3808
13914 | Occidental Chemical Corporation | 55089 | Taft Cogeneration Facility | LA | St Charles | ST1 | CA | OP | 358.7 | 325 | 325 |  | 10 | 2002 | NG |  | N | Y | Y | Industrial CHP |  |  |  |  | N | [6 empty] | H1¦¦H2¦¦H3 | 2002 | 536000 | [48 empty] | GAS | [39 empty] | 0 | 0 | 10.4
13922 | Norwalk Power LLC | 548 | NRG Norwalk Harbor | CT | Fairfield | 1 | ST | OP | 163.2 | 162 | 164 |  | 6 | 1960 | RFO | DFO | N | Y | N | IPP Non-CHP |  |  |  |  | N | [6 empty] | 1 | 1960 | 750000 | [31 empty] | OP | EK |  |  | 10 |  |  |  | 1 | 1 | 99 | 2 | 560000 | OP | LA |  |  | LIQUID | CT | Norwalk Harbor Station | 548 | 1 | 2010 | CS0001 | ARP, CAIROS, RGGI | 884.6 | 12 | 38313.91 |  | 63.956 | 0.1267 | 36.437 | 36199.811 | 447264.097 | 1 |  | Fairfield | Electric Utility | 4911 | Electric Services | 41.0732 | -73.4098 | Norwalk Power, LLC (Owner/Operator) | Phase 2 |  | Operating | Tangentially-fired | Residual Oil |  |  | Selective Non-catalytic Reduction | Electrostatic Precipitator | 1776 | 10.4896 | LIQUID | 173 | 1972.561 | 0.1267 | 0.28599 | 10.4896
13922 | Norwalk Power LLC | 548 | NRG Norwalk Harbor | CT | Fairfield | 10 | GT | OP | 16.3 | 11.9 | 17 |  | 10 | 1966 | DFO |  | N | Y | N | IPP Non-CHP |  |  |  |  | N | [57 empty] | LIQUID | CT | Norwalk Harbor Station | 548 | 10 | 2010 |  | CAIROS | 22.43 | 6 | 215.61 |  |  | 1.1704 | 0.008 |  | 13.4 | 1 |  | Fairfield | Electric Utility | 4911 | Electric Services | 41.0732 | -73.4098 | Norwalk Power, LLC (Owner/Operator) |  |  | Operating | Combustion turbine | Other Oil |  |  |  |  | 232 | 10.4 | LIQUID | 14 | 1892.8571 | 1.1704 | 0.39643 | 12.5224
13922 | Norwalk Power LLC | 548 | NRG Norwalk Harbor | CT | Fairfield | 2 | ST | OP | 163.2 | 168 | 172 |  | 6 | 1963 | RFO | DFO | N | Y | N | IPP Non-CHP |  |  |  |  | N | [6 empty] | 1 | 1960 | 750000 | [31 empty] | OP | EK |  |  | 10 |  |  |  | 1 | 1 | 99 | 1 | 580000 | OP | SR | LN | AA | LIQUID | CT | Norwalk Harbor Station | 548 | 2 | 2010 | CS0001 | ARP, CAIROS, RGGI | 928.13 | 12 | 45428.53 |  | 75.628 | 0.1292 | 43.928 | 43155.953 | 533193.191 | 1 |  | Fairfield | Electric Utility | 4911 | Electric Services | 41.0732 | -73.4098 | Norwalk Power, LLC (Owner/Operator) | Phase 2 |  | Operating | Tangentially-fired | Residual Oil |  |  | Selective Non-catalytic Reduction | Electrostatic Precipitator | 1776 | 10.5346 | LIQUID | 185 | 1962.2093 | 0.1292 | 0.28368 | 10.5346
13923 | NRG Oswego Harbor Power Operations Inc | 2594 | Oswego Harbor Power | NY | Oswego | ST5 | ST | OP | 901.8 | 823.5 | 823.3 |  | 6 | 1975 | RFO | NG | N | Y | N | IPP Non-CHP |  |  |  |  | N | [6 empty] | 5 | 1976 | 2500000 | [31 empty] | OP | EK |  |  |  | 0.1 |  |  | 1.5 |  | 98.5 | 208 | 2310000 |  |  |  |  | LIQUID | NY | Oswego Harbor Power | 2594 | 5 | 2010 |  | ARP, CAIRNOX, CAIROS, CAIRSO2, RGGI | 248.16 | 12 | 34374.26 |  | 226.118 | 0.1136 | 48.666 | 35619.544 | 440072.042 | 2 | Northeast Power Coordinating Council | Oswego | Electric Utility |  |  | 43.46 | -76.53 | NRG Energy, Inc (Operator) Oswego Harbor Power, LLC (Owner) | Phase 2 |  | Operating | Dry bottom wall-fired boiler | Residual Oil | Pipeline Natural Gas |  | Overfire Air |  | 9422 | 10.592 | LIQUID | 883 | 463.7435 | 0.1136 | 1.0276 | 10.592
13923 | NRG Oswego Harbor Power Operations Inc | 2594 | Oswego Harbor Power | NY | Oswego | ST6 | ST | OP | 901.8 | 820.8 | 824.8 |  | 12 | 1979 | RFO | NG | Y | Y | N | IPP Non-CHP |  |  |  |  | N | [6 empty] | 6 | 1980 | 1200000 | [31 empty] | OP | EK |  |  |  | 0.1 |  |  | 0.8 |  | 98.5 | 334 | 2310000 |  |  |  |  | LIQUID | NY | Oswego Harbor Power | 2594 | 6 | 2010 |  | ARP, CAIRNOX, CAIROS, CAIRSO2, RGGI | 209.06 | 12 | 34920.75 |  | 135.476 | 0.102 | 39.917 | 34042.408 | 426288.912 | 2 | Northeast Power Coordinating Council | Oswego | Electric Utility |  |  | 43.46 | -76.53 | NRG Energy, Inc (Operator) Oswego Harbor Power, LLC (Owner) | Phase 2 |  | Operating | Dry bottom wall-fired boiler | Residual Oil | Pipeline Natural Gas |  | Overfire Air | Electrostatic Precipitator | 9491 | 10.5812 | LIQUID | 880 | 466.5373 | 0.102 | 0.63561 | 10.5812
13935 | Oakdale&South San Joaquin Irrigation D. | 414 | Beardsley | CA | Tuolumne | 1 | HY | OP | 10 | 10 | 8.5 |  | 5 | 1957 | WAT |  | N | Y | N | IPP Non-CHP | [62 empty] | N/A | [39 empty] | 0 | 0 | 10.4
13935 | Oakdale&South San Joaquin Irrigation D. | 415 | Donnells | CA | Tuolumne | H1 | HY | OP | 72 | 72 | 61.2 |  | 6 | 1957 | WAT |  | N | Y | N | IPP Non-CHP | [62 empty] | N/A | [39 empty] | 0 | 0 | 10.4
13935 | Oakdale&South San Joaquin Irrigation D. | 416 | Tulloch | CA | Tuolumne | 1 | HY | OP | 8.5 | 9 | 7.2 |  | 6 | 1958 | WAT |  | N | Y | N | IPP Non-CHP | [62 empty] | N/A | [39 empty] | 0 | 0 | 10.4
13935 | Oakdale&South San Joaquin Irrigation D. | 416 | Tulloch | CA | Tuolumne | 2 | HY | OP | 8.5 | 9 | 7.2 |  | 6 | 1958 | WAT |  | N | Y | N | IPP Non-CHP | [62 empty] | N/A | [39 empty] | 0 | 0 | 10.4
13938 | Oak Creek Energy System Inc II | 50754 | Oak Creek Energy Systems I | CA | Kern | GEN1 | WT | OP | 3.5 | 3.5 | 3.5 |  | 6 | 1982 | WND |  | N | Y | N | IPP Non-CHP |  |  |  |  | N | [57 empty] | N/A | [39 empty] | 0 | 0 | 10.4
13938 | Oak Creek Energy System Inc II | 50754 | Oak Creek Energy Systems I | CA | Kern | GEN2 | WT | OP | 4.2 | 4.2 | 4.2 |  | 12 | 1993 | WND |  | N | Y | N | IPP Non-CHP |  |  |  |  | N | [57 empty] | N/A | [39 empty] | 0 | 0 | 10.4
13938 | Oak Creek Energy System Inc II | 50754 | Oak Creek Energy Systems I | CA | Kern | GEN3 | WT | OP | 23.1 | 23.1 | 23.1 |  | 6 | 1999 | WND |  | N | Y | N | IPP Non-CHP |  |  |  |  | N | [57 empty] | N/A | [39 empty] | 0 | 0 | 10.4
13938 | Oak Creek Energy System Inc II | 50754 | Oak Creek Energy Systems I | CA | Kern | GEN4 | WT | OP | 3.7 | 3.7 | 3.7 |  | 6 | 1999 | WND |  | N | Y | N | IPP Non-CHP |  |  |  |  | N | [57 empty] | N/A | [39 empty] | 0 | 0 | 10.4
13941 | City of Oakley | 1311 | Oakely | KS | LOGAN | 1 | IC | OP | 1.4 | 1.2 | 1.3 |  | 2 | 1961 | NG | DFO | Y | Y | N | Electric Utility |  |  |  |  | N | [57 empty] | GAS | [39 empty] | 1.1659 | 0.0016829 | 10.4
13941 | City of Oakley | 1311 | Oakely | KS | LOGAN | 2 | IC | OP | 0.4 | 0.3 | 0.3 |  | 5 | 1948 | DFO |  | N | Y | N | Electric Utility |  |  |  |  | N | [57 empty] | LIQUID | [39 empty] | 0.7385 | 0.025484 | 12.5895
13941 | City of Oakley | 1311 | Oakely | KS | LOGAN | 4 | IC | OP | 0.9 | 0.8 | 0.8 |  | 4 | 1956 | NG | DFO | Y | Y | N | Electric Utility | [62 empty] | GAS | [39 empty] | 1.1659 | 0.0016829 | 10.4
13941 | City of Oakley | 1311 | Oakely | KS | LOGAN | 6 | IC | OP | 3.3 | 3.2 | 3.2 |  | 6 | 1973 | NG | DFO | Y | Y | N | Electric Utility | [62 empty] | GAS | [39 empty] | 1.1659 | 0.0016829 | 10.4
13943 | Ocean County Utilities Auth | 54569 | Bayville Central Facility | NJ | Ocean | COG1 | IC | OP | 0.3 | 0.3 | 0.3 |  | 9 | 1988 | OBG | NG | Y | N | Y | Commercial CHP |  |  |  |  | N | [57 empty] | GAS | [39 empty] | 1.1659 | 0.0016829 | 10.4
13943 | Ocean County Utilities Auth | 54569 | Bayville Central Facility | NJ | Ocean | COG2 | IC | OP | 0.3 | 0.3 | 0.3 |  | 9 | 1988 | OBG | NG | Y | N | Y | Commercial CHP |  |  |  |  | N | [57 empty] | GAS | [39 empty] | 1.1659 | 0.0016829 | 10.4
13943 | Ocean County Utilities Auth | 54569 | Bayville Central Facility | NJ | Ocean | COG3 | IC | OP | 0.3 | 0.3 | 0.3 |  | 9 | 1988 | OBG | NG | Y | N | Y | Commercial CHP |  |  |  |  | N | [57 empty] | GAS | [39 empty] | 1.1659 | 0.0016829 | 10.4
13943 | Ocean County Utilities Auth | 54569 | Bayville Central Facility | NJ | Ocean | COG4 | IC | OP | 1.5 | 1.5 | 1.5 |  | 5 | 2002 | DFO |  | N | N | N | Commercial CHP |  |  |  |  | N | [57 empty] | LIQUID | [39 empty] | 0.7385 | 0.025484 | 12.5895
13943 | Ocean County Utilities Auth | 54569 | Bayville Central Facility | NJ | Ocean | COG5 | IC | OP | 1.5 | 1.5 | 1.5 |  | 5 | 2002 | DFO |  | N | N | N | Commercial CHP |  |  |  |  | N | [57 empty] | LIQUID | [39 empty] | 0.7385 | 0.025484 | 12.5895
13943 | Ocean County Utilities Auth | 54569 | Bayville Central Facility | NJ | Ocean | COG6 | IC | OP | 1.5 | 1.5 | 1.5 |  | 5 | 2002 | DFO |  | N | N | N | Commercial CHP |  |  |  |  | N | [57 empty] | LIQUID | [39 empty] | 0.7385 | 0.025484 | 12.5895
13943 | Ocean County Utilities Auth | 54569 | Bayville Central Facility | NJ | Ocean | COG7 | IC | OP | 1.5 | 1.5 | 1.5 |  | 5 | 2002 | DFO |  | N | N | N | Commercial CHP |  |  |  |  | N | [57 empty] | LIQUID | [39 empty] | 0.7385 | 0.025484 | 12.5895
13943 | Ocean County Utilities Auth | 54569 | Bayville Central Facility | NJ | Ocean | CPV1 | PV | OP | 0.2 | 0.2 | 0.1 |  | 5 | 2007 | SUN |  | N | N | N | Commercial CHP |  |  |  |  | N | [57 empty] | N/A | [39 empty] | 0 | 0 | 10.4
13949 | City of Oberlin | 2933 | Oberlin | OH | Lorain | 1 | IC | OP | 1.1 | 1 | 1 |  | 1 | 1948 | DFO |  | N | N | N | Electric Utility |  |  |  |  | N | [57 empty] | LIQUID | [39 empty] | 0.7385 | 0.025484 | 12.5895
13949 | City of Oberlin | 2933 | Oberlin | OH | Lorain | 10 | IC | OP | 0.5 | 0.5 | 0.5 |  | 1 | 1990 | NG |  | N | N | N | Electric Utility |  |  |  |  | N | [57 empty] | GAS | [39 empty] | 1.1659 | 0.0016829 | 10.4
13949 | City of Oberlin | 2933 | Oberlin | OH | Lorain | 2A | IC | OP | 3.1 | 3.1 | 3.1 |  | 6 | 2001 | NG | DFO | Y | N | N | Electric Utility | [62 empty] | GAS | [39 empty] | 1.1659 | 0.0016829 | 10.4
13949 | City of Oberlin | 2933 | Oberlin | OH | Lorain | 3A | IC | OP | 3.1 | 3.1 | 3.1 |  | 6 | 2001 | NG | DFO | Y | N | N | Electric Utility |  |  |  |  | N | [57 empty] | GAS | [39 empty] | 1.1659 | 0.0016829 | 10.4
13949 | City of Oberlin | 2933 | Oberlin | OH | Lorain | 5 | IC | OP | 2 | 2 | 2 |  | 1 | 1951 | NG | DFO | Y | N | N | Electric Utility |  |  |  |  | N | [57 empty] | GAS | [39 empty] | 1.1659 | 0.0016829 | 10.4
13949 | City of Oberlin | 2933 | Oberlin | OH | Lorain | 6 | IC | OP | 2.5 | 2 | 2 |  | 1 | 1958 | DFO | NG | Y | N | N | Electric Utility |  |  |  |  | N | [57 empty] | LIQUID | [39 empty] | 0.7385 | 0.025484 | 12.5895
13949 | City of Oberlin | 2933 | Oberlin | OH | Lorain | 7 | IC | OP | 2.6 | 2.7 | 2.7 |  | 1 | 1961 | DFO | NG | Y | N | N | Electric Utility | [62 empty] | LIQUID | [39 empty] | 0.7385 | 0.025484 | 12.5895
13949 | City of Oberlin | 2933 | Oberlin | OH | Lorain | 8 | IC | OP | 3 | 3 | 3 |  | 1 | 1966 | DFO | NG | Y | N | N | Electric Utility | [62 empty] | LIQUID | [39 empty] | 0.7385 | 0.025484 | 12.5895
13949 | City of Oberlin | 2933 | Oberlin | OH | Lorain | 9 | IC | OP | 0.4 | 0.4 | 0.4 |  | 1 | 1990 | NG |  | N | N | N | Electric Utility | [62 empty] | GAS | [39 empty] | 1.1659 | 0.0016829 | 10.4
13949 | City of Oberlin | 2933 | Oberlin | OH | Lorain | IC4 | IC | OP | 2.1 | 2.1 | 2.1 |  | 6 | 1996 | NG |  | N | Y | N | Electric Utility | [62 empty] | GAS | [39 empty] | 1.1659 | 0.0016829 | 10.4
13960 | NRG Cabrillo Power Ops Inc | 302 | Encina | CA | San Diego | 2 | ST | OP | 110.2 | 104 | 104 |  | 7 | 1956 | NG |  | N | Y | N | IPP Non-CHP |  |  |  |  | N | [6 empty] | 1 | 1978 | 1624860 | [48 empty] | GAS | CA | Cabrillo Power I Encina Power Station | 302 | 2 | 2010 | CS0001 | ARP | 541.93 | 12 | 11172.93 |  | 0.042 | 0.0059 | 0.624 | 8340.76 | 140290.663 | 9 | Western Electricity Coordinating Council | San Diego | Electric Utility | 4931 | Elec & Other Services Combined | 33.1408 | -117.3342 | Cabrillo Power Operations Inc. (Owner/Operator) | Phase 2 |  | Operating | Dry bottom wall-fired boiler | Pipeline Natural Gas | Residual Oil |  | Low NOx Burner Technology (Dry Bottom only) Selective Catalytic Reduction |  | 1013 | 11.1979 | GAS | 103 | 1995.1456 | 0.0059 | 0.000599 | 11.1979
13960 | NRG Cabrillo Power Ops Inc | 302 | Encina | CA | San Diego | 3 | ST | OP | 110.2 | 110 | 110 |  | 8 | 1958 | NG |  | N | Y | N | IPP Non-CHP |  |  |  |  | N | [6 empty] | 1 | 1978 | 1624860 | [44 empty] | OP | LN |  |  | GAS | CA | Cabrillo Power I Encina Power Station | 302 | 3 | 2010 | CS0001 | ARP | 988.8 | 12 | 23379.74 |  | 0.083 | 0.0072 | 1.153 | 16469.319 | 277117.765 | 9 | Western Electricity Coordinating Council | San Diego | Electric Utility | 4931 | Elec & Other Services Combined | 33.1408 | -117.3342 | Cabrillo Power Operations Inc. (Owner/Operator) | Phase 2 |  | Operating | Dry bottom wall-fired boiler | Pipeline Natural Gas | Residual Oil |  | Low NOx Burner Technology (Dry Bottom only) Selective Catalytic Reduction |  | 1128 | 9.642 | GAS | 114 | 1981.8182 | 0.0072 | 0.000599 | 9.642
13960 | NRG Cabrillo Power Ops Inc | 302 | Encina | CA | San Diego | 4 | ST | OP | 306 | 300 | 300 |  | 11 | 1973 | NG |  | N | Y | N | IPP Non-CHP |  |  |  |  | N | [6 empty] | 1 | 1978 | 1624860 | [48 empty] | GAS | CA | Cabrillo Power I Encina Power Station | 302 | 4 | 2010 | CS0001 | ARP | 1154.46 | 12 | 83460.91 |  | 0.287 | 0.0069 | 4.094 | 56829.565 | 956273.009 | 9 | Western Electricity Coordinating Council | San Diego | Electric Utility | 4931 | Elec & Other Services Combined | 33.1408 | -117.3342 | Cabrillo Power Operations Inc. (Owner/Operator) | Phase 2 |  | Operating | Dry bottom wall-fired boiler | Pipeline Natural Gas | Residual Oil |  | Low NOx Burner Technology w/ Overfire Air Selective Catalytic Reduction |  | 3245 | 10.1766 | GAS | 321 | 1965 | 0.0069 | 0.0006 | 10.1766
13960 | NRG Cabrillo Power Ops Inc | 302 | Encina | CA | San Diego | 5 | ST | OP | 345.6 | 330 | 330 |  | 11 | 1978 | NG |  | N | Y | N | IPP Non-CHP |  |  |  |  | N | [6 empty] | 1 | 1978 | 1624860 | [48 empty] | GAS | CA | Cabrillo Power I Encina Power Station | 302 | 5 | 2010 | CS0001 | ARP | 2543.62 | 12 | 215259.26 |  | 0.728 | 0.0073 | 10.693 | 144253.713 | 2427373.32 | 9 | Western Electricity Coordinating Council | San Diego | Electric Utility | 4931 | Elec & Other Services Combined | 33.1408 | -117.3342 | Cabrillo Power Operations Inc. (Owner/Operator) | Phase 2 |  | Operating | Dry bottom wall-fired boiler | Pipeline Natural Gas | Residual Oil |  | Low NOx Burner Technology w/ Overfire Air Selective Catalytic Reduction |  | 3475 | 9.8889 | GAS | 345 | 1977.2727 | 0.0073 | 0.0006 | 9.8889
13960 | NRG Cabrillo Power Ops Inc | 302 | Encina | CA | San Diego | ST1 | ST | OP | 110 | 106 | 106 |  | 11 | 1954 | NG |  | N | Y | N | IPP Non-CHP |  |  |  |  | N | [6 empty] | 1 | 1978 | 1624860 | [44 empty] | OP | OV | LN |  | GAS | CA | Cabrillo Power I Encina Power Station | 302 | 1 | 2010 | CS0001 | ARP | 1251.14 | 12 | 36341.3 |  | 0.135 | 0.0072 | 2.031 | 26807.444 | 451108.212 | 9 | Western Electricity Coordinating Council | San Diego | Electric Utility | 4931 | Elec & Other Services Combined | 33.1408 | -117.3342 | Cabrillo Power Operations Inc. (Owner/Operator) | Phase 2 |  | Operating | Dry bottom wall-fired boiler | Pipeline Natural Gas | Residual Oil |  | Low NOx Burner Technology (Dry Bottom only) Selective Catalytic Reduction |  | 1013 | 10.9824 | GAS | 111 | 476.4151 | 0.0072 | 0.000599 | 10.9824
13964 | Oconto Electric Cooperative | 4147 | Stiles | WI | Oconto | 1 | HY | OP | 0.5 | 0.3 | 0.3 |  | 3 | 1949 | WAT |  | N | N | N | Electric Utility | [62 empty] | N/A | [39 empty] | 0 | 0 | 10.4
13964 | Oconto Electric Cooperative | 4147 | Stiles | WI | Oconto | 2 | HY | OP | 0.5 | 0.3 | 0.3 |  | 3 | 1949 | WAT |  | N | N | N | Electric Utility | [62 empty] | N/A | [39 empty] | 0 | 0 | 10.4
13982 | Ogden Projects Inc-Haverhill | 50661 | Covanta Haverhill | MA | Essex | GEN1 | ST | OP | 46 | 42.8 | 43.2 |  | 5 | 1989 | MSW |  | N | Y | N | IPP Non-CHP |  |  |  |  | N | [25 empty] | OP: OP; DP: SD; LS: LI; N: N |  | 80 | 5 | 200000 | 100 | OP | BP | [8 empty] | 99.9 | 7 | 265014 |  |  |  |  | OTHER SOLID | [39 empty] | 0 | 0 | 10.4
13989 | Occidental of Elk Hills Inc | 55950 | Elk Hills Cogen | CA | KERN | U1 | GT | OP | 23.3 | 23.3 | 24.1 |  | 11 | 1994 | NG |  | N | Y | Y | Industrial CHP |  |  |  |  | N | [57 empty] | GAS | [39 empty] | 0.11482 | 0.0011866 | 11.2135
13989 | Occidental of Elk Hills Inc | 55950 | Elk Hills Cogen | CA | KERN | U2 | GT | OP | 23.3 | 23.3 | 24.1 |  | 11 | 1994 | NG |  | N | Y | Y | Industrial CHP |  |  |  |  | N | [57 empty] | GAS | [39 empty] | 0.11482 | 0.0011866 | 11.2135
13994 | Oglethorpe Power Corporation | 6189 | Rocky Mountain Hydroelectric Plant | GA | Floyd | 1 | PS | OP | 282.6 | 345 | 345 |  | 7 | 1995 | WAT |  | N | Y | N | Electric Utility |  |  |  |  | N | [57 empty] | N/A | [39 empty] | 0 | 0 | 10.4
13994 | Oglethorpe Power Corporation | 6189 | Rocky Mountain Hydroelectric Plant | GA | Floyd | 2 | PS | OP | 282.6 | 344.3 | 344.3 |  | 6 | 1995 | WAT |  | N | Y | N | Electric Utility |  |  |  |  | N | [57 empty] | N/A | [39 empty] | 0 | 0 | 10.4
13994 | Oglethorpe Power Corporation | 6189 | Rocky Mountain Hydroelectric Plant | GA | Floyd | 3 | PS | OP | 282.6 | 345 | 345 |  | 6 | 1995 | WAT |  | N | Y | N | Electric Utility |  |  |  |  | N | [57 empty] | N/A | [39 empty] | 0 | 0 | 10.4
13994 | Oglethorpe Power Corporation | 7813 | Sewell Creek Energy | GA | Polk | 1 | GT | OP | 121 | 92.9 | 120.8 |  | 7 | 2000 | NG |  | N | Y | N | Electric Utility |  |  |  |  | N | [57 empty] | GAS | GA | Sewell Creek Energy | 7813 | 1 | 2010 |  | ARP, CAIRNOX, CAIRSO2 | 36.25 | 12 | 3041.5 |  | 0.011 | 0.0569 | 0.74 | 2223.875 | 37422.8 | 4 |  | Polk | Electric Utility | 4911 | Electric Services | 33.9486 | -85.2769 | Smarr EMC (Owner) Oglethorpe Power Corporation (Operator) | Phase 2 |  | Operating | Combustion turbine | Pipeline Natural Gas |  |  | Dry Low NOx Burners |  | 1560 | 11.614 | GAS | 98 | 1883.6735 | 0.0569 | 0.000588 | 11.614
13994 | Oglethorpe Power Corporation | 7813 | Sewell Creek Energy | GA | Polk | 2 | GT | OP | 121 | 94.3 | 120.8 |  | 7 | 2000 | NG |  | N | Y | N | Electric Utility |  |  |  |  | N | [57 empty] | GAS | GA | Sewell Creek Energy | 7813 | 2 | 2010 |  | ARP, CAIRNOX, CAIRSO2 | 23.25 | 12 | 1934.25 |  | 0.007 | 0.0574 | 0.499 | 1393.4 | 23446.1 | 4 |  | Polk | Electric Utility | 4911 | Electric Services | 33.9486 | -85.2769 | Smarr EMC (Owner) Oglethorpe Power Corporation (Operator) | Phase 2 |  | Operating | Combustion turbine | Pipeline Natural Gas |  |  | Dry Low NOx Burners |  | 1335 | 11.0564 | GAS | 109 | 1945.8716 | 0.0574 | 0.000597 | 11.0564
13994 | Oglethorpe Power Corporation | 7813 | Sewell Creek Energy | GA | Polk | 3 | GT | OP | 164 | 130.2 | 148.8 |  | 9 | 2000 | NG |  | N | Y | N | Electric Utility |  |  |  |  | N | [57 empty] | GAS | GA | Sewell Creek Energy | 7813 | 3 | 2010 |  | ARP, CAIRNOX, CAIRSO2 | 960.5 | 12 | 109290.25 |  | 0.362 | 0.0782 | 44.427 | 71623.3 | 1205212.575 | 4 |  | Polk | Electric Utility | 4911 | Electric Services | 33.9486 | -85.2769 | Smarr EMC (Owner) Oglethorpe Power Corporation (Operator) | Phase 2 |  | Operating | Combustion turbine | Pipeline Natural Gas |  |  | Dry Low NOx Burners |  | 1510 | 10.7343 | GAS | 138 | 1960.8696 | 0.0782 | 0.000601 | 10.7343
13994 | Oglethorpe Power Corporation | 7813 | Sewell Creek Energy | GA | Polk | 4 | GT | OP | 164 | 134.1 | 148.7 |  | 6 | 2000 | NG |  | N | Y | N | Electric Utility |  |  |  |  | N | [57 empty] | GAS | GA | Sewell Creek Energy | 7813 | 4 | 2010 |  | ARP, CAIRNOX, CAIRSO2 | 845.25 | 12 | 95971.25 |  | 0.317 | 0.0976 | 50.329 | 62842.3 | 1057437.375 | 4 |  | Polk | Electric Utility | 4911 | Electric Services | 33.9486 | -85.2769 | Smarr EMC (Owner) Oglethorpe Power Corporation (Operator) | Phase 2 |  | Operating | Combustion turbine | Pipeline Natural Gas |  |  | Dry Low NOx Burners |  | 1560 | 10.7226 | GAS | 140 | 1968.9286 | 0.0976 | 0.0006 | 10.7226
13994 | Oglethorpe Power Corporation | 7829 | Smarr Energy Center | GA | Monroe | 1 | GT | OP | 121 | 94.3 | 119.5 |  | 6 | 1999 | NG |  | N | Y | N | Electric Utility |  |  |  |  | N | [57 empty] | GAS | GA | Smarr Energy Facility | 7829 | 1 | 2010 |  | ARP, CAIRNOX, CAIRSO2 | 945.75 | 12 | 82674.5 |  | 0.29 | 0.044 | 18.033 | 57402.175 | 965898.175 | 4 |  | Monroe | Electric Utility | 4911 | Electric Services | 32.9856 | -83.8464 | Smarr EMC (Owner) Oglethorpe Power Corporation (Operator) | Phase 2 |  | Operating | Combustion turbine | Pipeline Natural Gas |  |  | Dry Low NOx Burners |  | 1279 | 11.2866 | GAS | 102 | 1914.2157 | 0.044 | 0.0006 | 11.2866
13994 | Oglethorpe Power Corporation | 7829 | Smarr Energy Center | GA | Monroe | 2 | GT | OP | 121 | 96.3 | 119.5 |  | 6 | 1999 | NG |  | N | Y | N | Electric Utility |  |  |  |  | N | [57 empty] | GAS | GA | Smarr Energy Facility | 7829 | 2 | 2010 |  | ARP, CAIRNOX, CAIRSO2 | 1060.25 | 12 | 94354.5 |  | 0.325 | 0.0444 | 20.468 | 64400.55 | 1083665.6 | 4 |  | Monroe | Electric Utility | 4911 | Electric Services | 32.9856 | -83.8464 | Smarr EMC (Owner) Oglethorpe Power Corporation (Operator) | Phase 2 |  | Operating | Combustion turbine | Pipeline Natural Gas |  |  | Dry Low NOx Burners |  | 1279 | 11.2109 | GAS | 108 | 1946.7593 | 0.0444 | 0.0006 | 11.2109
13994 | Oglethorpe Power Corporation | 7916 | Talbot County Energy | GA | Talbot | 1 | GT | OP | 121 | 95.8 | 116.4 |  | 5 | 2002 | NG |  | N | Y | N | Electric Utility |  |  |  |  | N | [57 empty] | GAS | GA | Talbot Energy Facility | 7916 | 1 | 2010 |  | ARP, CAIRNOX, CAIRSO2 | 761.5 | 12 | 67933 |  | 0.245 | 0.0348 | 11.303 | 48475.175 | 815690.15 | 4 |  | Talbot | Electric Utility | 4911 | Electric Services | 32.5892 | -84.6917 | Oglethorpe Power Corporation (Owner/Operator) | Phase 2 |  | Operating | Combustion turbine | Pipeline Natural Gas |  |  | Dry Low NOx Burners |  | 1325 | 11.692 | GAS | 120 | 1984.5361 | 0.0348 | 0.000601 | 11.692
13994 | Oglethorpe Power Corporation | 7916 | Talbot County Energy | GA | Talbot | 2 | GT | OP | 121 | 95.8 | 116.4 |  | 4 | 2002 | NG |  | N | Y | N | Electric Utility |  |  |  |  | N | [57 empty] | GAS | GA | Talbot Energy Facility | 7916 | 2 | 2010 |  | ARP, CAIRNOX, CAIRSO2 | 502.25 | 12 | 43779 |  | 0.16 | 0.0343 | 6.996 | 31689.225 | 533233.05 | 4 |  | Talbot | Electric Utility | 4911 | Electric Services | 32.5892 | -84.6917 | Oglethorpe Power Corporation (Owner/Operator) | Phase 2 |  | Operating | Combustion turbine | Pipeline Natural Gas |  |  | Dry Low NOx Burners |  | 1319 | 11.834 | GAS | 117 | 1997.4227 | 0.0343 | 0.0006 | 11.834
13994 | Oglethorpe Power Corporation | 7916 | Talbot County Energy | GA | Talbot | 3 | GT | OP | 121 | 92.2 | 116.4 |  | 6 | 2002 | NG |  | N | Y | N | Electric Utility |  |  |  |  | N | [57 empty] | GAS | GA | Talbot Energy Facility | 7916 | 3 | 2010 |  | ARP, CAIRNOX, CAIRSO2 | 539 | 12 | 46396.25 |  | 0.166 | 0.0354 | 7.353 | 32907.425 | 553741.975 | 4 |  | Talbot | Electric Utility | 4911 | Electric Services | 32.5892 | -84.6917 | Oglethorpe Power Corporation (Owner/Operator) | Phase 2 |  | Operating | Combustion turbine | Pipeline Natural Gas |  |  | Dry Low NOx Burners |  | 1389 | 11.5852 | GAS | 106 | 1950.9434 | 0.0354 | 0.0006 | 11.5852
13994 | Oglethorpe Power Corporation | 7916 | Talbot County Energy | GA | Talbot | 4 | GT | OP | 121 | 96.1 | 116.4 |  | 6 | 2002 | NG |  | N | Y | N | Electric Utility |  |  |  |  | N | [57 empty] | GAS | GA | Talbot Energy Facility | 7916 | 4 | 2010 |  | ARP, CAIRNOX, CAIRSO2 | 553.25 | 12 | 48541.75 |  | 0.171 | 0.0325 | 7.35 | 33943.7 | 571167.6 | 4 |  | Talbot | Electric Utility | 4911 | Electric Services | 32.5892 | -84.6917 | Oglethorpe Power Corporation (Owner/Operator) | Phase 2 |  | Operating | Combustion turbine | Pipeline Natural Gas |  |  | Dry Low NOx Burners |  | 1410 | 11.4109 | GAS | 107 | 1956.0748 | 0.0325 | 0.000599 | 11.4109
13994 | Oglethorpe Power Corporation | 7916 | Talbot County Energy | GA | Talbot | 5 | GT | OP | 121 | 96.5 | 116.4 |  | 5 | 2003 | NG | DFO | Y | Y | N | Electric Utility |  |  |  |  | N | [57 empty] | GAS | GA | Talbot Energy Facility | 7916 | 5 | 2010 |  | ARP, CAIRNOX, CAIRSO2 | 507 | 12 | 44274.5 |  | 0.481 | 0.0448 | 9.592 | 31715.775 | 521736.15 | 4 |  | Talbot | Electric Utility | 4911 | Electric Services | 32.5892 | -84.6917 | Oglethorpe Power Corporation (Owner/Operator) | Phase 2 |  | Operating | Combustion turbine | Pipeline Natural Gas | Diesel Oil |  | Dry Low NOx Burners |  | 1380 | 11.4356 | GAS | 122 | 1975.945 | 0.0448 | 0.0018438 | 11.4356
13994 | Oglethorpe Power Corporation | 7916 | Talbot County Energy | GA | Talbot | 6 | GT | OP | 121 | 95.3 | 116.4 |  | 5 | 2003 | NG | DFO | Y | Y | N | Electric Utility |  |  |  |  | N | [57 empty] | GAS | GA | Talbot Energy Facility | 7916 | 6 | 2010 |  | ARP, CAIRNOX, CAIRSO2 | 454.75 | 12 | 39337.5 |  | 0.368 | 0.038 | 7.539 | 28521.425 | 471562.25 | 4 |  | Talbot | Electric Utility | 4911 | Electric Services | 32.5892 | -84.6917 | Oglethorpe Power Corporation (Owner/Operator) | Phase 2 |  | Operating | Combustion turbine | Pipeline Natural Gas | Diesel Oil |  | Dry Low NOx Burners |  | 1340 | 11.6513 | GAS | 122 | 1975.945 | 0.038 | 0.0015608 | 11.6513
13994 | Oglethorpe Power Corporation | 7917 | Chattahoochee Energy Facility | GA | Heard | 1 | CT | OP | 176 | 152.4 | 164.1 |  | 2 | 2003 | NG |  | N | Y | N | Electric Utility |  |  |  |  | N | [57 empty] | GAS | GA | Chattahoochee Energy Facility | 7917 | 8A | 2010 |  | ARP, CAIRNOX, CAIRSO2 | 4112.75 | 12 | 586980.75 |  | 1.808 | 0.0162 | 35.564 | 361274.35 | 6079128.25 | 4 |  | Heard | Electric Utility |  |  | 33.407 | -85.0387 | Siemens Power Generation Operating Services Co (Operator) Oglethorpe Power Corporation (Owner/Operator) | Phase 2 |  | Operating | Combined cycle | Pipeline Natural Gas |  |  | Selective Catalytic Reduction |  | 1808 | 10.305 | GAS | 176 | -36.2584 | 0.0162 | 0.000595 | 10.305
13994 | Oglethorpe Power Corporation | 7917 | Chattahoochee Energy Facility | GA | Heard | 2 | CT | OP | 176 | 156 | 168.3 |  | 2 | 2003 | NG |  | N | Y | N | Electric Utility |  |  |  |  | N | [57 empty] | GAS | GA | Chattahoochee Energy Facility | 7917 | 8A | 2010 |  | ARP, CAIRNOX, CAIRSO2 | 4112.75 | 12 | 586980.75 |  | 1.808 | 0.0162 | 35.564 | 361274.35 | 6079128.25 | 4 |  | Heard | Electric Utility |  |  | 33.407 | -85.0387 | Siemens Power Generation Operating Services Co (Operator) Oglethorpe Power Corporation (Owner/Operator) | Phase 2 |  | Operating | Combined cycle | Pipeline Natural Gas |  |  | Selective Catalytic Reduction |  | 1808 | 10.305 | GAS | 176 | -22.8758 | 0.0162 | 0.000595 | 10.305
13994 | Oglethorpe Power Corporation | 7917 | Chattahoochee Energy Facility | GA | Heard | 3 | CA | OP | 187.7 | 159.8 | 170.4 |  | 2 | 2003 | NG |  | N | Y | N | Electric Utility |  |  |  |  | N | [6 empty] | STK8A | 2003 | 852176 | [48 empty] | GAS | [39 empty] | 0 | 0 | 10.4
13994 | Oglethorpe Power Corporation | 54538 | Hartwell Energy Facility | GA | Hart | MAG1 | GT | OP | 180 | 149 | 174 |  | 4 | 1994 | NG | DFO | Y | Y | N | IPP Non-CHP |  |  |  |  | N | [57 empty] | GAS | [39 empty] | 0.074336 | 0.0015348 | 13.1358
13994 | Oglethorpe Power Corporation | 54538 | Hartwell Energy Facility | GA | Hart | MAG2 | GT | OP | 180 | 149 | 174 |  | 4 | 1994 | NG | DFO | Y | Y | N | IPP Non-CHP |  |  |  |  | N | [57 empty] | GAS | [39 empty] | 0.074336 | 0.0015348 | 13.1358
13994 | Oglethorpe Power Corporation | 55141 | Hawk Road Facility | GA | Heard | CT1 | GT | OP | 165 | 163.1 | 178.7 |  | 5 | 2001 | NG |  | N | Y | N | IPP Non-CHP |  |  |  |  | N | [57 empty] | GAS | GA | Hawk Road Energy Facility | 55141 | CT1 | 2010 |  | ARP, CAIRNOX, CAIRSO2 | 950.94 | 12 | 141159.28 |  | 0.472 | 0.0526 | 37.731 | 93450.665 | 1572491.549 | 4 | Southeastern Electric Reliability Council | Heard | Electric Utility |  |  | 33.3577 | -84.9912 | Oglethorpe Power Corporation (Operator) (Ended May 24, 2010) Oglethorpe Power Corporation (Owner/Operator) Heard County Power, LLC (Owner) (Ended May 24, 2010) | Phase 2 |  | Operating | Combustion turbine | Pipeline Natural Gas |  |  | Dry Low NOx Burners |  | 2076 | 10.7286 | GAS | 179 | 1999.1606 | 0.0526 | 0.0006 | 10.7286
13994 | Oglethorpe Power Corporation | 55141 | Hawk Road Facility | GA | Heard | CT2 | GT | OP | 165 | 162.2 | 178.7 |  | 5 | 2001 | NG |  | N | Y | N | IPP Non-CHP |  |  |  |  | N | [57 empty] | GAS | GA | Hawk Road Energy Facility | 55141 | CT2 | 2010 |  | ARP, CAIRNOX, CAIRSO2 | 963 | 12 | 146512.54 |  | 0.476 | 0.0516 | 37.325 | 94345.726 | 1587545.389 | 4 | Southeastern Electric Reliability Council | Heard | Electric Utility |  |  | 33.3577 | -84.9912 | Oglethorpe Power Corporation (Operator) (Ended May 24, 2010) Oglethorpe Power Corporation (Owner/Operator) Heard County Power, LLC (Owner) (Ended May 24, 2010) | Phase 2 |  | Operating | Combustion turbine | Pipeline Natural Gas |  |  | Dry Low NOx Burners |  | 2076 | 10.6758 | GAS | 178 | 1998.0337 | 0.0516 | 0.0006 | 10.6758
13994 | Oglethorpe Power Corporation | 55141 | Hawk Road Facility | GA | Heard | CT3 | GT | OP | 165 | 160.8 | 207.7 |  | 5 | 2001 | NG |  | N | Y | N | IPP Non-CHP |  |  |  |  | N | [57 empty] | GAS | GA | Hawk Road Energy Facility | 55141 | CT3 | 2010 |  | ARP, CAIRNOX, CAIRSO2 | 244.68 | 12 | 35453.23 |  | 0.118 | 0.0837 | 15.767 | 23351.865 | 392952.466 | 4 | Southeastern Electric Reliability Council | Heard | Electric Utility |  |  | 33.3577 | -84.9912 | Oglethorpe Power Corporation (Operator) (Ended May 24, 2010) Oglethorpe Power Corporation (Owner/Operator) Heard County Power, LLC (Owner) (Ended May 24, 2010) | Phase 2 |  | Operating | Combustion turbine | Pipeline Natural Gas |  |  | Dry Low NOx Burners |  | 2076 | 10.7998 | GAS | 168 | 1881.8452 | 0.0837 | 0.000601 | 10.7998
14006 | Ohio Power Co | 2840 | Conesville | OH | Coshocton | 3 | ST | OP | 161.5 | 165 | 165 |  | 10 | 1962 | BIT | NG | Y | Y | N | Electric Utility |  |  |  | 2012 | N |  |  | Y | [37 empty] | OP | EK |  |  | 10 |  | 3 | 8 |  |  | 99.7 | 112 | 751000 | OP | LN | SR | OV | COAL | OH | Conesville | 2840 | 3 | 2010 |  | ARP, CAIRNOX, CAIROS, CAIRSO2 | 7919.45 | 12 | 587915.71 |  | 11603.776 | 0.3706 | 1191.889 | 602342.98 | 5743176.196 | 5 | East Central Area Reliability Coordination Agreement | Coshocton | Electric Utility | 4911 | Electric Services | 40.1842 | -81.8811 | Columbus Southern Power Company (Owner/Operator) | Table 1 | Phase 1 Group 1 | Operating | Dry bottom wall-fired boiler | Coal | Pipeline Natural Gas |  | Low NOx Burner Technology (Dry Bottom only) | Electrostatic Precipitator | 1862 | 9.3146 | COAL | 176 | 1966.6667 | 0.3706 | 4.0409 | 9.3146
14006 | Ohio Power Co | 2840 | Conesville | OH | Coshocton | 4 | ST | OP | 841.5 | 780 | 780 |  | 6 | 1973 | BIT |  | N | Y | N | Electric Utility |  |  |  |  | N |  |  | N | Y | [21 empty] | OP: OP; DP: BR; LS: LS; N: N | 3.3 | 98 | 883 | 2547000 | 100 | OP | EC |  |  | 9 |  | 3 | 8 |  |  | 99.3 | 207 | 2616000 | OP | LN | SR | OV | COAL | OH | Conesville | 2840 | 4 | 2010 |  | ARP, CAIRNOX, CAIROS, CAIRSO2 | 4806.18 | 12 | 2639912.22 |  | 1802.483 | 0.0774 | 827.247 | 2634971.651 | 25123658.02 | 5 | East Central Area Reliability Coordination Agreement | Coshocton | Electric Utility | 4911 | Electric Services | 40.1842 | -81.8811 | Cincinnati Gas & Electric Company (Owner) Dayton Power and Light Company (Owner) Columbus Southern Power Company (Owner/Operator) | Table 1 | Phase 1 Group 1 | Operating | Tangentially-fired | Coal |  | Wet Limestone | Selective Catalytic Reduction | Electrostatic Precipitator | 7960 | 9.2363 | COAL | 842 | 1960.2564 | 0.0774 | 0.14349 | 9.2363
14006 | Ohio Power Co | 2840 | Conesville | OH | Coshocton | 5 | ST | OP | 443.9 | 375 | 375 |  | 11 | 1976 | BIT |  | N | Y | N | Electric Utility |  |  |  |  | N | Y |  | Y | N | [21 empty] | OP: OP; DP: SP; LS: LI; N: Y | 7.9 | 89.7 | 142 | 1063644 | 100 | OP | EK |  |  | 10 |  | 3 | 9 |  |  | 99.7 | 290 | 1406844 |  |  |  |  | COAL | OH | Conesville | 2840 | 5 | 2010 | CS056 | ARP, CAIRNOX, CAIROS, CAIRSO2 | 6097.4 | 12 | 1800881.76 |  | 1569.731 | 0.3092 | 2752.38 | 1808483.177 | 17243322.17 | 5 | East Central Area Reliability Coordination Agreement | Coshocton | Electric Utility | 4911 | Electric Services | 40.1842 | -81.8811 | Columbus Southern Power Company (Owner/Operator) | Phase 2 | Early Election | Operating | Tangentially-fired | Coal |  | Wet Lime FGD | Low NOx Burner Technology w/ Separated OFA | Electrostatic Precipitator | 4091 | 9.4013 | COAL | 459 | 1888 | 0.3092 | 0.18207 | 9.4013
14006 | Ohio Power Co | 2840 | Conesville | OH | Coshocton | 6 | ST | OP | 443.9 | 375 | 375 |  | 6 | 1978 | BIT |  | N | Y | N | Electric Utility |  |  |  |  | N | Y |  | Y | [22 empty] | OP: OP; DP: SP; LS: LI; N: Y | 7.9 | 89.7 | 142 | 1063644 | 100 | OP | EK |  |  | 10 |  | 3 | 9 |  |  | 99.7 | 290 | 1406844 |  |  |  |  | COAL | OH | Conesville | 2840 | 6 | 2010 | CS056 | ARP, CAIRNOX, CAIROS, CAIRSO2 | 6666.52 | 12 | 1998206.13 |  | 1561.213 | 0.3072 | 3025.886 | 1992908.064 | 19001792.51 | 5 | East Central Area Reliability Coordination Agreement | Coshocton | Electric Utility | 4911 | Electric Services | 40.1842 | -81.8811 | Columbus Southern Power Company (Owner/Operator) | Phase 2 | Early Election | Operating | Tangentially-fired | Coal |  | Wet Lime FGD | Low NOx Burner Technology w/ Separated OFA | Electrostatic Precipitator | 4091 | 9.449 | COAL | 446 | 1905.3333 | 0.3072 | 0.16432 | 9.449
14006 | Ohio Power Co | 2843 | Picway | OH | Pickaway | 5 | ST | OP | 106.2 | 95 | 100 |  | 11 | 1955 | BIT |  | N | Y | N | Electric Utility |  |  |  | 2014 | N | Y |  | Y | [37 empty] | OP | EK |  |  | 10 |  | 3 | 9 |  |  | 99.7 | 66 | 442000 |  |  |  |  | COAL | OH | Picway | 2843 | 9 | 2010 |  | ARP, CAIRNOX, CAIROS, CAIRSO2 | 1496.25 | 12 | 72397.04 |  | 1151.726 | 0.4105 | 199.631 | 87756.008 | 836753.573 | 5 | East Central Area Reliability Coordination Agreement | Pickaway | Electric Utility | 4911 | Electric Services | 39.7933 | -83.0097 | Columbus Southern Power Company (Owner/Operator) | Table 1 | Phase 1 Group 1 | Operating | Dry bottom wall-fired boiler | Coal | Wood |  | Low NOx Burner Technology (Dry Bottom only) | Electrostatic Precipitator | 1290 | 10.5085 | COAL | 109 | 455 | 0.4105 | 2.7528 | 10.5085
14006 | Ohio Power Co | 2872 | Muskingum River | OH | Washington | 1 | ST | OP | 219.6 | 190 | 205 |  | 12 | 1953 | BIT | DFO | N | Y | N | Electric Utility |  |  |  | 2014 | N | Y |  | Y |  |  |  | 1 | 1971 | 1665472 | [31 empty] | OP | EK |  |  | 16 |  | 4 | 6 |  |  | 99.5 | 79 | 770000 | OP | OV |  |  | COAL | OH | Muskingum River | 2872 | 1 | 2010 | CS014 | ARP, CAIRNOX, CAIROS, CAIRSO2 | 5418.91 | 12 | 807271.77 |  | 15815.472 | 0.5017 | 1848.523 | 756279.683 | 7210908.505 | 5 | East Central Area Reliability Coordination Agreement | Washington | Electric Utility | 4911 | Electric Services | 39.5908 | -81.6797 | Ohio Power Company (Owner/Operator) | Table 1 | Group 2 | Operating | Wet bottom wall-fired boiler | Coal |  |  | Overfire Air | Electrostatic Precipitator | 2050 | 8.7662 | COAL | 222 | 1958.5366 | 0.5017 | 4.3865 | 8.7662
14006 | Ohio Power Co | 2872 | Muskingum River | OH | Washington | 2 | ST | OP | 219.6 | 190 | 205 |  | 6 | 1954 | BIT | DFO | N | Y | N | Electric Utility |  |  |  | 2014 | N | Y |  | Y |  |  |  | 1 | 1971 | 1665472 | [31 empty] | OP | EK |  |  | 16 |  | 4 | 6 |  |  | 99.5 | 79 | 770000 | OP | OV |  |  | COAL | OH | Muskingum River | 2872 | 2 | 2010 | CS014 | ARP, CAIRNOX, CAIROS, CAIRSO2 | 4563.37 | 12 | 724757.7 |  | 14413.115 | 0.5106 | 1697.941 | 688141.451 | 6561223.717 | 5 | East Central Area Reliability Coordination Agreement | Washington | Electric Utility | 4911 | Electric Services | 39.5908 | -81.6797 | Ohio Power Company (Owner/Operator) | Table 1 | Group 2 | Operating | Wet bottom wall-fired boiler | Coal |  |  | Overfire Air | Electrostatic Precipitator | 2050 | 8.9776 | COAL | 216 | 1973.1707 | 0.5106 | 4.3934 | 8.9776
14006 | Ohio Power Co | 2872 | Muskingum River | OH | Washington | 3 | ST | OP | 237.5 | 205 | 215 |  | 12 | 1957 | BIT | DFO | N | Y | N | Electric Utility |  |  |  | 2014 | N |  |  | Y |  |  |  | 1 | 1971 | 1665472 | [31 empty] | OP | EK |  |  | 20 |  | 4 | 6 |  |  | 98.5 | 127 | 870000 | OP | OV |  |  | COAL | OH | Muskingum River | 2872 | 3 | 2010 | CS014 | ARP, CAIRNOX, CAIROS, CAIRSO2 | 5855.28 | 12 | 957737.28 |  | 19124.462 | 0.4983 | 2142.303 | 893634.367 | 8520547.278 | 5 | East Central Area Reliability Coordination Agreement | Washington | Electric Utility | 4911 | Electric Services | 39.5908 | -81.6797 | Ohio Power Company (Owner/Operator) | Table 1 | Group 2 | Operating | Cyclone boiler | Coal |  |  | Overfire Air | Electrostatic Precipitator | 2150 | 8.8013 | COAL | 227 | 1972.093 | 0.4983 | 4.489 | 8.8013
14006 | Ohio Power Co | 2872 | Muskingum River | OH | Washington | 4 | ST | OP | 237.5 | 205 | 215 |  | 5 | 1958 | BIT | DFO | N | Y | N | Electric Utility |  |  |  | 2014 | N |  |  | Y |  |  |  | 1 | 1971 | 1665472 | [31 empty] | OP | EK |  |  | 20 |  | 4 | 6 |  |  | 98.5 | 127 | 870000 | OP | OV |  |  | COAL | OH | Muskingum River | 2872 | 4 | 2010 | CS014 | ARP, CAIRNOX, CAIROS, CAIRSO2 | 6236.35 | 12 | 1083261.15 |  | 21473.551 | 0.495 | 2352.386 | 1003736.24 | 9570327.242 | 5 | East Central Area Reliability Coordination Agreement | Washington | Electric Utility | 4911 | Electric Services | 39.5908 | -81.6797 | Ohio Power Company (Owner/Operator) | Table 1 | Group 2 | Operating | Cyclone boiler | Coal |  |  | Overfire Air | Electrostatic Precipitator | 2150 | 8.7196 | COAL | 225 | 1976.7442 | 0.495 | 4.4875 | 8.7196
14006 | Ohio Power Co | 2872 | Muskingum River | OH | Washington | 5 | ST | OP | 615.2 | 585 | 585 |  | 10 | 1968 | BIT | DFO | N | Y | N | Electric Utility |  |  |  | 2014 | N | Y |  |  | Y |  |  | 2 | 1968 | 866000 | [31 empty] | OP | EK |  |  | 18 |  | 2.2 | 4 |  |  | 99.5 | 324 | 2100000 |  |  |  |  | COAL | OH | Muskingum River | 2872 | 5 | 2010 |  | ARP, CAIRNOX, CAIROS, CAIRSO2 | 6084.86 | 12 | 3512435.17 |  | 27688.152 | 0.0588 | 877.306 | 3226540.289 | 30764097.05 | 5 | East Central Area Reliability Coordination Agreement | Washington | Electric Utility | 4911 | Electric Services | 39.5908 | -81.6797 | Ohio Power Company (Owner/Operator) | Table 1 | Group 2 | Operating | Cell burner boiler | Coal |  |  | Low NOx Cell Burner Selective Catalytic Reduction | Electrostatic Precipitator | 5550 | 8.7467 | COAL | 636 | 1956.4103 | 0.0588 | 1.8 | 8.7467
14006 | Ohio Power Co | 3947 | Kammer | WV | Marshall | 1 | ST | OP | 237.5 | 200 | 210 |  | 7 | 1958 | BIT |  | N | Y | N | Electric Utility |  |  |  | 2014 | N |  |  | Y |  |  |  | 1 | 1978 | 1371000 | [31 empty] | OP | EK |  |  |  |  | 1 | 6 |  |  | 99.4 | 108 | 835000 | OP | LN |  |  | COAL | WV | Kammer | 3947 | 1 | 2010 | CS013 | ARP, CAIRNOX, CAIROS, CAIRSO2 | 4067.07 | 12 | 534048.02 |  | 4716.325 | 0.4381 | 1024.625 | 491147.823 | 4682935.135 | 3 | East Central Area Reliability Coordination Agreement | Marshall | Electric Utility | 4911 | Electric Services | 39.8464 | -80.8189 | Ohio Power Company (Owner/Operator) | Table 1 | Group 2 | Operating | Cyclone boiler | Coal |  |  | Overfire Air | Electrostatic Precipitator | 2156 | 8.7344 | COAL | 220 | 1976.1905 | 0.4381 | 2.0143 | 8.7344
14006 | Ohio Power Co | 3947 | Kammer | WV | Marshall | 2 | ST | OP | 237.5 | 200 | 210 |  | 11 | 1958 | BIT |  | N | Y | N | Electric Utility |  |  |  | 2014 | N |  |  | Y |  |  |  | 1 | 1978 | 1371000 | [31 empty] | OP | EK |  |  |  |  | 1 | 6 |  |  | 99.4 | 108 | 835000 |  |  |  |  | COAL | WV | Kammer | 3947 | 2 | 2010 | CS013 | ARP, CAIRNOX, CAIROS, CAIRSO2 | 4650.43 | 12 | 620391.33 |  | 5478.265 | 0.4409 | 1186.26 | 568272.08 | 5418297.723 | 3 | East Central Area Reliability Coordination Agreement | Marshall | Electric Utility | 4911 | Electric Services | 39.8464 | -80.8189 | Ohio Power Company (Owner/Operator) | Table 1 | Group 2 | Operating | Cyclone boiler | Coal |  |  | Overfire Air | Electrostatic Precipitator | 2156 | 8.7164 | COAL | 222 | 1971.4286 | 0.4409 | 2.0221 | 8.7164
14006 | Ohio Power Co | 3947 | Kammer | WV | Marshall | 3 | ST | OP | 237.5 | 200 | 210 |  | 3 | 1959 | BIT |  | N | Y | N | Electric Utility |  |  |  | 2014 | N |  |  | Y |  |  |  | 1 | 1978 | 1371000 | [31 empty] | OP | EK |  |  |  |  | 1 | 6 |  |  | 99.4 | 108 | 835000 |  |  |  |  | COAL | WV | Kammer | 3947 | 3 | 2010 | CS013 | ARP, CAIRNOX, CAIROS, CAIRSO2 | 3244.98 | 12 | 435191.88 |  | 3932.731 | 0.4365 | 840.606 | 406362.525 | 3874555.044 | 3 | East Central Area Reliability Coordination Agreement | Marshall | Electric Utility | 4911 | Electric Services | 39.8464 | -80.8189 | Ohio Power Company (Owner/Operator) | Table 1 | Group 2 | Operating | Cyclone boiler | Coal |  |  | Overfire Air | Electrostatic Precipitator | 2156 | 8.7341 | COAL | 217 | 1983.3333 | 0.4365 | 2.03 | 8.7341
14006 | Ohio Power Co | 3948 | Mitchell | WV | Marshall | 1 | ST | OP | 816.3 | 770 | 770 |  | 5 | 1971 | BIT |  | N | Y | N | Electric Utility |  |  |  |  | N | Y |  |  | Y |  |  | 1 | 2007 | 1313232 | [16 empty] | OP: OP; DP: TR; LS: LS; N: N | 4.5 | 98 | 736 | 2680000 | 100 | OP | EK |  |  |  |  | 1 | 6 |  |  | 99.7 | 129 | 3000000 |  |  |  |  | COAL | WV | Mitchell (WV) | 3948 | 1 | 2010 |  | ARP, CAIRNOX, CAIROS, CAIRSO2 | 7175.36 | 12 | 5333569.43 |  | 2302.835 | 0.0535 | 1100.08 | 4753032.584 | 45318810.54 | 3 | East Central Area Reliability Coordination Agreement | Marshall | Electric Utility | 4911 | Electric Services | 39.8297 | -80.8153 | Ohio Power Company (Owner/Operator) | Table 1 | Phase 1 Group 1 | Operating | Dry bottom wall-fired boiler | Coal |  | Wet Limestone | Low NOx Burner Technology (Dry Bottom only) Selective Catalytic Reduction | Electrostatic Precipitator | 7020 | 8.4726 | COAL | 842 | 1953.2468 | 0.0535 | 0.10163 | 8.4726
14006 | Ohio Power Co | 3948 | Mitchell | WV | Marshall | 2 | ST | OP | 816.3 | 790 | 790 |  | 5 | 1971 | BIT |  | N | Y | N | Electric Utility |  |  |  |  | N | Y |  |  | Y |  |  | 2 | 2007 | 1313232 | [16 empty] | OP: OP; DP: TR; LS: LS; N: N | 4.5 | 98 | 736 | 2680000 | 100 | OP | EK |  |  |  |  | 1 | 6 |  |  | 99.7 | 129 | 3000000 |  |  |  |  | COAL | WV | Mitchell (WV) | 3948 | 2 | 2010 |  | ARP, CAIRNOX, CAIROS, CAIRSO2 | 7560.31 | 12 | 5739834.98 |  | 2144.843 | 0.0679 | 1614.097 | 5253766.285 | 50093077.01 | 3 | East Central Area Reliability Coordination Agreement | Marshall | Electric Utility | 4911 | Electric Services | 39.8297 | -80.8153 | Ohio Power Company (Owner/Operator) | Table 1 | Phase 1 Group 1 | Operating | Dry bottom wall-fired boiler | Coal |  | Wet Limestone | Low NOx Burner Technology (Dry Bottom only) Selective Catalytic Reduction | Electrostatic Precipitator | 7020 | 8.704 | COAL | 853 | 1960.1266 | 0.0679 | 0.085634 | 8.704
14006 | Ohio Power Co | 6006 | Racine | OH | Meigs | 1 | HY | OP | 23.7 | 10 | 13 |  | 1 | 1983 | WAT |  | N | Y | N | Electric Utility |  |  |  |  | N | [57 empty] | N/A | [39 empty] | 0 | 0 | 10.4
14006 | Ohio Power Co | 8102 | General James M Gavin | OH | Gallia | 1 | ST | OP | 1300 | 1300 | 1300 |  | 10 | 1974 | BIT |  | N | Y | N | Electric Utility |  |  |  |  | N |  |  |  | Y |  |  | 11 | 1994 | 2400000 | [16 empty] | OP | SP | TR |  |  | LI | MO |  |  | N | 3.5 | 95 | 3860 | 4000000 | 100 | OP | EK |  |  | 15 |  | 1 | 6 |  |  | 99.7 | 434 | 4400000 | OP | LN |  |  | COAL | OH | Gen J M Gavin | 8102 | 1 | 2010 |  | ARP, CAIRNOX, CAIROS, CAIRSO2 | 7248.23 | 12 | 9488404.71 |  | 11989.916 | 0.0759 | 3101.852 | 8792505.852 | 83833989.65 | 5 | East Central Area Reliability Coordination Agreement | Gallia | Electric Utility | 4911 | Electric Services | 38.9347 | -82.1158 | Ohio Power Company (Owner/Operator) | Table 1 | Group 2 | Operating | Cell burner boiler | Coal |  | Wet Lime FGD | Low NOx Cell Burner Selective Catalytic Reduction | Electrostatic Precipitator | 11936 | 8.8032 | COAL | 1426 | 1951.5385 | 0.0759 | 0.28604 | 8.8032
14006 | Ohio Power Co | 8102 | General James M Gavin | OH | Gallia | 2 | ST | OP | 1300 | 1300 | 1300 |  | 7 | 1975 | BIT |  | N | Y | N | Electric Utility |  |  |  |  | N |  |  |  | Y |  |  | 12 | 1995 | 2400000 | [16 empty] | OP | SP | TR |  |  | LI | MO |  |  | N | 3.5 | 95 | 3860 | 4000000 | 100 | OP | EK |  |  | 15 |  | 1 | 6 |  |  | 99.7 | 434 | 4400000 |  |  |  |  | COAL | OH | Gen J M Gavin | 8102 | 2 | 2010 |  | ARP, CAIRNOX, CAIROS, CAIRSO2 | 8187.52 | 12 | 10841660.24 |  | 13339.355 | 0.0802 | 3618.061 | 9656902.173 | 92075701.3 | 5 | East Central Area Reliability Coordination Agreement | Gallia | Electric Utility | 4911 | Electric Services | 38.9347 | -82.1158 | Ohio Power Company (Owner/Operator) | Table 1 | Group 2 | Operating | Cell burner boiler | Coal |  | Wet Lime FGD | Low NOx Cell Burner Selective Catalytic Reduction | Electrostatic Precipitator | 11936 | 8.4698 | COAL | 1432 | 1949.2308 | 0.0802 | 0.28975 | 8.4698
14006 | Ohio Power Co | 55247 | Darby Electric Generating Station | OH | Pickaway | GT1 | GT | OP | 94 | 72.5 | 84.5 |  | 5 | 2001 | NG | DFO | N | Y | N | Electric Utility |  |  |  |  | N | [57 empty] | GAS | OH | Darby Electric Generating Station | 55247 | CT1 | 2010 |  | ARP, CAIRNOX, CAIROS, CAIRSO2 | 109.1 | 12 | 7210.95 |  | 0.027 | 0.0411 | 1.393 | 5342.108 | 89886.065 | 5 | East Central Area Reliability Coordination Agreement | Pickaway | Electric Utility | 4911 | Electric Services | 39.7139 | -83.1778 | Columbus Southern Power Company (Owner/Operator) | Phase 2 |  | Operating | Combustion turbine | Pipeline Natural Gas |  |  | Dry Low NOx Burners |  | 1115 | 12.1344 | GAS | 93 | 449.7041 | 0.0411 | 0.000601 | 12.1344
14006 | Ohio Power Co | 55247 | Darby Electric Generating Station | OH | Pickaway | GT2 | GT | OP | 94 | 72.5 | 84.5 |  | 5 | 2001 | NG | DFO | N | Y | N | Electric Utility |  |  |  |  | N | [57 empty] | GAS | OH | Darby Electric Generating Station | 55247 | CT2 | 2010 |  | ARP, CAIRNOX, CAIROS, CAIRSO2 | 107.55 | 12 | 7043.54 |  | 0.027 | 0.0399 | 1.315 | 5332.113 | 89723.593 | 5 | East Central Area Reliability Coordination Agreement | Pickaway | Electric Utility | 4911 | Electric Services | 39.7139 | -83.1778 | Columbus Southern Power Company (Owner/Operator) | Phase 2 |  | Operating | Combustion turbine | Pipeline Natural Gas |  |  | Dry Low NOx Burners |  | 1115 | 12.1857 | GAS | 94 | 443.787 | 0.0399 | 0.000602 | 12.1857
14006 | Ohio Power Co | 55247 | Darby Electric Generating Station | OH | Pickaway | GT3 | GT | OP | 94 | 72.5 | 84.5 |  | 5 | 2001 | NG | DFO | N | Y | N | Electric Utility |  |  |  |  | N | [57 empty] | GAS | OH | Darby Electric Generating Station | 55247 | CT3 | 2010 |  | ARP, CAIRNOX, CAIROS, CAIRSO2 | 126.34 | 12 | 8420.5 |  | 0.032 | 0.0401 | 1.497 | 6282.243 | 105706.089 | 5 | East Central Area Reliability Coordination Agreement | Pickaway | Electric Utility | 4911 | Electric Services | 39.7139 | -83.1778 | Columbus Southern Power Company (Owner/Operator) | Phase 2 |  | Operating | Combustion turbine | Pipeline Natural Gas |  |  | Dry Low NOx Burners |  | 1115 | 12.2528 | GAS | 94 | 443.787 | 0.0401 | 0.000605 | 12.2528
14006 | Ohio Power Co | 55247 | Darby Electric Generating Station | OH | Pickaway | GT4 | GT | OP | 94 | 72.5 | 84.5 |  | 5 | 2001 | NG | DFO | N | Y | N | Electric Utility |  |  |  |  | N | [57 empty] | GAS | OH | Darby Electric Generating Station | 55247 | CT4 | 2010 |  | ARP, CAIRNOX, CAIROS, CAIRSO2 | 113.22 | 12 | 7327.48 |  | 0.027 | 0.0397 | 1.315 | 5392.705 | 90746.142 | 5 | East Central Area Reliability Coordination Agreement | Pickaway | Electric Utility | 4911 | Electric Services | 39.7139 | -83.1778 | Columbus Southern Power Company (Owner/Operator) | Phase 2 |  | Operating | Combustion turbine | Pipeline Natural Gas |  |  | Dry Low NOx Burners |  | 1115 | 12.1146 | GAS | 78 | 458.3333 | 0.0397 | 0.000595 | 12.1146
14006 | Ohio Power Co | 55247 | Darby Electric Generating Station | OH | Pickaway | GT5 | GT | OP | 94 | 72.5 | 84.5 |  | 5 | 2002 | NG | DFO | N | Y | N | Electric Utility |  |  |  |  | N | [57 empty] | GAS | OH | Darby Electric Generating Station | 55247 | CT5 | 2010 |  | ARP, CAIRNOX, CAIROS, CAIRSO2 | 22.12 | 12 | 1505.27 |  | 0.005 | 0.0492 | 0.329 | 1080.84 | 18194.431 | 5 | East Central Area Reliability Coordination Agreement | Pickaway | Electric Utility | 4911 | Electric Services | 39.7139 | -83.1778 | Columbus Southern Power Company (Owner/Operator) | Phase 2 |  | Operating | Combustion turbine | Pipeline Natural Gas |  |  | Dry Low NOx Burners |  | 1115 | 11.9173 | GAS | 83 | 490.9639 | 0.0492 | 0.00055 | 11.9173
14006 | Ohio Power Co | 55247 | Darby Electric Generating Station | OH | Pickaway | GT6 | GT | OP | 94 | 72.5 | 84.5 |  | 5 | 2002 | NG | DFO | N | Y | N | Electric Utility |  |  |  |  | N | [57 empty] | GAS | OH | Darby Electric Generating Station | 55247 | CT6 | 2010 |  | ARP, CAIRNOX, CAIROS, CAIRSO2 | 103.35 | 12 | 6892.56 |  | 0.026 | 0.0446 | 1.442 | 5076.39 | 85416.324 | 5 | East Central Area Reliability Coordination Agreement | Pickaway | Electric Utility | 4911 | Electric Services | 39.7139 | -83.1778 | Columbus Southern Power Company (Owner/Operator) | Phase 2 |  | Operating | Combustion turbine | Pipeline Natural Gas |  |  | Dry Low NOx Burners |  | 1115 | 12.2269 | GAS | 78 | 458.3333 | 0.0446 | 0.000609 | 12.2269
14006 | Ohio Power Co | 55503 | AEP Waterford Facility | OH | Washington | CTG1 | CT | OP | 174.2 | 155 | 161 |  | 8 | 2003 | NG |  | N | Y | N | Electric Utility | [62 empty] | GAS | OH | Waterford Plant | 55503 | 1 | 2010 |  | ARP, CAIRNOX, CAIROS, CAIRSO2 | 1995.5 | 12 | 387617.76 |  | 0.821 | 0.021 | 18.778 | 162565.157 | 2735462.774 | 5 | East Central Area Reliability Coordination Agreement | Washington | Electric Utility |  |  | 39.5314 | -81.7172 | Columbus Southern Power Company (Owner/Operator) | Phase 2 |  | Operating | Combined cycle | Pipeline Natural Gas |  |  | Dry Low NOx Burners Selective Catalytic Reduction |  | 2104 | 6.8659 | GAS | 285 | 114.9068 | 0.021 | 0.0006 | 9.3348
14006 | Ohio Power Co | 55503 | AEP Waterford Facility | OH | Washington | CTG2 | CT | OP | 174.2 | 155 | 161 |  | 8 | 2003 | NG |  | N | Y | N | Electric Utility |  |  |  |  | N | [57 empty] | GAS | OH | Waterford Plant | 55503 | 2 | 2010 |  | ARP, CAIRNOX, CAIROS, CAIRSO2 | 2237.57 | 12 | 426665.11 |  | 0.927 | 0.0244 | 24.717 | 183661.921 | 3090459.322 | 5 | East Central Area Reliability Coordination Agreement | Washington | Electric Utility |  |  | 39.5314 | -81.7172 | Columbus Southern Power Company (Owner/Operator) | Phase 2 |  | Operating | Combined cycle | Pipeline Natural Gas |  |  | Dry Low NOx Burners Selective Catalytic Reduction |  | 2104 | 6.962 | GAS | 288 | 105.5901 | 0.0244 | 0.0006 | 9.3348
14006 | Ohio Power Co | 55503 | AEP Waterford Facility | OH | Washington | CTG3 | CT | OP | 174.2 | 155 | 161 |  | 8 | 2003 | NG |  | N | Y | N | Electric Utility |  |  |  |  | N | [57 empty] | GAS | OH | Waterford Plant | 55503 | 3 | 2010 |  | ARP, CAIRNOX, CAIROS, CAIRSO2 | 2299.66 | 12 | 443774.1 |  | 0.962 | 0.0197 | 20.533 | 190533.317 | 3206119.704 | 5 | East Central Area Reliability Coordination Agreement | Washington | Electric Utility |  |  | 39.5314 | -81.7172 | Columbus Southern Power Company (Owner/Operator) | Phase 2 |  | Operating | Combined cycle | Pipeline Natural Gas |  |  | Dry Low NOx Burners Selective Catalytic Reduction |  | 2014 | 7.0134 | GAS | 282 | 124.2236 | 0.0197 | 0.0006 | 7.0134
14006 | Ohio Power Co | 55503 | AEP Waterford Facility | OH | Washington | ST1 | CA | OP | 399 | 345 | 367 |  | 8 | 2003 | NG |  | N | Y | N | Electric Utility |  |  |  |  | N | [57 empty] | GAS | [39 empty] | 0 | 0 | 10.4
14006 | Ohio Power Co | 6006 | Racine | OH | Meigs | 2 | HY | OP | 23.7 | 10 | 13 |  | 9 | 1982 | WAT |  | N | Y | N | Electric Utility |  |  |  |  | N | [57 empty] | N/A | [39 empty] | 0 | 0 | 10.4
14015 | Ohio Valley Electric Corp | 2876 | Kyger Creek | OH | Gallia | 1 | ST | OP | 217.3 | 200 | 204.7 |  | 2 | 1955 | BIT | SUB | Y | Y | N | Electric Utility |  |  |  |  | N | Y |  | Y |  |  |  | 1 | 1980 | 2225000 | [31 empty] | OP | EC |  |  |  |  | 3 | 5 |  |  | 99.4 | 24 | 925000 |  |  |  |  | COAL | OH | Kyger Creek | 2876 | 1 | 2010 | CS001 | ARP, CAIRNOX, CAIROS, CAIRSO2 | 7513.63 | 12 | 1482248.22 |  | 21857.105 | 0.1427 | 927.681 | 1389184.066 | 13245458.95 | 5 | East Central Area Reliability Coordination Agreement | Gallia | Electric Utility | 4911 | Electric Services | 38.9161 | -82.1281 | Ohio Valley Electric Corporation (Owner/Operator) | Table 1 | Group 2 | Operating | Wet bottom wall-fired boiler | Coal |  |  | Overfire Air Selective Catalytic Reduction | Electrostatic Precipitator | 1850 | 8.8765 | COAL | 230 | 1938.2022 | 0.1427 | 3.3003 | 8.8765
14015 | Ohio Valley Electric Corp | 2876 | Kyger Creek | OH | Gallia | 2 | ST | OP | 217.3 | 198.2 | 204 |  | 6 | 1955 | BIT | SUB | Y | Y | N | Electric Utility |  |  |  |  | N | Y |  | Y |  |  |  | 1 | 1980 | 2225000 | [31 empty] | OP | EC |  |  |  |  | 3 | 5 |  |  | 99.4 | 24 | 925000 |  |  |  |  | COAL | OH | Kyger Creek | 2876 | 2 | 2010 | CS001 | ARP, CAIRNOX, CAIROS, CAIRSO2 | 7723.1 | 12 | 1539396.2 |  | 23298.206 | 0.1474 | 1002.009 | 1452155.998 | 13845872.23 | 5 | East Central Area Reliability Coordination Agreement | Gallia | Electric Utility | 4911 | Electric Services | 38.9161 | -82.1281 | Ohio Valley Electric Corporation (Owner/Operator) | Table 1 | Group 2 | Operating | Wet bottom wall-fired boiler | Coal |  |  | Overfire Air Selective Catalytic Reduction | Electrostatic Precipitator | 1850 | 8.9248 | COAL | 232 | 1931.3725 | 0.1474 | 3.3654 | 8.9248
14015 | Ohio Valley Electric Corp | 2876 | Kyger Creek | OH | Gallia | 3 | ST | OP | 217.3 | 192.2 | 198 |  | 9 | 1955 | BIT | SUB | Y | Y | N | Electric Utility |  |  |  |  | N | Y |  | Y |  |  |  | 1 | 1980 | 2225000 | [16 empty] | OP: OP; DP: BR; LS: LS; N: N | 4.7 | 98 | 982 | 2188674 | 100 | OP | EC |  |  |  |  | 3 | 5 |  |  | 99.4 | 24 | 925000 |  |  |  |  | COAL | OH | Kyger Creek | 2876 | 3 | 2010 | CS001 | ARP, CAIRNOX, CAIROS, CAIRSO2 | 6507.47 | 12 | 1262760.19 |  | 18913.863 | 0.15 | 846.514 | 1197992.272 | 11422504.79 | 5 | East Central Area Reliability Coordination Agreement | Gallia | Electric Utility | 4911 | Electric Services | 38.9161 | -82.1281 | Ohio Valley Electric Corporation (Owner/Operator) | Table 1 | Group 2 | Operating | Wet bottom wall-fired boiler | Coal |  |  | Overfire Air Selective Catalytic Reduction | Electrostatic Precipitator | 1850 | 8.9626 | COAL | 226 | 1929.2929 | 0.15 | 3.3117 | 8.9626
14015 | Ohio Valley Electric Corp | 2876 | Kyger Creek | OH | Gallia | 4 | ST | OP | 217.3 | 192.2 | 198 |  | 11 | 1955 | BIT | SUB | Y | Y | N | Electric Utility |  |  |  |  | N | Y |  | Y |  |  |  | 1 | 1980 | 2225000 | 0.1 | 1.2 | 7555.5 | PB | DP | OT | 1979 | 1979 | 2005 | MS | NC | [5 empty] | OP: OP; DP: BR; LS: LS; N: N | 4.7 | 98 | 982 | 2188674 | 100 | OP | EC |  |  |  |  | 3 | 5 |  |  | 99.4 | 24 | 925000 |  |  |  |  | COAL | OH | Kyger Creek | 2876 | 4 | 2010 | CS001 | ARP, CAIRNOX, CAIROS, CAIRSO2 | 7810.87 | 12 | 1517333.34 |  | 23029.175 | 0.1465 | 982.134 | 1433286.126 | 13665961.41 | 5 | East Central Area Reliability Coordination Agreement | Gallia | Electric Utility | 4911 | Electric Services | 38.9161 | -82.1281 | Ohio Valley Electric Corporation (Owner/Operator) | Table 1 | Group 2 | Operating | Wet bottom wall-fired boiler | Coal |  |  | Overfire Air Selective Catalytic Reduction | Electrostatic Precipitator | 1850 | 8.9266 | COAL | 230 | 1919.1919 | 0.1465 | 3.3703 | 8.9266
14015 | Ohio Valley Electric Corp | 2876 | Kyger Creek | OH | Gallia | 5 | ST | OP | 217.3 | 192.2 | 198 |  | 12 | 1955 | BIT | SUB | Y | Y | N | Electric Utility |  |  |  |  | N | Y |  | Y |  |  |  | 1 | 1980 | 2225000 | [16 empty] | OP: OP; DP: BR; LS: LS; N: N | 4.7 | 98 | 982 | 2188674 | 100 | OP | EC |  |  |  |  | 3 | 5 |  |  | 99.4 | 24 | 925000 |  |  |  |  | COAL | OH | Kyger Creek | 2876 | 5 | 2010 | CS001 | ARP, CAIRNOX, CAIROS, CAIRSO2 | 7650.63 | 12 | 1481640.2 |  | 22564.842 | 0.1484 | 964.732 | 1398679.305 | 13335997.05 | 5 | East Central Area Reliability Coordination Agreement | Gallia | Electric Utility | 4911 | Electric Services | 38.9161 | -82.1281 | Ohio Valley Electric Corporation (Owner/Operator) | Table 1 | Group 2 | Operating | Wet bottom wall-fired boiler | Coal |  |  | Overfire Air Selective Catalytic Reduction | Electrostatic Precipitator | 1850 | 8.9271 | COAL | 224 | 1934.3434 | 0.1484 | 3.3841 | 8.9271
14030 | Oklahoma State University | 54779 | Oklahoma State University | OK | Payne | GEN1 | ST | OP | 1.5 | 1.6 | 1.6 |  | 6 | 1950 | NG | DFO | Y | Y | Y | Commercial CHP |  |  |  | 2013 | N | [57 empty] | GAS | [39 empty] | 0.5392 | 0.0004791 | 15.5624
14030 | Oklahoma State University | 54779 | Oklahoma State University | OK | Payne | GEN2 | ST | OP | 1.5 | 1.6 | 1.8 |  | 6 | 1950 | NG | DFO | Y | Y | Y | Commercial CHP |  |  |  | 2013 | N | [57 empty] | GAS | [39 empty] | 0.5392 | 0.0004791 | 15.5624
14030 | Oklahoma State University | 54779 | Oklahoma State University | OK | Payne | GEN4 | ST | OP | 5 | 5.2 | 5.6 |  | 1 | 1958 | NG | DFO | Y | Y | N | Commercial CHP |  |  |  | 2013 | N | [57 empty] | GAS | [39 empty] | 0.34599 | 0.000587 | 13.7159
14063 | Oklahoma Gas & Electric Co | 2950 | Enid | OK | Garfield | 3 | GT | OP | 15 | 11.5 | 11.5 |  | 11 | 1965 | NG |  | N | Y | N | Electric Utility |  |  |  |  | N | [57 empty] | GAS | [39 empty] | 0.27969 | 0.0036023 | 11.585
14063 | Oklahoma Gas & Electric Co | 2951 | Horseshoe Lake | OK | Oklahoma | 10 | GT | OP | 60.5 | 45.5 | 45.5 |  | 6 | 2001 | NG |  | N | Y | N | Electric Utility |  |  |  |  | N | [57 empty] | GAS | OK | Horseshoe Lake | 2951 | 10 | 2010 |  | ARP | 709.71 | 12 | 30834.82 |  | 0.092 | 0.1009 | 14.256 | 18142.417 | 305292.484 | 6 | Southwest Power Pool | Oklahoma | Electric Utility | 4911 | Electric Services | 35.5089 | -97.1789 | Oklahoma Gas & Electric Company (Owner/Operator) | Phase 2 |  | Operating | Combustion turbine | Pipeline Natural Gas |  |  | Water Injection |  | 550 | 9.7221 | GAS | 50 | 1950.5495 | 0.1009 | 0.000603 | 9.7221
14063 | Oklahoma Gas & Electric Co | 2951 | Horseshoe Lake | OK | Oklahoma | 6 | ST | OP | 163 | 162 | 162 |  | 4 | 1958 | NG | RFO | Y | Y | N | Electric Utility | [11 empty] | 6 | 1958 | 179300 | [48 empty] | GAS | OK | Horseshoe Lake | 2951 | 6 | 2010 |  | ARP | 3769.22 | 12 | 372162.36 |  | 1.187 | 0.2498 | 508.689 | 235115.001 | 3956270.429 | 6 | Southwest Power Pool | Oklahoma | Electric Utility | 4911 | Electric Services | 35.5089 | -97.1789 | Oklahoma Gas & Electric Company (Owner/Operator) | Phase 2 |  | Operating | Dry bottom wall-fired boiler | Pipeline Natural Gas | Residual Oil |  |  |  | 2212 | 10.5606 | GAS | 191 | 1910.4938 | 0.2498 | 0.0006 | 10.5606
14063 | Oklahoma Gas & Electric Co | 2951 | Horseshoe Lake | OK | Oklahoma | 8 | ST | OP | 443 | 380 | 380 |  | 6 | 1969 | NG |  | N | Y | N | Electric Utility | [11 empty] | 8 | 1969 | 534133 | [48 empty] | GAS | OK | Horseshoe Lake | 2951 | 8 | 2010 |  | ARP | 4386.7 | 12 | 654510.45 |  | 2.54 | 0.1163 | 566.395 | 503052.498 | 8464829.218 | 6 | Southwest Power Pool | Oklahoma | Electric Utility | 4911 | Electric Services | 35.5089 | -97.1789 | Oklahoma Gas & Electric Company (Owner/Operator) | Phase 2 |  | Operating | Tangentially-fired | Pipeline Natural Gas |  |  |  |  | 4202 | 11.3615 | GAS | 377 | 1996.0212 | 0.1163 | 0.0006 | 11.3615
14063 | Oklahoma Gas & Electric Co | 2951 | Horseshoe Lake | OK | Oklahoma | 9 | GT | OP | 60.5 | 45.5 | 45.5 |  | 6 | 2001 | NG |  | N | Y | N | Electric Utility |  |  |  |  | N | [57 empty] | GAS | OK | Horseshoe Lake | 2951 | 9 | 2010 |  | ARP | 174.09 | 12 | 7212.06 |  | 0.021 | 0.0902 | 2.99 | 4248.415 | 71483.666 | 6 | Southwest Power Pool | Oklahoma | Electric Utility | 4911 | Electric Services | 35.5089 | -97.1789 | Oklahoma Gas & Electric Company (Owner/Operator) | Phase 2 |  | Operating | Combustion turbine | Pipeline Natural Gas |  |  | Water Injection |  | 550 | 9.6001 | GAS | 49 | 1961.5385 | 0.0902 | 0.000588 | 9.6001
14063 | Oklahoma Gas & Electric Co | 2951 | Horseshoe Lake | OK | Oklahoma | GT7 | CT | OP | 27 | 12.7 | 12.7 |  | 6 | 1963 | NG | DFO | N | Y | N | Electric Utility | [62 empty] | GAS | [39 empty] | 0.14363 | 0.0011017 | 16.481
14063 | Oklahoma Gas & Electric Co | 2951 | Horseshoe Lake | OK | Oklahoma | ST7 | CA | OP | 220 | 212.3 | 212.3 |  | 6 | 1963 | NG | RFO | Y | Y | N | Electric Utility |  |  |  |  | N | [6 empty] | 7 | 1963 | 354388 | [48 empty] | GAS | [39 empty] | 0 | 0 | 10.4
14063 | Oklahoma Gas & Electric Co | 2952 | Muskogee | OK | Muskogee | 4 | ST | OP | 572 | 504 | 504 |  | 12 | 1977 | SUB |  | N | Y | N | Electric Utility |  |  |  |  | N | Y |  | Y |  |  |  | 4 | 1977 | 930629 | [31 empty] | OP | EK | [5 empty] | 0.3 |  |  | 99.7 | 267 | 2080000 |  |  |  |  | COAL | OK | Muskogee | 2952 | 4 | 2010 |  | ARP | 7368.51 | 12 | 2954208.16 |  | 8273.592 | 0.3385 | 5091.658 | 3071321.306 | 29308317.62 | 6 | Southwest Power Pool | Muskogee | Electric Utility | 4911 | Electric Services | 35.7617 | -95.2847 | Oklahoma Gas & Electric Company (Owner/Operator) | Phase 2 | Early Election | Operating | Tangentially-fired | Coal | Pipeline Natural Gas |  | Overfire Air | Electrostatic Precipitator | 6000 | 9.8777 | COAL | 543 | 1961.3095 | 0.3385 | 0.56459 | 9.8777
14063 | Oklahoma Gas & Electric Co | 2952 | Muskogee | OK | Muskogee | 5 | ST | OP | 572 | 500 | 500 |  | 10 | 1978 | SUB |  | N | Y | N | Electric Utility |  |  |  |  | N | Y |  | Y |  |  |  | 5 | 1978 | 930629 | [31 empty] | OP | EK | [5 empty] | 0.3 |  |  | 99.7 | 267 | 2080000 |  |  |  |  | COAL | OK | Muskogee | 2952 | 5 | 2010 |  | ARP | 7954.87 | 12 | 3311243.98 |  | 8628.461 | 0.3422 | 5448.983 | 3221323.008 | 30748156.98 | 6 | Southwest Power Pool | Muskogee | Electric Utility | 4911 | Electric Services | 35.7617 | -95.2847 | Oklahoma Gas & Electric Company (Owner/Operator) | Phase 2 | Early Election | Operating | Tangentially-fired | Coal | Pipeline Natural Gas |  | Overfire Air | Electrostatic Precipitator | 5876 | 9.3291 | COAL | 589 | 1911 | 0.3422 | 0.56123 | 9.286
14063 | Oklahoma Gas & Electric Co | 2952 | Muskogee | OK | Muskogee | 6 | ST | OP | 572 | 506 | 506 |  | 6 | 1984 | SUB |  | N | Y | N | Electric Utility |  |  |  |  | N | Y |  | Y |  |  |  | 6 | 1984 | 1125020 | [31 empty] | OP | EK | [5 empty] | 0.3 |  |  | 99.5 | 362 | 2110000 |  |  |  |  | COAL | OK | Muskogee | 2952 | 6 | 2010 |  | ARP | 6239.13 | 12 | 2574693.96 |  | 7306.867 | 0.3271 | 4517.835 | 2720621.816 | 25970281.84 | 6 | Southwest Power Pool | Muskogee | Electric Utility | 4911 | Electric Services | 35.7617 | -95.2847 | Oklahoma Gas & Electric Company (Owner/Operator) | Phase 2 | Early Election | Operating | Tangentially-fired | Coal | Pipeline Natural Gas |  | Overfire Air | Electrostatic Precipitator | 6163 | 9.8291 | COAL | 563 | 1943.6759 | 0.3271 | 0.56271 | 9.8291
14063 | Oklahoma Gas & Electric Co | 2953 | Mustang | OK | Canadian | 1 | ST | OP | 82 | 50 | 50 |  | 5 | 1950 | NG |  | N | Y | N | Electric Utility |  |  |  |  | N | [6 empty] | 1 | 1950 | 89000 | [48 empty] | GAS | OK | Mustang | 2953 | 1 | 2010 |  | ARP | 1916.61 | 12 | 51290.77 |  | 0.195 | 0.1495 | 49.247 | 38534.761 | 648384.002 | 6 | Southwest Power Pool | Canadian | Electric Utility | 4911 | Electric Services | 35.4711 | -97.6733 | Oklahoma Gas & Electric Company (Owner/Operator) | Phase 2 |  | Operating | Wet bottom wall-fired boiler | Pipeline Natural Gas |  |  |  |  | 654 | 12.1311 | GAS | 54 | 1960 | 0.1495 | 0.000601 | 12.1311
14063 | Oklahoma Gas & Electric Co | 2953 | Mustang | OK | Canadian | 2 | ST | OP | 63 | 50 | 50 |  | 3 | 1951 | NG |  | N | Y | N | Electric Utility |  |  |  |  | N | [6 empty] | 2 | 1951 | 89000 | [48 empty] | GAS | OK | Mustang | 2953 | 2 | 2010 |  | ARP | 1897.55 | 12 | 50661.43 |  | 0.191 | 0.1173 | 38.301 | 37829.359 | 636545.51 | 6 | Southwest Power Pool | Canadian | Electric Utility | 4911 | Electric Services | 35.4711 | -97.6733 | Oklahoma Gas & Electric Company (Owner/Operator) | Phase 2 |  | Operating | Wet bottom wall-fired boiler | Pipeline Natural Gas |  |  |  |  | 673 | 12.634 | GAS | 54 | 1960 | 0.1173 | 0.0006 | 12.5647
14063 | Oklahoma Gas & Electric Co | 2953 | Mustang | OK | Canadian | 3 | ST | OP | 133 | 109 | 109 |  | 6 | 1955 | NG |  | N | Y | N | Electric Utility |  |  |  |  | N | [6 empty] | 3 | 1955 | 122784 | [48 empty] | GAS | OK | Mustang | 2953 | 3 | 2010 |  | ARP | 4710.43 | 12 | 268492.28 |  | 0.816 | 0.1941 | 289.058 | 161545.031 | 2718320.234 | 6 | Southwest Power Pool | Canadian | Electric Utility | 4911 | Electric Services | 35.4711 | -97.6733 | Oklahoma Gas & Electric Company (Owner/Operator) | Phase 2 |  | Operating | Dry bottom wall-fired boiler | Pipeline Natural Gas |  |  |  |  | 1255 | 9.9028 | GAS | 125 | 1926.6055 | 0.1941 | 0.0006 | 9.9028
14063 | Oklahoma Gas & Electric Co | 2953 | Mustang | OK | Canadian | 4 | ST | OP | 253 | 250 | 250 |  | 6 | 1959 | NG |  | N | Y | N | Electric Utility |  |  |  |  | N | [6 empty] | 4 | 1959 | 270000 | [48 empty] | GAS | OK | Mustang | 2953 | 4 | 2010 |  | ARP | 3646.32 | 12 | 439177.49 |  | 1.295 | 0.3614 | 851.557 | 256570.567 | 4317299.118 | 6 | Southwest Power Pool | Canadian | Electric Utility | 4911 | Electric Services | 35.4711 | -97.6733 | Oklahoma Gas & Electric Company (Owner/Operator) | Phase 2 |  | Operating | Dry bottom wall-fired boiler | Pipeline Natural Gas |  |  |  |  | 2638 | 9.6032 | GAS | 260 | 1980 | 0.3614 | 0.0006 | 9.6032
14063 | Oklahoma Gas & Electric Co | 2956 | Seminole | OK | Seminole | 1 | ST | OP | 567 | 490 | 490 |  | 3 | 1971 | NG |  | N | Y | N | Electric Utility |  |  |  |  | N | [6 empty] | 1A | 1971 | 504348 | [48 empty] | GAS | OK | Seminole (2956) | 2956 | 1 | 2010 |  | ARP | 5886.21 | 12 | 836974.35 |  | 2.83 | 0.1425 | 745.805 | 560665.864 | 9434328.076 | 6 | Southwest Power Pool | Seminole | Electric Utility | 4911 | Electric Services | 34.9678 | -96.7242 | Oklahoma Gas & Electric Company (Owner/Operator) | Phase 2 |  | Operating | Dry bottom wall-fired boiler | Pipeline Natural Gas |  |  |  |  | 5182 | 10.0094 | GAS | 506 | 1983.6735 | 0.1425 | 0.0006 | 10.0094
14063 | Oklahoma Gas & Electric Co | 2956 | Seminole | OK | Seminole | 2 | ST | OP | 567 | 499 | 499 |  | 2 | 1973 | NG |  | N | Y | N | Electric Utility |  |  |  |  | N | [6 empty] | 2A | 1973 | 504348 | [48 empty] | GAS | OK | Seminole (2956) | 2956 | 2 | 2010 |  | ARP | 6196.74 | 12 | 917129.43 |  | 3.123 | 0.1642 | 979.838 | 618527.319 | 10407955.17 | 6 | Southwest Power Pool | Seminole | Electric Utility | 4911 | Electric Services | 34.9678 | -96.7242 | Oklahoma Gas & Electric Company (Owner/Operator) | Phase 2 |  | Operating | Dry bottom wall-fired boiler | Pipeline Natural Gas |  |  |  |  | 5168 | 10.0519 | GAS | 512 | 1986.9739 | 0.1642 | 0.0006 | 10.0519
14063 | Oklahoma Gas & Electric Co | 2956 | Seminole | OK | Seminole | 3 | ST | OP | 567 | 496 | 496 |  | 6 | 1975 | NG | RFO | N | Y | N | Electric Utility |  |  |  |  | N | [6 empty] | 3 | 1975 | 1029854 | [48 empty] | GAS | OK | Seminole (2956) | 2956 | 3 | 2010 |  | ARP | 7849.32 | 12 | 1140604.38 |  | 3.884 | 0.1499 | 1030.012 | 769455.964 | 12947561.98 | 6 | Southwest Power Pool | Seminole | Electric Utility | 4911 | Electric Services | 34.9678 | -96.7242 | Oklahoma Gas & Electric Company (Owner/Operator) | Phase 2 |  | Operating | Dry bottom wall-fired boiler | Pipeline Natural Gas |  |  |  | Cyclone | 5177 | 10.1524 | GAS | 495 | 1998.9899 | 0.1499 | 0.0006 | 10.1524
14063 | Oklahoma Gas & Electric Co | 6095 | Sooner | OK | Noble | 1 | ST | OP | 569 | 515 | 515 |  | 11 | 1979 | SUB | DFO | N | Y | N | Electric Utility |  |  |  |  | N | Y |  | Y |  |  |  | 1 | 1979 | 1130000 | [31 empty] | OP | EK | [5 empty] | 0.3 |  | 0.5 | 99.5 | 362 | 2110000 | OP | LN | OV |  | COAL | OK | Sooner | 6095 | 1 | 2010 |  | ARP | 8100.99 | 12 | 3889716.98 |  | 10199.437 | 0.3097 | 5721.392 | 3845868.148 | 36678371.57 | 6 | Southwest Power Pool | Noble | Electric Utility | 4911 | Electric Services | 36.4537 | -97.0527 | Oklahoma Gas & Electric Company (Owner/Operator) | Phase 2 | Early Election | Operating | Tangentially-fired | Coal | Diesel Oil |  | Overfire Air | Electrostatic Precipitator | 6128 | 9.3762 | COAL | 564 | 1952.4272 | 0.3097 | 0.55616 | 9.3762
14063 | Oklahoma Gas & Electric Co | 6095 | Sooner | OK | Noble | 2 | ST | OP | 569 | 523 | 523 |  | 12 | 1980 | SUB | DFO | N | Y | N | Electric Utility |  |  |  |  | N | Y |  | Y |  |  |  | 2 | 1980 | 1130000 | [31 empty] | OP | EK | [5 empty] | 0.3 |  | 0.5 | 99.5 | 362 | 2110000 |  |  |  |  | COAL | OK | Sooner | 6095 | 2 | 2010 |  | ARP | 5505.5 | 12 | 2488218.03 |  | 6725.788 | 0.3143 | 3910.773 | 2571373.742 | 24528935.3 | 6 | Southwest Power Pool | Noble | Electric Utility | 4911 | Electric Services | 36.4537 | -97.0527 | Oklahoma Gas & Electric Company (Owner/Operator) | Phase 2 | Early Election | Operating | Tangentially-fired | Coal | Diesel Oil |  | Overfire Air | Electrostatic Precipitator | 6115 | 9.8103 | COAL | 561 | 1963.6711 | 0.3143 | 0.5484 | 9.8103
14063 | Oklahoma Gas & Electric Co | 55457 | McClain Energy Facility | OK | McClain | CT1 | CT | OP | 150.1 | 145.6 | 145.6 |  | 6 | 2001 | NG |  | N | Y | N | Electric Utility |  |  |  |  | N | [57 empty] | GAS | OK | McClain Energy Facility | 55457 | CT1 | 2010 |  | ARP | 8279.58 | 12 | 1050390.5 |  | 3.476 | 0.0298 | 171.603 | 688518.019 | 11585594.13 | 6 |  | McClain | Electric Utility | 4911 | Electric Services | 35.2979 | -97.5896 | Oklahoma Municipal Power Authority (Owner) Oklahoma Gas & Electric Company (Owner/Operator) | Phase 2 |  | Operating | Combined cycle | Pipeline Natural Gas |  |  | Dry Low NOx Burners |  | 1818 | 10.3612 | GAS | 183 | 1871.5659 | 0.0298 | 0.0006 | 10.3612
14063 | Oklahoma Gas & Electric Co | 55457 | McClain Energy Facility | OK | McClain | CT2 | CT | OP | 150.1 | 148.1 | 148.1 |  | 6 | 2001 | NG |  | N | Y | N | Electric Utility |  |  |  |  | N | [57 empty] | GAS | OK | McClain Energy Facility | 55457 | CT2 | 2010 |  | ARP | 8233.1 | 12 | 1047244.32 |  | 3.46 | 0.0298 | 169.412 | 685317.153 | 11531802.6 | 6 |  | McClain | Electric Utility | 4911 | Electric Services | 35.2979 | -97.5896 | Oklahoma Municipal Power Authority (Owner) Oklahoma Gas & Electric Company (Owner/Operator) | Phase 2 |  | Operating | Combined cycle | Pipeline Natural Gas |  |  | Dry Low NOx Burners |  | 1832 | 10.347 | GAS | 182 | 1885.5503 | 0.0298 | 0.0006 | 10.347
14063 | Oklahoma Gas & Electric Co | 55457 | McClain Energy Facility | OK | McClain | ST1 | CA | OP | 168.3 | 165.4 | 165.4 |  | 6 | 2001 | NG |  | N | Y | N | Electric Utility |  |  |  |  | N | [57 empty] | GAS | [39 empty] | 0 | 0 | 10.4
14063 | Oklahoma Gas & Electric Co | 55463 | Redbud Power Plant | OK | Oklahoma | CT01 | CT | OP | 198.9 |  |  | G112 | 5 | 2004 | NG |  | N | Y | N | Electric Utility |  |  |  |  | N | [57 empty] | GAS | OK | Redbud Power Plant | 55463 | CT-01 | 2010 |  | ARP | 5101.97 | 12 | 1144863.04 |  | 2.608 | 0.0125 | 45.723 | 516689.435 | 8694112.424 | 6 | Southwest Power Pool | Oklahoma | Electric Utility | 4911 | Electric Services | 35.6853 | -97.2242 | Oklahoma Municipal Power Authority (Owner) OGE Energy Corporation (Operator) Grand River Dam Authority (Owner) | Phase 2 |  | Operating | Combined cycle | Pipeline Natural Gas |  |  | Dry Low NOx Burners Selective Catalytic Reduction |  | 2750 | 7.5794 | GAS | 331 | 167.9236 | 0.0125 | 0.0006 | 7.5794
14063 | Oklahoma Gas & Electric Co | 55463 | Redbud Power Plant | OK | Oklahoma | CT02 | CT | OP | 198.9 |  |  | G113 | 5 | 2004 | NG |  | N | Y | N | Electric Utility |  |  |  |  | N | [57 empty] | GAS | OK | Redbud Power Plant | 55463 | CT-02 | 2010 |  | ARP | 6612.88 | 12 | 1469659.84 |  | 3.444 | 0.0135 | 65.346 | 682147.143 | 11478519.91 | 6 | Southwest Power Pool | Oklahoma | Electric Utility | 4911 | Electric Services | 35.6853 | -97.2242 | Oklahoma Municipal Power Authority (Owner) OGE Energy Corporation (Operator) Grand River Dam Authority (Owner) | Phase 2 |  | Operating | Combined cycle | Pipeline Natural Gas |  |  | Dry Low NOx Burners Selective Catalytic Reduction |  | 2820 | 7.6937 | GAS | 334 | 160.3821 | 0.0135 | 0.0006 | 7.6937
14063 | Oklahoma Gas & Electric Co | 55463 | Redbud Power Plant | OK | Oklahoma | CT03 | CT | OP | 198.9 |  |  | G114 | 5 | 2004 | NG |  | N | Y | N | Electric Utility |  |  |  |  | N | [57 empty] | GAS | OK | Redbud Power Plant | 55463 | CT-03 | 2010 |  | ARP | 5970.25 | 12 | 1337590.5 |  | 2.992 | 0.0138 | 57.91 | 592695.152 | 9973499.987 | 6 | Southwest Power Pool | Oklahoma | Electric Utility | 4911 | Electric Services | 35.6853 | -97.2242 | Oklahoma Municipal Power Authority (Owner) OGE Energy Corporation (Operator) Grand River Dam Authority (Owner) | Phase 2 |  | Operating | Combined cycle | Pipeline Natural Gas |  |  | Dry Low NOx Burners Selective Catalytic Reduction |  | 2750 | 7.3885 | GAS | 335 | 157.8683 | 0.0138 | 0.0006 | 7.3885
14063 | Oklahoma Gas & Electric Co | 55463 | Redbud Power Plant | OK | Oklahoma | CT04 | CT | OP | 198.9 |  |  | G115 | 5 | 2004 | NG |  | N | Y | N | Electric Utility |  |  |  |  | N | [57 empty] | GAS | OK | Redbud Power Plant | 55463 | CT-04 | 2010 |  | ARP | 6577.89 | 12 | 1446542.91 |  | 3.348 | 0.0119 | 59.134 | 663109.05 | 11157906.29 | 6 | Southwest Power Pool | Oklahoma | Electric Utility | 4911 | Electric Services | 35.6853 | -97.2242 | Oklahoma Municipal Power Authority (Owner) OGE Energy Corporation (Operator) Grand River Dam Authority (Owner) | Phase 2 |  | Operating | Combined cycle | Pipeline Natural Gas |  |  | Dry Low NOx Burners Selective Catalytic Reduction |  | 2750 | 7.718 | GAS | 331 | 167.9236 | 0.0119 | 0.0006 | 7.7135
14063 | Oklahoma Gas & Electric Co | 55463 | Redbud Power Plant | OK | Oklahoma | ST01 | CA | OP | 159.5 | 291.7 | 291.7 | G112 | 5 | 2004 | NG |  | N | Y | N | Electric Utility |  |  |  |  | N | [6 empty] | 210STK | 2003 | 965549 | [48 empty] | GAS | [39 empty] | 0 | 0 | 10.4
14063 | Oklahoma Gas & Electric Co | 55463 | Redbud Power Plant | OK | Oklahoma | ST02 | CA | OP | 159.5 | 288.3 | 288.3 | G113 | 5 | 2004 | NG |  | N | Y | N | Electric Utility |  |  |  |  | N | [6 empty] | 220STK | 2003 | 968549 | [48 empty] | GAS | [39 empty] | 0 | 0 | 10.4
14063 | Oklahoma Gas & Electric Co | 55463 | Redbud Power Plant | OK | Oklahoma | ST03 | CA | OP | 159.5 | 290.1 | 290.1 | G114 | 5 | 2004 | NG |  | N | Y | N | Electric Utility |  |  |  |  | N | [6 empty] | 230STK | 2003 | 968549 | [48 empty] | GAS | [39 empty] | 0 | 0 | 10.4
14063 | Oklahoma Gas & Electric Co | 55463 | Redbud Power Plant | OK | Oklahoma | ST04 | CA | OP | 159.5 | 290.1 | 290.1 | G115 | 5 | 2004 | NG |  | N | Y | N | Electric Utility |  |  |  |  | N | [6 empty] | 240STK | 2003 | 968549 | [48 empty] | GAS | [39 empty] | 0 | 0 | 10.4
14063 | Oklahoma Gas & Electric Co | 56380 | Centennial Wind Farm | OK | Harper | WT1 | WT | OP | 120 | 120 | 120 |  | 12 | 2006 | WND |  | N | Y | N | Electric Utility | [62 empty] | N/A | [39 empty] | 0 | 0 | 10.4
14063 | Oklahoma Gas & Electric Co | 57286 | OU Spirit Wind Farm | OK | Woodward | WT1 | WT | OP | 101.2 | 101.2 | 101.2 |  | 12 | 2009 | WND |  | N | Y | N | Electric Utility |  |  |  |  | N | [57 empty] | N/A | [39 empty] | 0 | 0 | 10.4
14063 | Oklahoma Gas & Electric Co | 2953 | Mustang | OK | Canadian | 5A | GT | OP | 41 | 32 | 32 |  | 6 | 1971 | NG | DFO | N | Y | N | Electric Utility |  |  |  |  | N | [57 empty] | GAS | OK | Mustang | 2953 | 1 | 2010 |  | ARP | 1916.61 | 12 | 51290.77 |  | 0.195 | 0.1495 | 49.247 | 38534.761 | 648384.002 | 6 | Southwest Power Pool | Canadian | Electric Utility | 4911 | Electric Services | 35.4711 | -97.6733 | Oklahoma Gas & Electric Company (Owner/Operator) | Phase 2 |  | Operating | Wet bottom wall-fired boiler | Pipeline Natural Gas |  |  |  |  | 654 | 12.1311 | GAS | 54 | -343.75 | 0.1495 | 0.000601 | 12.1311
14063 | Oklahoma Gas & Electric Co | 2953 | Mustang | OK | Canadian | 5B | GT | OP | 41 | 32 | 32 |  | 6 | 1971 | NG | DFO | N | Y | N | Electric Utility |  |  |  |  | N | [57 empty] | GAS | OK | Mustang | 2953 | 1 | 2010 |  | ARP | 1916.61 | 12 | 51290.77 |  | 0.195 | 0.1495 | 49.247 | 38534.761 | 648384.002 | 6 | Southwest Power Pool | Canadian | Electric Utility | 4911 | Electric Services | 35.4711 | -97.6733 | Oklahoma Gas & Electric Company (Owner/Operator) | Phase 2 |  | Operating | Wet bottom wall-fired boiler | Pipeline Natural Gas |  |  |  |  | 654 | 12.1311 | GAS | 54 | -343.75 | 0.1495 | 0.000601 | 12.1311
14063 | Oklahoma Gas & Electric Co | 2956 | Seminole | OK | Seminole | GT1 | GT | OP | 23 | 16 | 16 |  | 5 | 1971 | NG | DFO | N | Y | N | Electric Utility |  |  |  |  | N | [57 empty] | GAS | [39 empty] | 0.22323 | 0.0030711 | 12.4772
14077 | Oklahoma Municipal Power Auth | 762 | Ponca | OK | Kay | 2 | ST | OP | 48 | 34 | 34 |  | 10 | 1977 | NG |  | N | Y | N | Electric Utility |  |  |  |  | N | [57 empty] | GAS | OK | Ponca | 762 | 2 | 2010 |  | ARP | 32.78 | 12 | 100.28 |  | 0.001 | 0.1787 | 0.177 | 114.525 | 1933.113 | 6 | Southwest Power Pool | Kay | Electric Utility | 4911 | Electric Services | 36.7205 | -97.0868 | Oklahoma Municipal Power Authority (Owner/Operator) | Phase 2 |  | Operating | Dry bottom wall-fired boiler | Pipeline Natural Gas |  |  |  |  | 493 | 11.3378 | GAS | 28 | 1892.8571 | 0.1787 | 0.0010346 | 11.3378
14077 | Oklahoma Municipal Power Auth | 7545 | Kaw Hydro | OK | Kay | 1 | HY | OP | 37 | 29.6 | 29.6 |  | 8 | 1989 | WAT |  | N | Y | N | Electric Utility |  |  |  |  | N | [57 empty] | N/A | [39 empty] | 0 | 0 | 10.4
14077 | Oklahoma Municipal Power Auth | 7546 | Ponca City | OK | Kay | 3 | CT | OP | 54 | 44.1 | 44.1 |  | 6 | 1995 | NG | DFO | Y | Y | N | Electric Utility |  |  |  |  | N | [57 empty] | GAS | [39 empty] | 0.057702 | 0.0008784 | 10.7308
14077 | Oklahoma Municipal Power Auth | 7546 | Ponca City | OK | Kay | 4 | GT | OP | 60.5 | 43.9 | 43.9 |  | 6 | 2003 | NG |  | N | Y | N | Electric Utility |  |  |  |  | N | [57 empty] | GAS | [39 empty] | 0.062968 | 0.0008777 | 11.0541
14077 | Oklahoma Municipal Power Auth | 56348 | Laverne Diesel Generating Plant | OK | HARPER | 1 | IC | OP | 2 | 2 | 2 |  | 1 | 2006 | DFO |  | N | Y | N | Electric Utility |  |  |  |  | N | [57 empty] | LIQUID | [39 empty] | 0.7385 | 0.025484 | 12.5895
14077 | Oklahoma Municipal Power Auth | 7546 | Ponca City | OK | Kay | 1 | CA | OP | 19.8 | 18.8 | 18.8 |  | 10 | 1966 | NG |  | N | Y | N | Electric Utility |  |  |  |  | N | [57 empty] | GAS | [39 empty] | 0 | 0 | 10.4
14077 | Oklahoma Municipal Power Auth | 56348 | Laverne Diesel Generating Plant | OK | HARPER | 2 | IC | OP | 2 | 2 | 2 |  | 1 | 2006 | DFO |  | N | Y | N | Electric Utility |  |  |  |  | N | [57 empty] | LIQUID | [39 empty] | 0.7385 | 0.025484 | 12.5895
14127 | Omaha Public Power District | 2290 | Jones Street | NE | Douglas | 1 | GT | OP | 65 | 62.8 | 62.8 |  | 6 | 1973 | DFO |  | N | Y | N | Electric Utility |  |  |  |  | N | [57 empty] | LIQUID | [39 empty] | 0.94077 | 0.068696 | 13.9617
14127 | Omaha Public Power District | 2290 | Jones Street | NE | Douglas | 2 | GT | OP | 65 | 62.4 | 62.4 |  | 6 | 1973 | DFO |  | N | Y | N | Electric Utility |  |  |  |  | N | [57 empty] | LIQUID | [39 empty] | 0.94077 | 0.068696 | 13.9617
14127 | Omaha Public Power District | 2291 | North Omaha | NE | Douglas | 1 | ST | OP | 73.5 | 79.3 | 55.8 |  | 7 | 1954 | SUB | NG | Y | Y | N | Electric Utility |  |  |  |  | N | Y |  | Y |  |  |  | A | 1976 | 594000 | [31 empty] | OP | EC |  |  | 9.3 |  | 0.9 |  |  |  | 99.1 | 1 | 289000 |  |  |  |  | COAL | NE | North Omaha Station | 2291 | 1 | 2010 | CS000A | ARP | 7342.05 | 12 | 403446.44 |  | 1299.714 | 0.3243 | 763.593 | 492635.969 | 4704174.853 | 7 | Mid-Continent Area Power Pool | Douglas | Electric Utility | 4911 | Electric Services | 41.3297 | -95.9458 | Omaha Public Power District (Owner/Operator) | Phase 2 | Phase II Group 1 | Operating | Tangentially-fired | Coal | Natural Gas |  |  | Electrostatic Precipitator | 1010 | 11.6709 | COAL | 80 | 1783.1541 | 0.3243 | 0.55258 | 11.66
14127 | Omaha Public Power District | 2291 | North Omaha | NE | Douglas | 2 | ST | OP | 108.8 | 107.7 | 95.1 |  | 4 | 1957 | SUB | NG | Y | Y | N | Electric Utility |  |  |  |  | N | Y |  | Y |  |  |  | A | 1976 | 594000 | [31 empty] | OP | EC |  |  | 9.3 |  | 0.9 |  |  |  | 99.1 | 1 | 385500 |  |  |  |  | COAL | NE | North Omaha Station | 2291 | 2 | 2010 | CS000A | ARP | 7832.62 | 12 | 567560.27 |  | 1847.807 | 0.3204 | 1072.607 | 703163.165 | 6718977.079 | 7 | Mid-Continent Area Power Pool | Douglas | Electric Utility | 4911 | Electric Services | 41.3297 | -95.9458 | Omaha Public Power District (Owner/Operator) | Phase 2 | Phase II Group 1 | Operating | Tangentially-fired | Coal | Natural Gas |  | Low NOx Burner Technology w/ Closed-coupled OFA | Electrostatic Precipitator | 1511 | 11.7378 | COAL | 115 | 1895.3733 | 0.3204 | 0.55003 | 11.7378
14127 | Omaha Public Power District | 2291 | North Omaha | NE | Douglas | 3 | ST | OP | 108.8 | 108.4 | 95.1 |  | 4 | 1959 | SUB | NG | Y | Y | N | Electric Utility |  |  |  |  | N | Y |  | Y |  |  |  | A | 1976 | 594000 | [31 empty] | OP | EC |  |  | 9.3 |  | 0.9 |  |  |  | 99.1 | 1 | 385500 |  |  |  |  | COAL | NE | North Omaha Station | 2291 | 3 | 2010 | CS000A | ARP | 6996.71 | 12 | 505561.12 |  | 1614.798 | 0.3231 | 932.765 | 605092.111 | 5783445.006 | 7 | Mid-Continent Area Power Pool | Douglas | Electric Utility | 4911 | Electric Services | 41.3297 | -95.9458 | Omaha Public Power District (Owner/Operator) | Phase 2 | Phase II Group 1 | Operating | Tangentially-fired | Coal | Natural Gas |  | Low NOx Burner Technology w/ Closed-coupled OFA | Electrostatic Precipitator | 1357 | 11.0459 | COAL | 118 | 1879.6004 | 0.3231 | 0.55842 | 11.0459
14127 | Omaha Public Power District | 2291 | North Omaha | NE | Douglas | 4 | ST | OP | 136 | 138.4 | 115 |  | 3 | 1963 | SUB | NG | Y | Y | N | Electric Utility |  |  |  |  | N | Y |  | Y |  |  |  | B | 1976 | 262050 | [31 empty] | OP | EC |  |  | 9.3 |  | 0.9 |  |  |  | 99.1 | 2 | 491000 |  |  |  |  | COAL | NE | North Omaha Station | 2291 | 4 | 2010 |  | ARP | 7818.14 | 12 | 751972.61 |  | 2006.645 | 0.3185 | 1212.911 | 791253.15 | 7556430.749 | 7 | Mid-Continent Area Power Pool | Douglas | Electric Utility | 4911 | Electric Services | 41.3297 | -95.9458 | Omaha Public Power District (Owner/Operator) | Phase 2 | Early Election | Operating | Tangentially-fired | Coal | Natural Gas |  |  | Electrostatic Precipitator | 1691 | 10.2631 | COAL | 152 | 1839.1304 | 0.3185 | 0.53111 | 10.0488
14127 | Omaha Public Power District | 2291 | North Omaha | NE | Douglas | 5 | ST | OP | 217.6 | 204.4 | 173.4 |  | 5 | 1968 | SUB | NG | Y | Y | N | Electric Utility |  |  |  |  | N | Y |  | Y |  |  |  | C | 1976 | 375000 | [31 empty] | OP | EK |  |  | 9.3 |  | 0.9 |  |  |  | 99.1 | 3 | 604000 |  |  |  |  | COAL | NE | North Omaha Station | 2291 | 5 | 2010 |  | ARP | 8119.38 | 12 | 1301561.54 |  | 3746.188 | 0.3886 | 2783.35 | 1473131.871 | 14057636.25 | 7 | Mid-Continent Area Power Pool | Douglas | Electric Utility | 4911 | Electric Services | 41.3297 | -95.9458 | Omaha Public Power District (Owner/Operator) | Phase 2 | Phase II Group 1 | Operating | Dry bottom wall-fired boiler | Coal | Natural Gas |  | Low NOx Burner Technology (Dry Bottom only) | Electrostatic Precipitator | 2586 | 10.7188 | COAL | 205 | 1908.8812 | 0.3886 | 0.53298 | 10.7188
14127 | Omaha Public Power District | 2292 | Sarpy County | NE | Sarpy | 1 | GT | OP | 55.4 | 55.5 | 55.5 |  | 6 | 1972 | NG | DFO | Y | Y | N | Electric Utility |  |  |  |  | N | [57 empty] | GAS | NE | Sarpy County Station | 2292 | CT3 | 2010 |  | ARP | 292.24 | 12 | 16877.27 |  | 0.068 | 0.0558 | 6.42 | 13533.254 | 227724.209 | 7 | Mid-Continent Area Power Pool | Sarpy | Electric Utility | 4911 | Electric Services | 41.1706 | -95.9692 | Omaha Public Power District (Owner/Operator) | Phase 2 |  | Operating | Combustion turbine | Pipeline Natural Gas | Diesel Oil |  | Dry Low NOx Burners Water Injection |  | 1418 | 11.8897 | GAS | 102 | -418.9189 | 0.0558 | 0.000597 | 11.8897
14127 | Omaha Public Power District | 2292 | Sarpy County | NE | Sarpy | 2 | GT | OP | 55.4 | 55.7 | 55.7 |  | 6 | 1972 | NG | DFO | Y | Y | N | Electric Utility |  |  |  |  | N | [57 empty] | GAS | NE | Sarpy County Station | 2292 | CT3 | 2010 |  | ARP | 292.24 | 12 | 16877.27 |  | 0.068 | 0.0558 | 6.42 | 13533.254 | 227724.209 | 7 | Mid-Continent Area Power Pool | Sarpy | Electric Utility | 4911 | Electric Services | 41.1706 | -95.9692 | Omaha Public Power District (Owner/Operator) | Phase 2 |  | Operating | Combustion turbine | Pipeline Natural Gas | Diesel Oil |  | Dry Low NOx Burners Water Injection |  | 1418 | 11.8897 | GAS | 102 | -415.6194 | 0.0558 | 0.000597 | 11.8897
14127 | Omaha Public Power District | 2292 | Sarpy County | NE | Sarpy | 3 | GT | OP | 105.6 | 105.1 | 105.1 |  | 5 | 1996 | NG | DFO | Y | Y | N | Electric Utility |  |  |  |  | N | [57 empty] | GAS | NE | Sarpy County Station | 2292 | CT3 | 2010 |  | ARP | 292.24 | 12 | 16877.27 |  | 0.068 | 0.0558 | 6.42 | 13533.254 | 227724.209 | 7 | Mid-Continent Area Power Pool | Sarpy | Electric Utility | 4911 | Electric Services | 41.1706 | -95.9692 | Omaha Public Power District (Owner/Operator) | Phase 2 |  | Operating | Combustion turbine | Pipeline Natural Gas | Diesel Oil |  | Dry Low NOx Burners Water Injection |  | 1418 | 11.8897 | GAS | 102 | 484.8039 | 0.0558 | 0.000597 | 11.8897
14127 | Omaha Public Power District | 2292 | Sarpy County | NE | Sarpy | 4 | GT | OP | 58.9 | 47.6 | 47.6 |  | 5 | 2000 | NG | DFO | Y | Y | N | Electric Utility |  |  |  |  | N | [57 empty] | GAS | NE | Sarpy County Station | 2292 | CT4A | 2010 |  | ARP | 627.84 | 12 | 9792.43 |  | 0.035 | 0.0857 | 4.971 | 6918.016 | 116411.14 | 7 | Mid-Continent Area Power Pool | Sarpy | Electric Utility | 4911 | Electric Services | 41.1706 | -95.9692 | Omaha Public Power District (Owner/Operator) | Phase 2 |  | Operating | Combustion turbine | Pipeline Natural Gas | Diesel Oil |  | Water Injection |  | 296 | 10.8969 | GAS | 24 | 8.3333 | 0.0857 | 0.000601 | 10.8969
14127 | Omaha Public Power District | 2292 | Sarpy County | NE | Sarpy | 5 | GT | OP | 58.9 | 48 | 48 |  | 5 | 2000 | NG | DFO | Y | Y | N | Electric Utility |  |  |  |  | N | [57 empty] | GAS | NE | Sarpy County Station | 2292 | CT5A | 2010 |  | ARP | 598.57 | 12 | 9441.39 |  | 0.033 | 0.0824 | 4.498 | 6503.466 | 109433.553 | 7 | Mid-Continent Area Power Pool | Sarpy | Electric Utility | 4911 | Electric Services | 41.1706 | -95.9692 | Omaha Public Power District (Owner/Operator) | Phase 2 |  | Operating | Combustion turbine | Pipeline Natural Gas | Diesel Oil |  | Water Injection |  | 345 | 10.5528 | GAS | 27 | 111.1111 | 0.0824 | 0.000603 | 10.5528
14127 | Omaha Public Power District | 2292 | Sarpy County | NE | Sarpy | BSD | IC | OP | 3.5 | 3.4 | 3.4 |  | 5 | 1996 | DFO |  | N | Y | N | Electric Utility |  |  |  |  | N | [57 empty] | LIQUID | [39 empty] | 0.7385 | 0.025484 | 12.5895
14127 | Omaha Public Power District | 6096 | Nebraska City | NE | Otoe | 1 | ST | OP | 651.6 | 651.5 | 651.5 |  | 4 | 1979 | SUB |  | N | Y | N | Electric Utility |  |  |  |  | N | Y |  | Y |  |  |  | 1 | 1979 | 1293600 | [31 empty] | OP | EK |  |  | 8 |  | 0.5 |  |  |  | 99.2 | 351 | 2300000 |  |  |  |  | COAL | NE | Nebraska City Station | 6096 | 1 | 2010 |  | ARP | 7348.62 | 12 | 4018298.63 |  | 12126.863 | 0.3792 | 7411.78 | 3939731.794 | 37564191.5 | 7 | Mid-Continent Area Power Pool | Otoe | Electric Utility | 4911 | Electric Services | 40.6215 | -95.7765 | Omaha Public Power District (Owner/Operator) | Phase 2 | Early Election | Operating | Dry bottom wall-fired boiler | Coal | Diesel Oil |  | Other | Electrostatic Precipitator | 6790 | 9.3717 | COAL | 694 | 1967.383 | 0.3792 | 0.64566 | 9.3483
14127 | Omaha Public Power District | 6096 | Nebraska City | NE | Otoe | 2 | ST | OP | 738 | 684.6 | 684.6 |  | 5 | 2009 | SUB | DFO | N | Y | N | Electric Utility |  |  |  |  | N | Y |  | Y |  |  |  | 2 | 2009 | 1125000 | [16 empty] | OP: OP; DP: SD; LS: LI; N: N | 0.5 | 95 | 579 | 2250000 | 100 | OP | BP |  |  | 8 |  | 0.5 |  |  |  | 99.9 | 110 | 2250000 |  |  |  |  | COAL | NE | Nebraska City Station | 6096 | 2 | 2010 |  | ARP | 8049.83 | 12 | 4834282.16 |  | 2168.715 | 0.0655 | 1418.492 | 4566384.66 | 43539156.74 | 7 | Mid-Continent Area Power Pool | Otoe | Electric Utility | 4911 | Electric Services | 40.6215 | -95.7765 | Omaha Public Power District (Owner/Operator) | Phase 2 |  | Operating | Dry bottom wall-fired boiler | Coal |  | Dry Lime FGD | Selective Catalytic Reduction | Baghouse | 7110 | 8.9568 | COAL | 740 | 1959.5384 | 0.0655 | 0.099621 | 8.9568
14127 | Omaha Public Power District | 55972 | Cass County | NE | Cass | CT-1 | GT | OP | 172.5 | 161.5 | 115.4 |  | 5 | 2003 | NG |  | N | Y | N | Electric Utility |  |  |  |  | N | [57 empty] | GAS | NE | Cass County Station | 55972 | CT1 | 2010 |  | ARP | 210.45 | 12 | 26339.99 |  | 0.091 | 0.0658 | 9.999 | 18021.397 | 303239.127 | 7 |  | Cass | Electric Utility |  |  | 40.9472 | -95.9667 | Omaha Public Power District (Owner/Operator) | Phase 2 |  | Operating | Combustion turbine | Pipeline Natural Gas |  |  | Dry Low NOx Burners |  | 2065 | 11.1535 | GAS | 164 | 289.4281 | 0.0658 | 0.0006 | 11.1535
14127 | Omaha Public Power District | 55972 | Cass County | NE | Cass | CT-2 | GT | OP | 172.5 | 161.6 | 118.9 |  | 5 | 2003 | NG |  | N | Y | N | Electric Utility |  |  |  |  | N | [57 empty] | GAS | NE | Cass County Station | 55972 | CT2 | 2010 |  | ARP | 148.42 | 12 | 18759.25 |  | 0.064 | 0.0642 | 6.791 | 12773.542 | 214947.186 | 7 |  | Cass | Electric Utility |  |  | 40.9472 | -95.9667 | Omaha Public Power District (Owner/Operator) | Phase 2 |  | Operating | Combustion turbine | Pipeline Natural Gas |  |  | Dry Low NOx Burners |  | 2065 | 11.0891 | GAS | 164 | 310.3448 | 0.0642 | 0.000595 | 11.0891
14127 | Omaha Public Power District | 7955 | Elk City Station | NE | Douglas | 1 | IC | OP | 0.8 | 0.8 | 0.8 |  | 4 | 2002 | LFG |  | N | Y | N | Electric Utility |  |  |  |  | N | [57 empty] | GAS | [39 empty] | 1.1659 | 0.0016829 | 10.4
14127 | Omaha Public Power District | 7955 | Elk City Station | NE | Douglas | 2 | IC | OP | 0.8 | 0.8 | 0.8 |  | 4 | 2002 | LFG |  | N | Y | N | Electric Utility |  |  |  |  | N | [57 empty] | GAS | [39 empty] | 1.1659 | 0.0016829 | 10.4
14127 | Omaha Public Power District | 7955 | Elk City Station | NE | Douglas | 3 | IC | OP | 0.8 | 0.8 | 0.8 |  | 4 | 2002 | LFG |  | N | Y | N | Electric Utility |  |  |  |  | N | [57 empty] | GAS | [39 empty] | 1.1659 | 0.0016829 | 10.4
14127 | Omaha Public Power District | 7955 | Elk City Station | NE | Douglas | 4 | IC | OP | 0.8 | 0.8 | 0.8 |  | 4 | 2002 | LFG |  | N | Y | N | Electric Utility | [62 empty] | GAS | [39 empty] | 1.1659 | 0.0016829 | 10.4
14127 | Omaha Public Power District | 7955 | Elk City Station | NE | Douglas | 5 | IC | OP | 0.8 | 0.8 | 0.8 |  | 6 | 2006 | LFG |  | N | Y | N | Electric Utility |  |  |  |  | N | [57 empty] | GAS | [39 empty] | 1.1659 | 0.0016829 | 10.4
14127 | Omaha Public Power District | 7955 | Elk City Station | NE | Douglas | 6 | IC | OP | 0.8 | 0.8 | 0.8 |  | 6 | 2006 | LFG |  | N | Y | N | Electric Utility |  |  |  |  | N | [57 empty] | GAS | [39 empty] | 1.1659 | 0.0016829 | 10.4
14127 | Omaha Public Power District | 7955 | Elk City Station | NE | Douglas | 7 | IC | OP | 0.8 | 0.8 | 0.8 |  | 8 | 2006 | LFG |  | N | Y | N | Electric Utility |  |  |  |  | N | [57 empty] | GAS | [39 empty] | 1.1659 | 0.0016829 | 10.4
14127 | Omaha Public Power District | 7955 | Elk City Station | NE | Douglas | 8 | IC | OP | 0.8 | 0.8 | 0.8 |  | 8 | 2009 | LFG |  | N | Y | N | Electric Utility |  |  |  |  | N | [57 empty] | GAS | [39 empty] | 1.1659 | 0.0016829 | 10.4
14155 | Orange County Sanitation Dist | 50696 | Plant No 1 | CA | Orange | GEN1 | IC | OP | 2.5 | 2.4 | 2.4 |  | 6 | 1993 | OBG | NG | N | Y | Y | Commercial CHP |  |  |  |  | N | [57 empty] | GAS | [39 empty] | 1.1659 | 0.0016829 | 10.4
14155 | Orange County Sanitation Dist | 50696 | Plant No 1 | CA | Orange | GEN2 | IC | OP | 2.5 | 2.4 | 2.4 |  | 6 | 1993 | OBG | NG | N | Y | Y | Commercial CHP |  |  |  |  | N | [57 empty] | GAS | [39 empty] | 1.1659 | 0.0016829 | 10.4
14155 | Orange County Sanitation Dist | 50696 | Plant No 1 | CA | Orange | GEN3 | IC | OP | 2.5 | 2.4 | 2.4 |  | 6 | 1993 | OBG | NG | N | Y | Y | Commercial CHP |  |  |  |  | N | [57 empty] | GAS | [39 empty] | 1.1659 | 0.0016829 | 10.4
14155 | Orange County Sanitation Dist | 52099 | Plant No 2 | CA | Orange | GEN1 | IC | OP | 3 | 2.7 | 2.7 |  | 6 | 1993 | OBG | NG | N | Y | Y | Commercial CHP |  |  |  |  | N | [57 empty] | GAS | [39 empty] | 1.1659 | 0.0016829 | 10.4
14155 | Orange County Sanitation Dist | 52099 | Plant No 2 | CA | Orange | GEN2 | IC | OP | 3 | 2.7 | 2.7 |  | 6 | 1993 | OBG | NG | N | Y | Y | Commercial CHP |  |  |  |  | N | [57 empty] | GAS | [39 empty] | 1.1659 | 0.0016829 | 10.4
14155 | Orange County Sanitation Dist | 52099 | Plant No 2 | CA | Orange | GEN3 | IC | OP | 3 | 2.7 | 2.7 |  | 6 | 1993 | OBG | NG | N | Y | Y | Commercial CHP |  |  |  |  | N | [57 empty] | GAS | [39 empty] | 1.1659 | 0.0016829 | 10.4
14155 | Orange County Sanitation Dist | 52099 | Plant No 2 | CA | Orange | GEN4 | IC | OP | 3 | 2.7 | 2.7 |  | 6 | 1993 | OBG | NG | N | Y | Y | Commercial CHP |  |  |  |  | N | [57 empty] | GAS | [39 empty] | 1.1659 | 0.0016829 | 10.4
14155 | Orange County Sanitation Dist | 52099 | Plant No 2 | CA | Orange | GEN5 | IC | OP | 3 | 2.7 | 2.7 |  | 6 | 1993 | OBG | NG | N | Y | Y | Commercial CHP |  |  |  |  | N | [57 empty] | GAS | [39 empty] | 1.1659 | 0.0016829 | 10.4
14155 | Orange County Sanitation Dist | 52099 | Plant No 2 | CA | Orange | GEN6 | ST | OP | 1 | 0.9 | 0.9 |  | 6 | 1993 | OBG | NG | N | Y | Y | Commercial CHP |  |  |  |  | N | [57 empty] | GAS | [39 empty] | 0.0019484 | 0.0019484 | 10.4
14164 | City of Orangeburg - (SC) | 7479 | North Road Peak | SC | Orangeburg | EAST | IC | OP | 7 | 6.5 | 7 |  | 4 | 1987 | DFO |  | N | Y | N | Electric Utility |  |  |  |  | N | [57 empty] | LIQUID | [39 empty] | 0.7385 | 0.025484 | 12.5895
14164 | City of Orangeburg - (SC) | 7479 | North Road Peak | SC | Orangeburg | WEST | IC | OP | 7 | 6.5 | 7 |  | 4 | 1987 | DFO |  | N | Y | N | Electric Utility | [62 empty] | LIQUID | [39 empty] | 0.7385 | 0.025484 | 12.5895
14164 | City of Orangeburg - (SC) | 7480 | Rowesville Rd Plant | SC | Orangeburg | GEN3 | GT | OP | 4.8 | 4.2 | 4.8 |  | 6 | 1994 | NG |  | N | Y | N | Electric Utility | [62 empty] | GAS | [39 empty] | 0.29904 | 0.0036657 | 9.6645
14164 | City of Orangeburg - (SC) | 7480 | Rowesville Rd Plant | SC | Orangeburg | GEN4 | GT | OP | 4.8 | 4.2 | 4.8 |  | 6 | 1994 | NG |  | N | Y | N | Electric Utility | [62 empty] | GAS | [39 empty] | 0.29904 | 0.0036657 | 9.6645
14165 | GenOn Power Midwest LP | 2836 | Avon Lake | OH | Lorain | 7 | ST | OP | 86 | 96 | 96 |  | 1 | 1949 | BIT | DFO | N | Y | N | IPP Non-CHP |  |  |  | 2015 | N | Y | [5 empty] | 2 | 1978 | 303000 | [31 empty] | OP | EK |  |  | 13 |  | 3.5 | 5 |  |  | 99.7 | 80 | 552000 |  |  |  |  | COAL | OH | Avon Lake Power Plant | 2836 | 10 | 2010 |  | ARP, CAIRNOX, CAIROS, CAIRSO2 | 1262.83 | 12 |  | 589604.61 | 1007.107 | 0.3115 | 128.774 | 76119.521 | 741911.164 | 5 | East Central Area Reliability Coordination Agreement | Lorain | Electric Utility | 4911 | Electric Services | 41.5042 | -82.05 | Orion Power Midwest, LP (Owner) (Ended Dec 09, 2010) Orion Power Operating Services - Midwest, Inc. (Operator) (Ended Dec 09, 2010) GenOn Power Operating Services Midwest, Inc. (Operator) (Started Dec 09, 2010) GenOn Power Midwest, LP (Owner) (Started Dec 09, 2010) | Phase 2 | Phase II Group 1 | Operating | Tangentially-fired | Coal |  |  |  | Electrostatic Precipitator | 1131 | 10.4 | COAL | 132.3486 | 310.6844 | 0.3115 | 2.7149 | 11.0321
14165 | GenOn Power Midwest LP | 2836 | Avon Lake | OH | Lorain | 9 | ST | OP | 680 | 640 | 640 |  | 1 | 1970 | BIT | DFO | N | Y | N | IPP Non-CHP |  |  |  | 2015 | N | Y |  |  | Y |  |  | 7 | 1970 | 1417000 | [31 empty] | OP | EK |  |  | 19 |  | 0.6 | 5 |  |  | 99.6 | 125 | 2600000 |  |  |  |  | COAL | OH | Avon Lake Power Plant | 2836 | 12 | 2010 |  | ARP, CAIRNOX, CAIROS, CAIRSO2 | 6351.95 | 12 | 2922906.5 |  | 34481.008 | 0.372 | 4973.909 | 2558015.393 | 24931939.43 | 5 | East Central Area Reliability Coordination Agreement | Lorain | Electric Utility | 4911 | Electric Services | 41.5042 | -82.05 | Orion Power Midwest, LP (Owner) (Ended Dec 09, 2010) Orion Power Operating Services - Midwest, Inc. (Operator) (Ended Dec 09, 2010) GenOn Power Operating Services Midwest, Inc. (Operator) (Started Dec 09, 2010) GenOn Power Midwest, LP (Owner) (Started Dec 09, 2010) | Table 1 | Group 2 | Operating | Cell burner boiler | Coal |  |  | Low NOx Cell Burner Overfire Air Selective Non-catalytic Reduction | Electrostatic Precipitator | 6040 | 8.4394 | COAL | 691 | 460.1562 | 0.372 | 2.766 | 8.4394
14165 | GenOn Power Midwest LP | 2861 | Niles | OH | Trumbull | 1 | ST | OP | 132.8 | 108 | 108 |  | 1 | 1954 | BIT |  | N | Y | N | IPP Non-CHP |  |  |  | 2012 | N | N |  | Y | N |  |  | 1 | 1981 | 176000 | [16 empty] | OP: OP; DP: SP; LS: LS; N: Y | 3 | 90 | 558 | 290000 | 100 | OP | EK |  |  | 15.5 |  | 0.5 |  |  |  | 99 | 110 | 535000 |  |  |  |  | COAL | OH | Niles | 2861 | 1 | 2010 | CS0001 | ARP, CAIRNOX, CAIROS, CAIRSO2 | 2888.57 | 12 | 229096.92 |  | 5490.14 | 0.7521 | 958.239 | 243707.124 | 2375008.058 | 5 | East Central Area Reliability Coordination Agreement | Trumbull | Electric Utility | 4911 | Electric Services | 41.1667 | -80.75 | Orion Power Midwest, LP (Owner/Operator) (Ended Dec 09, 2010) GenOn Power Midwest, LP (Owner/Operator) (Started Dec 09, 2010) | Table 1 |  | Operating | Cyclone boiler | Coal |  | Wet Limestone | Overfire Air Selective Non-catalytic Reduction | Electrostatic Precipitator Other | 1290 | 9.9911 | COAL | 121 | 1939.8148 | 0.7521 | 4.6233 | 9.9911
14165 | GenOn Power Midwest LP | 2861 | Niles | OH | Trumbull | 2 | ST | OP | 132.8 | 108 | 108 |  | 1 | 1954 | BIT |  | N | Y | N | IPP Non-CHP |  |  |  | 2012 | N | N |  | Y | N |  |  | 1 | 1981 | 176000 | [16 empty] | OP: OP; DP: SP; LS: LS; N: Y | 3 | 90 | 558 | 290000 | 100 | OP | EK |  |  | 15.5 |  | 0.5 |  |  |  | 99 | 110 | 535000 |  |  |  |  | COAL | OH | Niles | 2861 | 2 | 2010 | CS0001, MS0002 | ARP, CAIRNOX, CAIROS, CAIRSO2 | 3010.3 | 12 | 241199.2 |  | 5739.546 | 0.845 | 1052.539 | 252128.602 | 2457151.031 | 5 | East Central Area Reliability Coordination Agreement | Trumbull | Electric Utility | 4911 | Electric Services | 41.1667 | -80.75 | Orion Power Midwest, LP (Owner/Operator) (Ended Dec 09, 2010) GenOn Power Midwest, LP (Owner/Operator) (Started Dec 09, 2010) | Table 1 |  | Operating | Cyclone boiler | Coal |  |  | Overfire Air Selective Non-catalytic Reduction | Electrostatic Precipitator Other | 1290 | 9.9082 | COAL | 117 | 1958.3333 | 0.845 | 4.6717 | 9.9082
14165 | GenOn Power Midwest LP | 2861 | Niles | OH | Trumbull | GT1 | GT | OP | 27 | 21 | 27 |  | 7 | 1972 | DFO |  | N | Y | N | IPP Non-CHP |  |  |  |  | N | [57 empty] | LIQUID | OH | Niles | 2861 | CTA | 2010 |  | CAIRNOX, CAIROS, CAIRSO2 | 8 | 12 | 153 |  | 0.749 | 1.2 | 1.797 |  | 2995.2 | 5 | East Central Area Reliability Coordination Agreement | Trumbull | Electric Utility | 4911 | Electric Services | 41.1667 | -80.75 | Orion Power Midwest, LP (Owner) (Ended Dec 09, 2010) Orion Power Operating Services - Midwest, Inc. (Operator) (Ended Dec 09, 2010) GenOn Power Midwest, LP (Owner) (Started Dec 09, 2010) GenOn Power Midwest, LP (Owner/Operator) (Started Dec 09, 2010) (Ended Dec 09, 2010) GenOn Power Operating Services Midwest, Inc. (Operator) (Started Dec 09, 2010) |  |  | Operating | Combustion turbine | Diesel Oil |  |  |  |  | 469 | 19.5764 | LIQUID | 22 | -113.6364 | 1.2 | 0.50013 | 19.5764
14165 | GenOn Power Midwest LP | 3096 | Brunot Island | PA | Allegheny | 1A | GT | OP | 25.5 | 15 | 15 |  | 3 | 1972 | DFO |  | N | Y | N | IPP Non-CHP |  |  |  |  | N | [57 empty] | LIQUID | [39 empty] | 0.71461 | 0.20555 | 13.3834
14165 | GenOn Power Midwest LP | 3096 | Brunot Island | PA | Allegheny | 1B | GT | OP | 25.5 | 15 | 15 |  | 3 | 1972 | DFO |  | N | Y | N | IPP Non-CHP |  |  |  |  | N | [57 empty] | LIQUID | [39 empty] | 0.71461 | 0.20555 | 13.3834
14165 | GenOn Power Midwest LP | 3096 | Brunot Island | PA | Allegheny | 1C | GT | OP | 25.5 | 15 | 15 |  | 3 | 1972 | DFO |  | N | Y | N | IPP Non-CHP |  |  |  |  | N | [57 empty] | LIQUID | [39 empty] | 0.71461 | 0.20555 | 13.3834
14165 | GenOn Power Midwest LP | 3096 | Brunot Island | PA | Allegheny | 2A | CT | OP | 65.3 | 48 | 48 |  | 6 | 1973 | NG |  | N | Y | N | IPP Non-CHP |  |  |  |  | N | [57 empty] | GAS | PA | Brunot Island Power Station | 3096 | 2A | 2010 |  | ARP, CAIRNOX, CAIROS, CAIRSO2 | 43.93 | 12 | 1543.15 |  | 0.008 | 0.1522 | 2.467 | 1578.162 | 26550.636 | 3 |  | Allegheny | Electric Utility | 4911 | Electric Services | 40.4638 | -80.044 | Orion Power Operating Services - Midwest, Inc. (Operator) Orion Power Midwest, LP (Owner) | Phase 2 |  | Operating | Combined cycle | Pipeline Natural Gas |  |  | Selective Catalytic Reduction Water Injection |  | 918 | 12.4824 | GAS | 68 | 1791.6667 | 0.1522 | 0.000603 | 12.4824
14165 | GenOn Power Midwest LP | 3096 | Brunot Island | PA | Allegheny | 2B | CT | OP | 65.3 | 48 | 48 |  | 6 | 1973 | NG |  | N | Y | N | IPP Non-CHP |  |  |  |  | N | [57 empty] | GAS | PA | Brunot Island Power Station | 3096 | 2B | 2010 |  | ARP, CAIRNOX, CAIROS, CAIRSO2 | 59.32 | 12 | 2020.4 |  | 0.012 | 0.0483 | 0.975 | 2429.601 | 40859.654 | 3 |  | Allegheny | Electric Utility | 4911 | Electric Services | 40.4638 | -80.044 | Orion Power Operating Services - Midwest, Inc. (Operator) Orion Power Midwest, LP (Owner) | Phase 2 |  | Operating | Combined cycle | Pipeline Natural Gas |  |  | Selective Catalytic Reduction Water Injection |  | 918 | 14.3148 | GAS | 66 | 1812.5 | 0.0483 | 0.000587 | 14.3148
14165 | GenOn Power Midwest LP | 3096 | Brunot Island | PA | Allegheny | 3 | CT | OP | 65.3 | 48 | 48 |  | 6 | 1973 | NG |  | N | Y | N | IPP Non-CHP |  |  |  |  | N | [57 empty] | GAS | PA | Brunot Island Power Station | 3096 | 3 | 2010 |  | ARP, CAIRNOX, CAIROS, CAIRSO2 | 51.17 | 12 | 1786.05 |  | 0.011 | 0.0515 | 1.005 | 2225.269 | 37429.339 | 3 |  | Allegheny | Electric Utility | 4911 | Electric Services | 40.4638 | -80.044 | Orion Power Midwest, LP (Owner) Orion Power Operating Services - Midwest, Inc. (Operator) | Phase 2 |  | Operating | Combined cycle | Pipeline Natural Gas |  |  | Selective Catalytic Reduction Water Injection |  | 918 | 13.7844 | GAS | 66 | 1812.5 | 0.0515 | 0.000588 | 13.7844
14165 | GenOn Power Midwest LP | 3096 | Brunot Island | PA | Allegheny | ST4 | CA | OP | 144 | 101 | 101 |  | 7 | 1974 | NG |  | N | Y | N | IPP Non-CHP |  |  |  |  | N | [6 empty] | 2A¦¦2B¦¦3 | 2002 | 665300 | [48 empty] | GAS | [39 empty] | 0 | 0 | 10.4
14165 | GenOn Power Midwest LP | 3098 | Elrama Power Plant | PA | Washington | 1 | ST | OP | 100 | 93 | 93 |  | 4 | 1952 | BIT |  | N | Y | N | IPP Non-CHP |  |  |  | 2012 | N | Y | [5 empty] | SCR1 | 1976 | 829683 | [16 empty] | OP: OP; DP: VE; LS: LI; N: N | 2.5 | 83 | 3152 | 1725312 | 100 | OP | MC | EK | WS | 12.5 |  | 2.5 |  |  |  | 95 | 700 | 414000 |  |  |  |  | COAL | PA | Elrama | 3098 | 1 | 2010 | CS001 | ARP, CAIRNOX, CAIROS, CAIRSO2 | 696.21 | 12 | 36345.42 |  | 87.928 | 0.4529 | 95.477 | 40977.897 | 399394.116 | 3 | East Central Area Reliability Coordination Agreement | Washington | Electric Utility | 4911 | Electric Services | 40.2525 | -79.9183 | Orion Power Midwest, LP (Owner/Operator) (Ended Dec 09, 2010) GenOn Power Midwest, LP (Owner/Operator) (Started Dec 09, 2010) | Phase 2 | Group 2 | Operating | Dry bottom vertically-fired boiler | Coal |  | Wet Lime FGD | Low NOx Burner Technology (Dry Bottom only) Overfire Air Selective Non-catalytic Reduction Combustion Modification/Fuel Reburning | Wet Scrubber Cyclone Electrostatic Precipitator | 1200 | 10.4995 | COAL | 106 | 1930.1075 | 0.4529 | 0.44031 | 10.4995
14165 | GenOn Power Midwest LP | 3098 | Elrama Power Plant | PA | Washington | 2 | ST | OP | 100 | 93 | 93 |  | 1 | 1953 | BIT |  | N | Y | N | IPP Non-CHP |  |  |  | 2012 | N | Y | [5 empty] | SCR1 | 1976 | 829683 | [16 empty] | OP: OP; DP: VE; LS: LI; N: N | 2.5 | 83 | 3152 | 1725312 | 100 | OP | MC | EK | WS | 12.5 |  | 2.5 |  |  |  | 95 | 680 | 41400 |  |  |  |  | COAL | PA | Elrama | 3098 | 2 | 2010 | CS001 | ARP, CAIRNOX, CAIROS, CAIRSO2 | 2976.36 | 12 | 121717.71 |  | 300.911 | 0.43 | 325.074 | 148490.093 | 1447273.929 | 3 | East Central Area Reliability Coordination Agreement | Washington | Electric Utility | 4911 | Electric Services | 40.2525 | -79.9183 | Orion Power Midwest, LP (Owner/Operator) (Ended Dec 09, 2010) GenOn Power Midwest, LP (Owner/Operator) (Started Dec 09, 2010) | Phase 2 | Group 2 | Operating | Dry bottom vertically-fired boiler | Coal |  | Wet Lime FGD | Low NOx Burner Technology (Dry Bottom only) Overfire Air Selective Non-catalytic Reduction Combustion Modification/Fuel Reburning | Wet Scrubber Cyclone Electrostatic Precipitator | 1254 | 10.8814 | COAL | 108 | 1919.3548 | 0.43 | 0.41583 | 10.8814
14165 | GenOn Power Midwest LP | 3098 | Elrama Power Plant | PA | Washington | 3 | ST | OP | 125 | 103 | 103 |  | 9 | 1954 | BIT |  | N | Y | N | IPP Non-CHP |  |  |  | 2012 | N | Y | [5 empty] | SCR1 | 1976 | 829683 | [16 empty] | OP: OP; DP: VE; LS: LI; N: N | 2.5 | 83 | 3152 | 1725312 | 100 | OP | MC | EK | WS | 12.5 |  | 2.5 |  |  |  | 97.8 | 300 | 470000 |  |  |  |  | COAL | PA | Elrama | 3098 | 3 | 2010 | CS001 | ARP, CAIRNOX, CAIROS, CAIRSO2 | 2264.44 | 12 | 99832.34 |  | 237.238 | 0.4324 | 269.375 | 119391.257 | 1163656.984 | 3 | East Central Area Reliability Coordination Agreement | Washington | Electric Utility | 4911 | Electric Services | 40.2525 | -79.9183 | Orion Power Midwest, LP (Owner/Operator) (Ended Dec 09, 2010) GenOn Power Midwest, LP (Owner/Operator) (Started Dec 09, 2010) | Phase 2 | Group 2 | Operating | Dry bottom vertically-fired boiler | Coal |  | Wet Lime FGD | Combustion Modification/Fuel Reburning Low NOx Burner Technology (Dry Bottom only) Overfire Air Selective Non-catalytic Reduction | Wet Scrubber Cyclone Electrostatic Precipitator | 1300 | 10.72 | COAL | 119 | 1922.3301 | 0.4324 | 0.40775 | 10.72
14165 | GenOn Power Midwest LP | 3098 | Elrama Power Plant | PA | Washington | 4 | ST | OP | 185 | 171 | 171 |  | 10 | 1960 | BIT |  | N | Y | N | IPP Non-CHP |  |  |  | 2012 | N | Y | [5 empty] | SCR1 | 1976 | 829683 | 0.0035 | 1.06 | 0.2 | PB | DH | OT | 2009 | 2009 | 2009 | MS | NC | [5 empty] | OP: OP; DP: VE; LS: LI; N: N | 2.5 | 83 | 3152 | 1725312 | 100 | OP | MC | EK | WS | 13.5 |  | 1.6 |  |  |  | 97.8 | 300 | 470000 |  |  |  |  | COAL | PA | Elrama | 3098 | 4 | 2010 | CS001 | ARP, CAIRNOX, CAIROS, CAIRSO2 | 3866.04 | 12 | 385050.75 |  | 905.578 | 0.4311 | 1012.967 | 441567.76 | 4303805.133 | 3 | East Central Area Reliability Coordination Agreement | Washington | Electric Utility | 4911 | Electric Services | 40.2525 | -79.9183 | Orion Power Midwest, LP (Owner/Operator) (Ended Dec 09, 2010) GenOn Power Midwest, LP (Owner/Operator) (Started Dec 09, 2010) | Phase 2 | Phase II Group 1 | Operating | Dry bottom wall-fired boiler | Coal |  | Wet Lime FGD | Low NOx Burner Technology (Dry Bottom only) Selective Non-catalytic Reduction | Wet Scrubber Cyclone Electrostatic Precipitator | 1925 | 10.5616 | COAL | 197 | 1923.9766 | 0.4311 | 0.42083 | 10.5616
14165 | GenOn Power Midwest LP | 3138 | New Castle Plant | PA | Lawrence | 3 | ST | OP | 98 | 93 | 98 |  | 9 | 1952 | BIT |  | N | Y | N | IPP Non-CHP |  |  |  | 2015 | N | Y |  | Y |  |  |  | A | 1977 | 260000 | [31 empty] | OP | EK |  |  | 15.5 |  | 3 |  |  |  | 99 | 45 | 450000 |  |  |  |  | COAL | PA | New Castle | 3138 | 3 | 2010 |  | ARP, CAIRNOX, CAIROS, CAIRSO2 | 3720.05 | 12 | 221494.2 |  | 2839.686 | 0.343 | 437.157 | 243067.258 | 2369075.046 | 3 | East Central Area Reliability Coordination Agreement | Lawrence | Electric Utility | 4911 | Electric Services | 40.9378 | -80.3681 | Orion Power Midwest, LP (Owner/Operator) (Ended Dec 09, 2010) GenOn Power Midwest, LP (Owner/Operator) (Started Dec 09, 2010) | Phase 2 | Early Election | Operating | Dry bottom wall-fired boiler | Coal |  |  | Low NOx Burner Technology w/ Overfire Air Selective Non-catalytic Reduction | Electrostatic Precipitator | 1075 | 10.143 | COAL | 103 | 1974.4898 | 0.343 | 2.3973 | 10.143
14165 | GenOn Power Midwest LP | 3138 | New Castle Plant | PA | Lawrence | 4 | ST | OP | 114 | 95 | 98 |  | 8 | 1958 | BIT |  | N | Y | N | IPP Non-CHP |  |  |  | 2015 | N | Y |  | Y |  |  |  | A | 1977 | 260000 | [31 empty] | OP | EK |  |  | 15.5 |  | 3 |  |  |  | 99 | 45 | 432000 |  |  |  |  | COAL | PA | New Castle | 3138 | 4 | 2010 |  | ARP, CAIRNOX, CAIROS, CAIRSO2 | 3969.47 | 12 | 252876.88 |  | 2971.312 | 0.3298 | 419.076 | 252776.891 | 2463751.225 | 3 | East Central Area Reliability Coordination Agreement | Lawrence | Electric Utility | 4911 | Electric Services | 40.9378 | -80.3681 | Orion Power Midwest, LP (Owner/Operator) (Ended Dec 09, 2010) GenOn Power Midwest, LP (Owner/Operator) (Started Dec 09, 2010) | Phase 2 | Early Election | Operating | Dry bottom wall-fired boiler | Coal |  |  | Low NOx Burner Technology w/ Overfire Air Selective Non-catalytic Reduction | Electrostatic Precipitator | 1232 | 9.3781 | COAL | 104 | 1969.3878 | 0.3298 | 2.412 | 9.3781
14165 | GenOn Power Midwest LP | 3138 | New Castle Plant | PA | Lawrence | 5 | ST | OP | 136 | 132 | 137 |  | 6 | 1964 | BIT |  | N | Y | N | IPP Non-CHP |  |  |  | 2015 | N | Y |  | Y |  |  |  | A | 1977 | 260000 | [31 empty] | OP | EK |  |  | 11 |  | 3.5 |  |  |  | 99 | 33 | 635000 |  |  |  |  | COAL | PA | New Castle | 3138 | 5 | 2010 |  | ARP, CAIRNOX, CAIROS, CAIRSO2 | 3456.9 | 12 | 316091.73 |  | 3940.692 | 0.4382 | 784.778 | 332962.364 | 3245236.788 | 3 | East Central Area Reliability Coordination Agreement | Lawrence | Electric Utility | 4911 | Electric Services | 40.9378 | -80.3681 | Orion Power Midwest, LP (Owner/Operator) (Ended Dec 09, 2010) GenOn Power Midwest, LP (Owner/Operator) (Started Dec 09, 2010) | Phase 2 | Early Election | Operating | Dry bottom wall-fired boiler | Coal |  |  | Low NOx Burner Technology w/ Overfire Air Selective Non-catalytic Reduction | Electrostatic Precipitator | 1570 | 9.9178 | COAL | 149 | 1956.2044 | 0.4382 | 2.4286 | 9.9178
14165 | GenOn Power Midwest LP | 3138 | New Castle Plant | PA | Lawrence | EMDA | IC | OP | 3.2 | 3 | 3 |  | 12 | 1968 | DFO |  | N | Y | N | IPP Non-CHP |  |  |  | 2015 | N | [57 empty] | LIQUID | [39 empty] | 0.7385 | 0.025484 | 12.5895
14165 | GenOn Power Midwest LP | 8226 | Cheswick Power Plant | PA | Allegheny | 1 | ST | OP | 637 | 580 | 580 |  | 6 | 1970 | BIT | SUB | Y | Y | N | IPP Non-CHP |  |  |  |  | N | Y |  | Y | [22 empty] | OP: OP; DP: SP; LS: LS; N: N | 4.5 | 98 | 0.41 | 1848725 | 100 | OP | EC |  |  | 15 |  | 1.7 | 2 |  |  | 99.5 | 287 | 1984000 |  |  |  |  | COAL | PA | Cheswick | 8226 | 1 | 2010 |  | ARP, CAIRNOX, CAIROS, CAIRSO2 | 4543.62 | 12 | 1954012.33 |  | 11806.337 | 0.2608 | 2521.906 | 1940008.624 | 18977838.92 | 3 | East Central Area Reliability Coordination Agreement | Allegheny | Electric Utility | 4911 | Electric Services | 40.5383 | -79.7906 | Orion Power Midwest, LP (Owner/Operator) (Ended Dec 09, 2010) GenOn Power Midwest, LP (Owner/Operator) (Started Dec 09, 2010) | Table 1 | Phase 1 Group 1 | Operating | Tangentially-fired | Coal | Pipeline Natural Gas | Wet Lime FGD (Began May 31, 2010) | Low NOx Burner Technology w/ Separated OFA Selective Catalytic Reduction | Electrostatic Precipitator | 6000 | 9.4976 | COAL | 614 | 1970.6897 | 0.2608 | 1.2442 | 9.4976
14165 | GenOn Power Midwest LP | 3138 | New Castle Plant | PA | Lawrence | EMDB | IC | OP | 3.2 | 3 | 3 |  | 12 | 1968 | DFO |  | N | Y | N | IPP Non-CHP |  |  |  | 2015 | N | [57 empty] | LIQUID | [39 empty] | 0.7385 | 0.025484 | 12.5895
14172 | City of Ord - (NE) | 2294 | Ord | NE | Valley | 1 | IC | OP | 5 | 5 | 5 |  | 1 | 1973 | DFO | NG | Y | Y | N | Electric Utility |  |  |  |  | N | [57 empty] | LIQUID | [39 empty] | 0.7385 | 0.025484 | 12.5895
14172 | City of Ord - (NE) | 2294 | Ord | NE | Valley | 2 | IC | OP | 1.5 | 1 | 1 |  | 1 | 1966 | DFO | NG | Y | Y | N | Electric Utility |  |  |  |  | N |  | N | [55 empty] | LIQUID | [39 empty] | 0.7385 | 0.025484 | 12.5895
14172 | City of Ord - (NE) | 2294 | Ord | NE | Valley | 3 | IC | OP | 2.5 | 2 | 2 |  | 1 | 1963 | DFO | NG | Y | Y | N | Electric Utility |  |  |  |  | N | [57 empty] | LIQUID | [39 empty] | 0.7385 | 0.025484 | 12.5895
14172 | City of Ord - (NE) | 2294 | Ord | NE | Valley | 4A | IC | OP | 1.5 | 1.4 | 1.4 |  | 4 | 1997 | DFO |  | N | Y | N | Electric Utility |  |  |  |  | N | [57 empty] | LIQUID | [39 empty] | 0.7385 | 0.025484 | 12.5895
14172 | City of Ord - (NE) | 2294 | Ord | NE | Valley | 5A | IC | OP | 1.5 | 1.4 | 1.4 |  | 4 | 1997 | DFO |  | N | Y | N | Electric Utility |  |  |  |  | N | [57 empty] | LIQUID | [39 empty] | 0.7385 | 0.025484 | 12.5895
14173 | Oroville Cogeneration LP | 54477 | Oroville Cogeneration LP | CA | Butte | GEN1 | IC | OP | 1.1 | 1.1 | 1.1 |  | 1 | 1990 | NG |  | N | Y | Y | IPP CHP |  |  |  |  | N | [57 empty] | GAS | [39 empty] | 1.1659 | 0.0016829 | 10.4
14173 | Oroville Cogeneration LP | 54477 | Oroville Cogeneration LP | CA | Butte | GEN2 | IC | OP | 1.1 | 1.1 | 1.1 |  | 1 | 1990 | NG |  | N | Y | Y | IPP CHP |  |  |  |  | N | [57 empty] | GAS | [39 empty] | 1.1659 | 0.0016829 | 10.4
14173 | Oroville Cogeneration LP | 54477 | Oroville Cogeneration LP | CA | Butte | GEN3 | IC | OP | 1.1 | 1.1 | 1.1 |  | 1 | 1990 | NG |  | N | Y | Y | IPP CHP |  |  |  |  | N | [57 empty] | GAS | [39 empty] | 1.1659 | 0.0016829 | 10.4
14173 | Oroville Cogeneration LP | 54477 | Oroville Cogeneration LP | CA | Butte | GEN4 | IC | OP | 1.1 | 1.1 | 1.1 |  | 1 | 1990 | NG |  | N | Y | Y | IPP CHP |  |  |  |  | N | [57 empty] | GAS | [39 empty] | 1.1659 | 0.0016829 | 10.4
14173 | Oroville Cogeneration LP | 54477 | Oroville Cogeneration LP | CA | Butte | GEN5 | IC | OP | 1.1 | 1.1 | 1.1 |  | 1 | 1990 | NG |  | N | Y | Y | IPP CHP |  |  |  |  | N | [57 empty] | GAS | [39 empty] | 1.1659 | 0.0016829 | 10.4
14173 | Oroville Cogeneration LP | 54477 | Oroville Cogeneration LP | CA | Butte | GEN6 | IC | OP | 1.1 | 1.1 | 1.1 |  | 1 | 1990 | NG |  | N | Y | Y | IPP CHP |  |  |  |  | N | [57 empty] | GAS | [39 empty] | 1.1659 | 0.0016829 | 10.4
14173 | Oroville Cogeneration LP | 54477 | Oroville Cogeneration LP | CA | Butte | GEN7 | IC | OP | 1.1 | 1.1 | 1.1 |  | 1 | 1990 | NG |  | N | Y | Y | IPP CHP |  |  |  |  | N | [57 empty] | GAS | [39 empty] | 1.1659 | 0.0016829 | 10.4
14182 | Sterling Power Partners LP | 50744 | Sterling Power Plant | NY | Oneida | GEN1 | CT | OP | 47.7 | 38.8 | 47.6 |  | 6 | 1991 | NG |  | N | Y | Y | IPP CHP |  |  |  |  | N | [57 empty] | GAS | NY | Sterling Power Plant | 50744 | 1 | 2010 |  | ARP, CAIRNOX, CAIROS, CAIRSO2, RGGI | 246.75 | 12 | 8508.5 |  | 0.028 | 0.1173 | 5.636 | 5917.25 | 99549.1 | 2 | Northeast Power Coordinating Council | Oneida | Cogeneration | 4931 | Elec & Other Services Combined | 43.0803 | -75.6003 | Sterling Power Partners, LP (Owner/Operator) | Phase 2 |  | Operating | Combined cycle | Pipeline Natural Gas |  |  | Steam Injection |  | 551 | 10.4 | GAS | 52.9808 | 443.4793 | 0.1173 | 0.000563 | 11.2172
14182 | Sterling Power Partners LP | 50744 | Sterling Power Plant | NY | Oneida | GEN2 | CA | OP | 16.5 | 16 | 16.5 |  | 7 | 1991 | NG |  | N | Y | Y | IPP CHP |  |  |  |  | N | [57 empty] | GAS | [39 empty] | 0 | 0 | 10.4
14182 | Sterling Power Partners LP | 50744 | Sterling Power Plant | NY | Oneida | GEN3 | IC | OP | 1.1 | 1.1 | 1.1 |  | 6 | 1991 | DFO |  | N | Y | N | IPP CHP |  |  |  |  | N | [57 empty] | LIQUID | [39 empty] | 0.7385 | 0.025484 | 12.5895
14184 | Orlando CoGen Ltd LP | 54466 | Orlando Cogen LP | FL | Orange | GEN1 | CS | OP | 122.4 | 120 | 130 |  | 9 | 1993 | NG |  | N | Y | Y | IPP CHP |  |  |  |  | N | [6 empty] | STACK1 | 1993 | 856327 | [48 empty] | GAS | FL | Orlando CoGen | 54466 | 1 | 2010 |  | ARP, CAIRNOX, CAIROS, CAIRSO2 | 8540.19 | 12 | 886066.25 |  | 2.167 | 0.0524 | 189.328 | 429213.481 | 7222330.947 | 4 |  | Orange | Cogeneration | 4931 | Elec & Other Services Combined | 28.4422 | -81.4119 | Orlando CoGen Limited, LP (Owner) Northern Star Generation Services Company LLC (Operator) | Phase 2 |  | Operating | Combined cycle | Pipeline Natural Gas |  |  |  |  | 1256 | 8.0436 | GAS | 139 | 465.3846 | 0.0524 | 0.0006 | 8.0436
14191 | South Feather Water and Power Agency | 417 | Forbestown | CA | Butte | 1 | HY | OP | 41.9 | 36 | 36 |  | 10 | 1963 | WAT |  | N | Y | N | Electric Utility |  |  |  |  | N | [57 empty] | N/A | [39 empty] | 0 | 0 | 10.4
14191 | South Feather Water and Power Agency | 418 | Kelly Ridge | CA | Butte | 1 | HY | OP | 10 | 9 | 9 |  | 9 | 1963 | WAT |  | N | Y | N | Electric Utility |  |  |  |  | N | [57 empty] | N/A | [39 empty] | 0 | 0 | 10.4
14191 | South Feather Water and Power Agency | 419 | Woodleaf | CA | Butte | 1 | HY | OP | 59 | 59 | 55 |  | 11 | 1963 | WAT |  | N | Y | N | Electric Utility |  |  |  |  | N | [57 empty] | N/A | [39 empty] | 0 | 0 | 10.4
14191 | South Feather Water and Power Agency | 776 | Sly Creek | CA | Butte | 1 | HY | OP | 12.1 | 9 | 7 |  | 7 | 1983 | WAT |  | N | Y | N | Electric Utility |  |  |  |  | N | [57 empty] | N/A | [39 empty] | 0 | 0 | 10.4
14194 | City of Orrville - (OH) | 2935 | Orrville | OH | Wayne | 10 | ST | OP | 25 | 23 | 23 |  | 1 | 1971 | BIT | NG | N | Y | N | Electric Utility |  |  |  |  | N |  |  | Y | [37 empty] | OP | EK |  |  | 17 |  | 5.5¦¦ 4 |  |  |  | 99.12¦¦ 99.41 | 9.46¦¦ 6.98 | 109798¦¦ 119325 |  |  |  |  | COAL | [39 empty] | 0.46151 | 0.9684 | 11.8491
14194 | City of Orrville - (OH) | 2935 | Orrville | OH | Wayne | 11 | ST | OP | 25 | 23 | 23 |  | 1 | 1971 | BIT | NG | N | Y | N | Electric Utility |  |  |  |  | N |  |  | Y | [37 empty] | OP | EK |  |  | 17 |  | 5.5¦¦ 4 |  |  |  | 99.12¦¦ 99.41 | 9.46¦¦ 6.98 | 109798¦¦ 119325 |  |  |  |  | COAL | [39 empty] | 0.46151 | 0.9684 | 11.8491
14194 | City of Orrville - (OH) | 2935 | Orrville | OH | Wayne | 9 | ST | OP | 22 | 20 | 20 |  | 1 | 1961 | BIT |  | N | Y | N | Electric Utility |  |  |  |  | N |  |  | Y | [37 empty] | OP | EK |  |  | 15¦¦ 17 |  | 3.6¦¦ 5.5 |  |  |  | 99.12¦¦ 97.92¦¦ 99.12 | 0.6¦¦ 1.29¦¦ 9.46 | 48170¦¦ 51524¦¦ 109798 |  |  |  |  | COAL | [39 empty] | 0.50972 | 1.1587 | 12.2715
14199 | City of Osage City | 1313 | Osage City | KS | OSAGE | 1 | IC | OP | 1.1 | 0.9 | 0.9 |  | 9 | 1955 | NG | DFO | Y | Y | N | Electric Utility |  |  |  |  | N | [57 empty] | GAS | [39 empty] | 1.1659 | 0.0016829 | 10.4
14199 | City of Osage City | 1313 | Osage City | KS | OSAGE | 10 | IC | OP | 0.8 | 0.7 | 0.7 |  | 6 | 2001 | DFO |  | N | Y | N | Electric Utility |  |  |  |  | N | [57 empty] | LIQUID | [39 empty] | 0.7385 | 0.025484 | 12.5895
14199 | City of Osage City | 1313 | Osage City | KS | OSAGE | 2 | IC | OP | 1.2 | 1.1 | 1.1 |  | 9 | 1960 | NG | DFO | Y | Y | N | Electric Utility |  |  |  |  | N | [57 empty] | GAS | [39 empty] | 1.1659 | 0.0016829 | 10.4
14199 | City of Osage City | 1313 | Osage City | KS | OSAGE | 4 | IC | OP | 2 | 1.9 | 1.9 |  | 9 | 1967 | NG | DFO | Y | Y | N | Electric Utility |  |  |  |  | N | [57 empty] | GAS | [39 empty] | 1.1659 | 0.0016829 | 10.4
14199 | City of Osage City | 1313 | Osage City | KS | OSAGE | 5 | IC | OP | 2 | 1.9 | 1.9 |  | 9 | 1970 | NG | DFO | Y | Y | N | Electric Utility |  |  |  |  | N | [57 empty] | GAS | [39 empty] | 1.1659 | 0.0016829 | 10.4
14199 | City of Osage City | 1313 | Osage City | KS | OSAGE | 7 | IC | OP | 1.7 | 1.5 | 1.5 |  | 6 | 1984 | NG | DFO | Y | Y | N | Electric Utility |  |  |  |  | N | [57 empty] | GAS | [39 empty] | 1.1659 | 0.0016829 | 10.4
14199 | City of Osage City | 1313 | Osage City | KS | OSAGE | 8 | IC | OP | 0.8 | 0.7 | 0.7 |  | 6 | 2001 | DFO |  | N | Y | N | Electric Utility |  |  |  |  | N | [57 empty] | LIQUID | [39 empty] | 0.7385 | 0.025484 | 12.5895
14199 | City of Osage City | 1313 | Osage City | KS | OSAGE | IC3 | IC | OP | 2 | 1.9 | 1.9 |  | 5 | 2011 | NG | DFO | Y | Y | N | Electric Utility |  |  |  |  | N | [57 empty] | GAS | [39 empty] | 1.1659 | 0.0016829 | 10.4
14199 | City of Osage City | 1313 | Osage City | KS | OSAGE | IC6 | IC | OP | 1.1 | 0.9 | 0.9 |  | 7 | 1983 | NG | DFO | Y | Y | N | Electric Utility |  |  |  |  | N | [57 empty] | GAS | [39 empty] | 1.1659 | 0.0016829 | 10.4
14201 | City of Osage - (IA) | 1172 | Osage | IA | MITCHELL | 5 | IC | OP | 3.2 | 3.1 | 3.1 |  | 9 | 1963 | NG | DFO | Y | Y | N | Electric Utility |  |  |  |  | N | [57 empty] | GAS | [39 empty] | 1.1659 | 0.0016829 | 10.4
14201 | City of Osage - (IA) | 1172 | Osage | IA | MITCHELL | 6 | IC | OP | 6.2 | 6 | 6 |  | 10 | 1973 | DFO | NG | Y | Y | N | Electric Utility | [62 empty] | LIQUID | [39 empty] | 0.7385 | 0.025484 | 12.5895
14201 | City of Osage - (IA) | 1172 | Osage | IA | MITCHELL | 7 | IC | OP | 3.6 | 3.6 | 3.6 |  | 5 | 1996 | DFO |  | N | Y | N | Electric Utility | [62 empty] | LIQUID | [39 empty] | 0.7385 | 0.025484 | 12.5895
14201 | City of Osage - (IA) | 1172 | Osage | IA | MITCHELL | 8 | IC | OP | 3.6 | 3.6 | 3.6 |  | 5 | 1998 | DFO |  | N | Y | N | Electric Utility | [62 empty] | LIQUID | [39 empty] | 0.7385 | 0.025484 | 12.5895
14201 | City of Osage - (IA) | 1172 | Osage | IA | MITCHELL | W1 | WT | OP | 1.6 | 0.5 | 0.5 |  | 12 | 2009 | WND |  | N | Y | N | Electric Utility |  |  |  |  | N | [57 empty] | N/A | [39 empty] | 0 | 0 | 10.4
14222 | Oswego County | 50907 | Oswego County Energy Recovery | NY | Oswego | UNT1 | ST | OP | 1.8 | 1.7 | 1.7 |  | 2 | 1986 | MSW | NG | N | Y | Y | Commercial CHP | [62 empty] | OTHER SOLID | [39 empty] | 0 | 0 | 10.4
14222 | Oswego County | 50907 | Oswego County Energy Recovery | NY | Oswego | UNT2 | ST | OP | 1.8 | 1.7 | 1.7 |  | 2 | 1986 | MSW | NG | N | Y | Y | Commercial CHP | [62 empty] | OTHER SOLID | [39 empty] | 0 | 0 | 10.4
14229 | City of Ottawa - (KS) | 1316 | Ottawa | KS | Franklin | GT1 | GT | OP | 11.5 | 8 | 9 |  | 12 | 1967 | NG |  | N | Y | N | Electric Utility |  |  |  |  | N | [57 empty] | GAS | [39 empty] | 0.30446 | 0.0037895 | 10.8241
14229 | City of Ottawa - (KS) | 1316 | Ottawa | KS | Franklin | IC3 | IC | OP | 3.7 | 3.2 | 3.2 |  | 5 | 1962 | NG | DFO | Y | Y | N | Electric Utility |  |  |  |  | N | [57 empty] | GAS | [39 empty] | 1.1659 | 0.0016829 | 10.4
14229 | City of Ottawa - (KS) | 1316 | Ottawa | KS | Franklin | IC4 | IC | OP | 3.5 | 3 | 3 |  | 12 | 1958 | NG | DFO | Y | Y | N | Electric Utility |  |  |  |  | N | [57 empty] | GAS | [39 empty] | 1.1659 | 0.0016829 | 10.4
14229 | City of Ottawa - (KS) | 1316 | Ottawa | KS | Franklin | IC6 | IC | OP | 6 | 5.9 | 5.9 |  | 5 | 1981 | NG | DFO | Y | Y | N | Electric Utility |  |  |  |  | N | [57 empty] | GAS | [39 empty] | 1.1659 | 0.0016829 | 10.4
14229 | City of Ottawa - (KS) | 1316 | Ottawa | KS | Franklin | IC7 | IC | OP | 6 | 5.9 | 5.9 |  | 5 | 1981 | NG | DFO | Y | Y | N | Electric Utility |  |  |  |  | N | [57 empty] | GAS | [39 empty] | 1.1659 | 0.0016829 | 10.4
14232 | Otter Tail Power Co | 1943 | Hoot Lake | MN | Otter Tail | 2 | ST | OP | 54.4 | 58 | 58 |  | 10 | 1959 | SUB |  | N | Y | N | Electric Utility |  |  |  |  | N | Y |  | Y |  |  |  | 2 | 1959 | 345500 | [31 empty] | OP | EK |  |  | 3.5 |  | 0.3 |  | 0.4 |  | 99 | 42 | 280000 |  |  |  |  | COAL | MN | Hoot Lake | 1943 | 2 | 2010 |  | ARP | 8428.5 | 12 | 358651.5 |  | 1462.987 | 0.188 | 403.031 | 453134.45 | 4320481.05 | 5 | Mid-Continent Area Power Pool | Otter Tail | Electric Utility | 4911 | Electric Services | 46.29 | -96.0428 | Otter Tail Power Company (Owner/Operator) | Phase 2 | Early Election | Operating | Tangentially-fired | Coal | Diesel Oil |  | Low NOx Burner Technology w/ Closed-coupled/Separated OFA | Electrostatic Precipitator | 868 | 11.7813 | COAL | 64 | 1948.2759 | 0.188 | 0.67723 | 11.7813
14232 | Otter Tail Power Co | 1943 | Hoot Lake | MN | Otter Tail | 3 | ST | OP | 75 | 80 | 80 |  | 5 | 1964 | SUB |  | N | Y | N | Electric Utility |  |  |  |  | N | Y |  | Y |  |  |  | 2 | 1959 | 345500 | [31 empty] | OP | EK |  |  | 3.5 |  | 0.3 |  | 0.4 |  | 99 | 26 | 390000 |  |  |  |  | COAL | MN | Hoot Lake | 1943 | 3 | 2010 |  | ARP | 8345.75 | 12 | 495403.25 |  | 2146.763 | 0.1832 | 562.655 | 635380.15 | 6058157.925 | 5 | Mid-Continent Area Power Pool | Otter Tail | Electric Utility | 4911 | Electric Services | 46.29 | -96.0428 | Otter Tail Power Company (Owner/Operator) | Phase 2 | Phase II Group 1 | Operating | Dry bottom wall-fired boiler | Coal | Diesel Oil |  | Low NOx Burner Technology w/ Overfire Air | Electrostatic Precipitator | 1163 | 12.2037 | COAL | 90 | 1937.5 | 0.1832 | 0.70872 | 12.2037
14232 | Otter Tail Power Co | 1943 | Hoot Lake | MN | Otter Tail | H1 | HY | OP | 1 | 0.8 | 0.8 |  | 9 | 1914 | WAT |  | N | Y | N | Electric Utility |  |  |  |  | N | [57 empty] | N/A | [39 empty] | 0 | 0 | 10.4
14232 | Otter Tail Power Co | 6098 | Big Stone | SD | Grant | 1 | ST | OP | 456 | 475 | 475 |  | 5 | 1975 | SUB | TDF | N | Y | Y | Electric Utility |  |  |  |  | N | N |  | Y |  |  |  | 1 | 1975 | 1184500 | [31 empty] | OP | BP | [5 empty] | 0.8 |  |  | 99.8 | 50 | 2100000 |  |  |  |  | COAL | SD | Big Stone | 6098 | 1 | 2010 |  | ARP | 8292.34 | 12 | 3315524.7 |  | 12588.59 | 0.7026 | 12380.231 | 3674382.177 | 35034165.3 | 8 | Mid-Continent Area Power Pool | Grant | Electric Utility | 4911 | Electric Services | 45.3047 | -96.5103 | Montana Dakota Utilities Company (Owner) Otter Tail Power Company (Owner/Operator) Northwestern Public Service Company (Owner) | Phase 2 | Group 2 | Operating | Cyclone boiler | Coal | Diesel Oil, Wood |  | Overfire Air | Baghouse | 5609 | 10.4296 | COAL | 497 | 1976.8421 | 0.7026 | 0.71865 | 10.4296
14232 | Otter Tail Power Co | 8222 | Coyote | ND | Mercer | 1 | ST | OP | 450 | 427 | 427 |  | 5 | 1981 | LIG |  | N | Y | N | Electric Utility |  |  |  |  | N |  |  | Y |  |  |  | S1 | 1981 | 1116000 | [16 empty] | OP: OP; DP: SD; LS: LA; N: N | 0.8 | 70 | 5335 | 1582000 | 100 | OP | BS |  |  | 7 |  | 0.8 |  |  |  | 98.8 | 445 | 1582000 |  |  |  |  | COAL | ND | Coyote | 8222 | B1 | 2010 |  | ARP | 8037.51 | 12 | 3254130.32 |  | 13691.155 | 0.7024 | 12323.201 | 3832360.677 | 35201254.3 | 8 | Mid-Continent Area Power Pool | Mercer | Electric Utility | 4911 | Electric Services | 47.2217 | -101.8139 | Montana Dakota Utilities Company (Owner) Otter Tail Power Company (Owner/Operator) Northwestern Public Service Company (Owner) Northern Municipal Power Agency (Owner) | Phase 2 | Group 2 | Operating | Cyclone boiler | Coal | Diesel Oil | Dry Lime FGD |  | Baghouse | 5280 | 10.7455 | COAL | 453 | 469.555 | 0.7024 | 0.77788 | 10.7455
14232 | Otter Tail Power Co | 57031 | Luverne Wind Farm | ND | Steele | 1 | WT | OP | 49.5 | 4 | 4 |  | 9 | 2009 | WND |  | N | Y | N | Electric Utility |  |  |  |  | N | [57 empty] | N/A | [39 empty] | 0 | 0 | 10.4
14232 | Otter Tail Power Co | 57032 | Ashtabula Wind Energy Center | ND | Barnes | 1 | WT | OP | 48 | 4 | 4 |  | 10 | 2008 | WND |  | N | Y | N | Electric Utility | [62 empty] | N/A | [39 empty] | 0 | 0 | 10.4
14232 | Otter Tail Power Co | 57033 | Langdon Wind Energy Center | ND | Cavalier | 1 | WT | OP | 40.5 | 3.2 | 3.2 |  | 12 | 2007 | WND |  | N | Y | N | Electric Utility | [62 empty] | N/A | [39 empty] | 0 | 0 | 10.4
14235 | Oswego Hydro Limited Partnership | 54865 | Phoenix Hydro Project | NY | Oswego | 2013-01-02 | HY | OP | 1.7 | 0.5 | 0.7 |  | 1 | 1991 | WAT |  | N | Y | N | IPP Non-CHP |  |  |  |  | N | [57 empty] | N/A | [39 empty] | 0 | 0 | 10.4
14235 | Oswego Hydro Limited Partnership | 54865 | Phoenix Hydro Project | NY | Oswego | 2013-02-01 | HY | OP | 1.7 | 0.6 | 0.7 |  | 1 | 1991 | WAT |  | N | Y | N | IPP Non-CHP |  |  |  |  | N | [57 empty] | N/A | [39 empty] | 0 | 0 | 10.4
14236 | Ottumwa City of | 1173 | Ottumwa City of | IA | WAPELLO | 1 | HY | OP | 1 | 1 | 1 |  | 8 | 1931 | WAT |  | N | Y | N | Electric Utility |  |  |  |  | N | [57 empty] | N/A | [39 empty] | 0 | 0 | 10.4
14236 | Ottumwa City of | 1173 | Ottumwa City of | IA | WAPELLO | 2 | HY | OP | 1.2 | 1.2 | 1.2 |  | 8 | 1931 | WAT |  | N | Y | N | Electric Utility |  |  |  |  | N | [57 empty] | N/A | [39 empty] | 0 | 0 | 10.4
14236 | Ottumwa City of | 1173 | Ottumwa City of | IA | WAPELLO | 3 | HY | OP | 1 | 1 | 1 |  | 8 | 1931 | WAT |  | N | Y | N | Electric Utility |  |  |  |  | N | [57 empty] | N/A | [39 empty] | 0 | 0 | 10.4
14240 | Oswego City of | 2574 | High Dam | NY | Oswego | 1 | HY | OP | 2.8 | 2.2 | 2.2 |  | 8 | 1928 | WAT |  | N | Y | N | Electric Utility | [62 empty] | N/A | [39 empty] | 0 | 0 | 10.4
14240 | Oswego City of | 2574 | High Dam | NY | Oswego | 2 | HY | OP | 2.8 | 2.2 | 2.2 |  | 8 | 1928 | WAT |  | N | Y | N | Electric Utility | [62 empty] | N/A | [39 empty] | 0 | 0 | 10.4
14240 | Oswego City of | 2574 | High Dam | NY | Oswego | 3 | HY | OP | 2.8 | 2.2 | 2.2 |  | 8 | 1928 | WAT |  | N | Y | N | Electric Utility | [62 empty] | N/A | [39 empty] | 0 | 0 | 10.4
14240 | Oswego City of | 2574 | High Dam | NY | Oswego | 4 | HY | OP | 3.5 | 2.2 | 2.2 |  | 8 | 1949 | WAT |  | N | Y | N | Electric Utility | [62 empty] | N/A | [39 empty] | 0 | 0 | 10.4
14243 | Owyhee Irrigation District | 50360 | Michell Butte Power Project | OR | Malheur | GEN1 | HY | OP | 1.8 | 1.8 | 1.8 |  | 5 | 1989 | WAT |  | N | Y | N | IPP Non-CHP | [62 empty] | N/A | [39 empty] | 0 | 0 | 10.4
14243 | Owyhee Irrigation District | 50361 | Owyhee Dam Power Project | OR | Malheur | GEN1 | HY | OP | 4.3 | 2.9 | 2.9 |  | 8 | 1985 | WAT |  | N | Y | N | IPP Non-CHP | [62 empty] | N/A | [39 empty] | 0 | 0 | 10.4
14246 | City of Owatonna | 2003 | Owatonna | MN | Steele | 7 | GT | OP | 19 | 16.6 | 16.6 |  | 4 | 1982 | NG | DFO | N | Y | N | Electric Utility |  |  |  |  | N | [57 empty] | GAS | [39 empty] | 0.2088 | 0.0028296 | 11.7532
14254 | Oxy Vinyls LP | 50043 | Houston Chemical Complex Battleground | TX | Harris | GT1 | CT | OP | 74 | 66 | 74 |  | 5 | 1982 | NG |  | N | Y | Y | Industrial CHP |  |  |  |  | N | [57 empty] | GAS | [39 empty] | 0.062983 | 0.0008219 | 11.9767
14254 | Oxy Vinyls LP | 50043 | Houston Chemical Complex Battleground | TX | Harris | GT2 | CT | OP | 74 | 66 | 74 |  | 6 | 1982 | NG |  | N | Y | Y | Industrial CHP |  |  |  |  | N | [57 empty] | GAS | [39 empty] | 0.062983 | 0.0008219 | 11.9767
14254 | Oxy Vinyls LP | 50043 | Houston Chemical Complex Battleground | TX | Harris | GT3 | CT | OP | 81 | 69 | 78 |  | 6 | 2005 | NG |  | N | Y | Y | Industrial CHP |  |  |  |  | N | [57 empty] | GAS | [39 empty] | 0.028392 | 0.0007647 | 9.5701
14254 | Oxy Vinyls LP | 50043 | Houston Chemical Complex Battleground | TX | Harris | ST | CA | OP | 87.4 | 62 | 74 |  | 8 | 1982 | NG | OTH | N | Y | Y | Industrial CHP |  |  |  |  | N | [57 empty] | GAS | [39 empty] | 0 | 0 | 10.4
14265 | OLS Energy-Chino | 50850 | OLS Energy Chino | CA | San Bernardino | GEN1 | CT | OP | 23.5 | 22.5 | 22.5 |  | 12 | 1987 | NG |  | N | Y | Y | IPP CHP |  |  |  |  | N | [57 empty] | GAS | [39 empty] | 0.10483 | 0.0010663 | 12.79
14265 | OLS Energy-Chino | 50850 | OLS Energy Chino | CA | San Bernardino | GEN2 | CA | OP | 7.3 | 6.5 | 6 |  | 12 | 1987 | NG |  | N | Y | Y | IPP CHP |  |  |  |  | N | [57 empty] | GAS | [39 empty] | 0 | 0 | 10.4
14266 | PPL Susquehanna LLC | 6103 | PPL Susquehanna | PA | Luzerne | 1 | ST | OP | 1298 | 1260 | 1300 |  | 6 | 1983 | NUC |  | N | Y | N | IPP Non-CHP | [62 empty] | N/A | [39 empty] | 0 | 0 | 10.4
14266 | PPL Susquehanna LLC | 6103 | PPL Susquehanna | PA | Luzerne | 2 | ST | OP | 1298 | 1260 | 1300 |  | 2 | 1985 | NUC |  | N | Y | N | IPP Non-CHP | [62 empty] | N/A | [39 empty] | 0 | 0 | 10.4
14268 | City of Owensboro - (KY) | 1374 | Elmer Smith | KY | Daviess | 1 | ST | OP | 163.2 | 137.7 | 139 |  | 4 | 1964 | BIT | TDF | Y | Y | N | Electric Utility |  |  |  |  | N | Y |  | Y | [22 empty] | OP: OP; DP: SP; LS: LS; N: N | 3.5 | 96 | 750 | 1567000 | 100 | OP | EK |  |  | 13 |  | 3.3 |  |  |  | 92.8 | 94 | 705000 |  |  |  |  | COAL | KY | Elmer Smith | 1374 | 1 | 2010 | CS001, CS002 | ARP, CAIRNOX, CAIROS, CAIRSO2 | 7899.34 | 12 | 1057556.16 |  | 3349.92 | 0.2624 | 1306.239 | 1064598.258 | 10357770.26 | 4 | East Central Area Reliability Coordination Agreement | Daviess | Electric Utility | 4911 | Electric Services | 37.7958 | -87.0597 | Owensboro Municipal Utilities (Owner/Operator) | Table 1 |  | Operating | Cyclone boiler | Coal |  | Wet Limestone | Selective Catalytic Reduction | Electrostatic Precipitator | 5352 | 9.781 | COAL | 157 | 1935.2518 | 0.2624 | 0.64684 | 9.781
14268 | City of Owensboro - (KY) | 1374 | Elmer Smith | KY | Daviess | 2 | ST | OP | 282.1 | 261.9 | 263.9 |  | 3 | 1974 | BIT |  | N | Y | N | Electric Utility |  |  |  |  | N | Y |  | Y | [22 empty] | OP: OP; DP: SP; LS: LS; N: N | 3.5 | 96 | 750 | 1567000 | 100 | OP | EK |  |  | 13 |  | 3.3 |  |  |  | 97.8 | 385 | 1211000 |  |  |  |  | COAL | KY | Elmer Smith | 1374 | 2 | 2010 | CS001, CS002 | ARP, CAIRNOX, CAIROS, CAIRSO2 | 7490.15 | 12 | 1799733.3 |  | 6230.878 | 0.2683 | 2362.721 | 1775669.285 | 17304559.79 | 4 | East Central Area Reliability Coordination Agreement | Daviess | Electric Utility | 4911 | Electric Services | 37.7958 | -87.0597 | Owensboro Municipal Utilities (Owner/Operator) | Table 1 | Phase 1 Group 1 | Operating | Tangentially-fired | Coal |  | Wet Limestone | Low NOx Burner Technology w/ Separated OFA Selective Non-catalytic Reduction | Electrostatic Precipitator | 6377 | 9.5969 | COAL | 293 | 1944.8655 | 0.2683 | 0.72014 | 9.5969
14274 | Otay Mesa Energy Center LLC | 55345 | Otay Mesa Generating Project | CA | San Diego | 2013-01-01 | CT | OP | 198.9 | 152.8 | 165.9 |  | 10 | 2009 | NG |  | N | N | N | IPP Non-CHP |  |  |  |  | N | [57 empty] | GAS | CA | Otay Mesa Energy Center, LLC | 55345 | CTG-1 | 2010 |  | ARP | 4958.12 | 12 | 1118523.4 |  | 2.331 | 0.0067 | 21.454 | 461638.265 | 7767924.208 | 9 | Western Electricity Coordinating Council | San Diego | Electric Utility |  |  | 32.5733 | -116.9153 | Calpine Corporation (Owner/Operator) (Ended May 27, 2010) Otay Mesa Energy Center, LLC (Owner/Operator) (Started May 27, 2010) | Phase 2 |  | Operating | Combined cycle | Pipeline Natural Gas |  |  | Dry Low NOx Burners Selective Catalytic Reduction |  | 2200 | 6.7758 | GAS | 313 | 56.6606 | 0.0067 | 0.0006 | 9.152
14274 | Otay Mesa Energy Center LLC | 55345 | Otay Mesa Generating Project | CA | San Diego | 2013-01-02 | CT | OP | 198.9 | 152.8 | 165.9 |  | 10 | 2009 | NG |  | N | N | N | IPP Non-CHP |  |  |  |  | N | [57 empty] | GAS | CA | Otay Mesa Energy Center, LLC | 55345 | CTG-2 | 2010 |  | ARP | 4976.49 | 12 | 1105027.04 |  | 2.318 | 0.0071 | 21.436 | 459115.276 | 7725470.619 | 9 | Western Electricity Coordinating Council | San Diego | Electric Utility |  |  | 32.5733 | -116.9153 | Calpine Corporation (Owner/Operator) (Ended May 27, 2010) Otay Mesa Energy Center, LLC (Owner/Operator) (Started May 27, 2010) | Phase 2 |  | Operating | Combined cycle | Pipeline Natural Gas |  |  | Dry Low NOx Burners Selective Catalytic Reduction |  | 2200 | 6.7928 | GAS | 313 | 56.6606 | 0.0071 | 0.0006 | 9.152
14274 | Otay Mesa Energy Center LLC | 55345 | Otay Mesa Generating Project | CA | San Diego | 2013-01-03 | CA | OP | 290.7 | 265.4 | 275.3 |  | 10 | 2009 | NG |  | N | N | N | IPP Non-CHP |  |  |  |  | N | [6 empty] | STACK1¦¦STACK2 | 2009 | 505040 | [48 empty] | GAS | [39 empty] | 0 | 0 | 10.4
14276 | City of Oxford - (KS) | 7432 | Oxford | KS | Sumner | 3A | IC | OP | 1.7 | 1.6 | 1.6 |  | 3 | 2007 | DFO |  | N | N | N | Electric Utility |  |  |  |  | N | [57 empty] | LIQUID | [39 empty] | 0.7385 | 0.025484 | 12.5895
14276 | City of Oxford - (KS) | 7432 | Oxford | KS | Sumner | 1A | IC | OP | 1.7 | 1.6 | 1.6 |  | 7 | 1999 | DFO |  | N | N | N | Electric Utility |  |  |  |  | N | [57 empty] | LIQUID | [39 empty] | 0.7385 | 0.025484 | 12.5895
14276 | City of Oxford - (KS) | 7432 | Oxford | KS | Sumner | 2A | IC | OP | 1.7 | 1.6 | 1.6 |  | 7 | 1999 | DFO |  | N | N | N | Electric Utility |  |  |  |  | N | [57 empty] | LIQUID | [39 empty] | 0.7385 | 0.025484 | 12.5895
14277 | Village of Oxford - (NE) | 2295 | Oxford | NE | Furnas | 2 | IC | OP | 0.6 | 0.5 | 0.6 |  | 8 | 1953 | NG | DFO | Y | Y | N | Electric Utility |  |  |  |  | N | [57 empty] | GAS | [39 empty] | 1.1659 | 0.0016829 | 10.4
14277 | Village of Oxford - (NE) | 2295 | Oxford | NE | Furnas | 3 | IC | OP | 0.9 | 0.8 | 0.9 |  | 1 | 1956 | NG | DFO | N | Y | N | Electric Utility |  |  |  |  | N | [57 empty] | GAS | [39 empty] | 1.1659 | 0.0016829 | 10.4
14277 | Village of Oxford - (NE) | 2295 | Oxford | NE | Furnas | 4 | IC | OP | 0.6 | 0.5 | 0.6 |  | 1 | 1956 | NG | DFO | Y | Y | N | Electric Utility |  |  |  |  | N | [57 empty] | GAS | [39 empty] | 1.1659 | 0.0016829 | 10.4
14277 | Village of Oxford - (NE) | 2295 | Oxford | NE | Furnas | 5 | IC | OP | 1.3 | 1.2 | 1.3 |  | 10 | 1972 | NG | DFO | Y | Y | N | Electric Utility |  |  |  |  | N | [57 empty] | GAS | [39 empty] | 1.1659 | 0.0016829 | 10.4
14293 | Nalco Co | 50326 | Nalco | IL | Du Page | AT1 | CT | OP | 4 | 3 | 3.5 |  | 11 | 1985 | NG |  | N | Y | Y | Commercial CHP |  |  |  |  | N | [57 empty] | GAS | [39 empty] | 0.36515 | 0.0019081 | 15.368
14293 | Nalco Co | 50326 | Nalco | IL | Du Page | DPOX | CA | OP | 0.7 | 0.7 | 0.7 |  | 11 | 1985 | NG |  | N | N | Y | Commercial CHP |  |  |  |  | N | [57 empty] | GAS | [39 empty] | 0 | 0 | 10.4
14294 | PSEG Power New York Inc | 2539 | Bethlehem Energy Center | NY | Albany | 5 | CT | OP | 194.3 | 167.7 | 187.8 |  | 7 | 2005 | NG | DFO | Y | Y | N | IPP Non-CHP |  |  |  |  | N | [57 empty] | GAS | NY | Bethlehem Energy Center (Albany) | 2539 | 10002 | 2010 |  | ARP, CAIRNOX, CAIROS, CAIRSO2, RGGI | 6225.14 | 12 | 923265.25 |  | 3.012 | 0.0149 | 39.33 | 586167.493 | 9862484.243 | 2 | Northeast Power Coordinating Council | Albany | Electric Utility | 4911 | Electric Services | 42.5905 | -73.7636 | PSEG Power New York, Inc. (Owner/Operator) | Phase 2 |  | Operating | Combined cycle | Pipeline Natural Gas | Diesel Oil |  | Dry Low NOx Burners Water Injection Selective Catalytic Reduction |  | 2450 | 10.4587 | GAS | 191 | 491.4803 | 0.0149 | 0.000611 | 10.4587
14294 | PSEG Power New York Inc | 2539 | Bethlehem Energy Center | NY | Albany | 6 | CT | OP | 194.3 | 167.7 | 187.8 |  | 7 | 2005 | NG | DFO | Y | Y | N | IPP Non-CHP |  |  |  |  | N | [57 empty] | GAS | NY | Bethlehem Energy Center (Albany) | 2539 | 10002 | 2010 |  | ARP, CAIRNOX, CAIROS, CAIRSO2, RGGI | 6225.14 | 12 | 923265.25 |  | 3.012 | 0.0149 | 39.33 | 586167.493 | 9862484.243 | 2 | Northeast Power Coordinating Council | Albany | Electric Utility | 4911 | Electric Services | 42.5905 | -73.7636 | PSEG Power New York, Inc. (Owner/Operator) | Phase 2 |  | Operating | Combined cycle | Pipeline Natural Gas | Diesel Oil |  | Dry Low NOx Burners Water Injection Selective Catalytic Reduction |  | 2450 | 10.4587 | GAS | 191 | 491.4803 | 0.0149 | 0.000611 | 10.4587
14294 | PSEG Power New York Inc | 2539 | Bethlehem Energy Center | NY | Albany | 7 | CT | OP | 194.3 | 167.7 | 187.8 |  | 7 | 2005 | NG | DFO | Y | Y | N | IPP Non-CHP |  |  |  |  | N | [57 empty] | GAS | NY | Bethlehem Energy Center (Albany) | 2539 | 10002 | 2010 |  | ARP, CAIRNOX, CAIROS, CAIRSO2, RGGI | 6225.14 | 12 | 923265.25 |  | 3.012 | 0.0149 | 39.33 | 586167.493 | 9862484.243 | 2 | Northeast Power Coordinating Council | Albany | Electric Utility | 4911 | Electric Services | 42.5905 | -73.7636 | PSEG Power New York, Inc. (Owner/Operator) | Phase 2 |  | Operating | Combined cycle | Pipeline Natural Gas | Diesel Oil |  | Dry Low NOx Burners Water Injection Selective Catalytic Reduction |  | 2450 | 10.4587 | GAS | 191 | 491.4803 | 0.0149 | 0.000611 | 10.4587
14294 | PSEG Power New York Inc | 2539 | Bethlehem Energy Center | NY | Albany | 8 | CA | OP | 310.2 | 251 | 281.7 |  | 7 | 2005 | NG | DFO | Y | Y | N | IPP Non-CHP |  |  |  |  | N | [6 empty] | 5¦¦6¦¦7 | 2005 | 880000 | [48 empty] | GAS | [39 empty] | 0 | 0 | 10.4
14298 | Odessa-Ector Power Partners LP | 55215 | Odessa Ector Generating Station | TX | Ector | CTG1 | CT | OP | 171.7 | 134.8 | 152.9 |  | 7 | 2001 | NG |  | N | Y | N | IPP Non-CHP |  |  |  |  | N | [57 empty] | GAS | TX | Odessa-Ector Generating Station | 55215 | GT1 | 2010 |  | ARP, CAIRNOX, CAIRSO2 | 4320.09 | 12 | 499505.11 |  | 1.943 | 0.1247 | 191.544 | 384820.896 | 6475313.209 | 6 | Electric Reliability Council of Texas | Ector | Electric Utility | 4911 | Electric Services | 31.8378 | -102.3278 | Odessa-Ector Power Partners, LP (Owner/Operator) | Phase 2 |  | Operating | Combustion turbine | Pipeline Natural Gas |  |  | Dry Low NOx Burners |  | 1990 | 11.9929 | GAS | 210 | 313.2767 | 0.1247 | 0.0006 | 11.9929
14298 | Odessa-Ector Power Partners LP | 55215 | Odessa Ector Generating Station | TX | Ector | CTG2 | CT | OP | 171.7 | 127 | 147.7 |  | 7 | 2001 | NG |  | N | Y | N | IPP Non-CHP |  |  |  |  | N | [57 empty] | GAS | TX | Odessa-Ector Generating Station | 55215 | GT2 | 2010 |  | ARP, CAIRNOX, CAIRSO2 | 4069.41 | 12 | 470091.41 |  | 1.752 | 0.1285 | 170.581 | 347021.737 | 5839245.711 | 6 | Electric Reliability Council of Texas | Ector | Electric Utility | 4911 | Electric Services | 31.8378 | -102.3278 | Odessa-Ector Power Partners, LP (Owner/Operator) | Phase 2 |  | Operating | Combustion turbine | Pipeline Natural Gas |  |  | Dry Low NOx Burners |  | 1990 | 12.0582 | GAS | 159 | 461.7468 | 0.1285 | 0.0006 | 12.0582
14298 | Odessa-Ector Power Partners LP | 55215 | Odessa Ector Generating Station | TX | Ector | CTG3 | CT | OP | 171.7 | 129.2 | 150.2 |  | 8 | 2001 | NG |  | N | Y | N | IPP Non-CHP |  |  |  |  | N | [57 empty] | GAS | TX | Odessa-Ector Generating Station | 55215 | GT3 | 2010 |  | ARP, CAIRNOX, CAIRSO2 | 4073.45 | 12 | 472695.28 |  | 1.739 | 0.1903 | 222.509 | 344364.431 | 5794719.802 | 6 | Electric Reliability Council of Texas | Ector | Electric Utility | 4911 | Electric Services | 31.8378 | -102.3278 | Odessa-Ector Power Partners, LP (Owner/Operator) | Phase 2 |  | Operating | Combustion turbine | Pipeline Natural Gas |  |  | Dry Low NOx Burners |  | 1990 | 11.3248 | GAS | 210 | 300.9321 | 0.1903 | 0.0006 | 11.3248
14298 | Odessa-Ector Power Partners LP | 55215 | Odessa Ector Generating Station | TX | Ector | CTG4 | CT | OP | 171.7 | 137.7 | 156.2 |  | 8 | 2001 | NG |  | N | Y | N | IPP Non-CHP |  |  |  |  | N | [57 empty] | GAS | TX | Odessa-Ector Generating Station | 55215 | GT4 | 2010 |  | ARP, CAIRNOX, CAIRSO2 | 3853.24 | 12 | 456675.24 |  | 1.758 | 0.1181 | 162.618 | 348218.937 | 5859493.114 | 6 | Electric Reliability Council of Texas | Ector | Electric Utility | 4911 | Electric Services | 31.8378 | -102.3278 | Odessa-Ector Power Partners, LP (Owner/Operator) | Phase 2 |  | Operating | Combustion turbine | Pipeline Natural Gas |  |  | Dry Low NOx Burners |  | 1990 | 12.1942 | GAS | 210 | 327.7849 | 0.1181 | 0.0006 | 12.1942
14298 | Odessa-Ector Power Partners LP | 55215 | Odessa Ector Generating Station | TX | Ector | STG1 | CA | OP | 224.2 | 201.9 | 214 |  | 7 | 2001 | NG |  | N | Y | N | IPP Non-CHP |  |  |  |  | N | [57 empty] | GAS | [39 empty] | 0 | 0 | 10.4
14298 | Odessa-Ector Power Partners LP | 55215 | Odessa Ector Generating Station | TX | Ector | STG2 | CA | OP | 224.2 | 201.9 | 214 |  | 8 | 2001 | NG |  | N | Y | N | IPP Non-CHP |  |  |  |  | N | [57 empty] | GAS | [39 empty] | 0 | 0 | 10.4
14306 | PPG Industries Inc | 50489 | PPG Powerhouse C | LA | Calcasieu | C1 | CT | OP | 73.1 | 55 | 63 |  | 8 | 1977 | NG |  | N | Y | Y | Industrial CHP |  |  |  |  | N | [57 empty] | GAS | [39 empty] | 0.06873 | 0.0008328 | 12.5085
14306 | PPG Industries Inc | 50489 | PPG Powerhouse C | LA | Calcasieu | C2 | CT | OP | 73.1 | 55 | 63 |  | 6 | 1978 | NG |  | N | Y | Y | Industrial CHP |  |  |  |  | N | [57 empty] | GAS | [39 empty] | 0.067825 | 0.0008321 | 12.4039
14306 | PPG Industries Inc | 50489 | PPG Powerhouse C | LA | Calcasieu | C4 | CT | OP | 77.2 | 70.6 | 78.6 |  | 8 | 1986 | NG |  | N | Y | Y | Industrial CHP |  |  |  |  | N | [57 empty] | GAS | [39 empty] | 0.05797 | 0.000813 | 11.4967
14306 | PPG Industries Inc | 50489 | PPG Powerhouse C | LA | Calcasieu | C5 | CT | OP | 77.2 | 70.6 | 78.6 |  | 8 | 1986 | NG |  | N | Y | Y | Industrial CHP |  |  |  |  | N | [57 empty] | GAS | [39 empty] | 0.05797 | 0.000813 | 11.4967
14306 | PPG Industries Inc | 55117 | RS Cogen | LA | Calcasieu | RS-4 | CA | OP | 103 | 80 | 80 |  | 12 | 2002 | NG |  | N | Y | Y | Industrial CHP |  |  |  |  | N | [6 empty] | R5¦¦R6 | 2002 | [49 empty] | GAS | [39 empty] | 0 | 0 | 10.4
14306 | PPG Industries Inc | 55117 | RS Cogen | LA | Calcasieu | RS-5 | CT | OP | 195 | 167.7 | 183.3 |  | 12 | 2002 | NG |  | N | Y | Y | Industrial CHP |  |  |  |  | N | [57 empty] | GAS | LA | R S Cogen | 55117 | RS-5 | 2010 |  | ARP, CAIRNOX, CAIROS, CAIRSO2 | 7490.95 | 12 | 1410059.29 |  | 3.922 | 0.0564 | 373.429 | 776981.065 | 13074233.86 | 6 |  | Calcasieu | Cogeneration | 4911 | Electric Services | 30.221 | -93.2826 | Entergy Power RS LLC (Owner) PPG Industries, Inc. (Owner/Operator) | Phase 2 |  | Operating | Combined cycle | Pipeline Natural Gas |  |  | Dry Low NOx Burners Selective Catalytic Reduction |  | 2155 | 9.126 | GAS | 242 | 1839.88 | 0.0564 | 0.0006 | 9.126
14306 | PPG Industries Inc | 55117 | RS Cogen | LA | Calcasieu | RS-6 | CT | OP | 195 | 167.7 | 183.3 |  | 12 | 2002 | NG |  | N | Y | Y | Industrial CHP |  |  |  |  | N | [57 empty] | GAS | LA | R S Cogen | 55117 | RS-6 | 2010 |  | ARP, CAIRNOX, CAIROS, CAIRSO2 | 7773.78 | 12 | 1477903.03 |  | 4.04 | 0.0552 | 372.461 | 800341.239 | 13467316.97 | 6 |  | Calcasieu | Cogeneration | 4911 | Electric Services | 30.221 | -93.2826 | Entergy Power RS LLC (Owner) PPG Industries, Inc. (Owner/Operator) | Phase 2 |  | Operating | Combined cycle | Pipeline Natural Gas |  |  | Dry Low NOx Burners Selective Catalytic Reduction |  | 2155 | 8.9084 | GAS | 243 | 1837.1522 | 0.0552 | 0.0006 | 8.9084
14306 | PPG Industries Inc | 50487 | PPG Powerhouse A | LA | Calcasieu | A7 | ST | OP | 10 | 10 | 10 |  | 10 | 1950 | PUR |  | N | N | N | Industrial Non-CHP |  |  |  |  | N | [57 empty] | N/A | [39 empty] | 0 | 0 | 10.4
14306 | PPG Industries Inc | 50488 | PPG Riverside | LA | Calcasieu | GEN2 | ST | OP | 45 | 30 | 30 |  | 6 | 1950 | PUR |  | N | N | N | Industrial Non-CHP |  |  |  |  | N | [57 empty] | N/A | [39 empty] | 0 | 0 | 10.4
14306 | PPG Industries Inc | 50488 | PPG Riverside | LA | Calcasieu | GEN3 | ST | OP | 82 | 40 | 38 |  | 2 | 1969 | PUR |  | N | N | N | Industrial Non-CHP |  |  |  |  | N | [57 empty] | N/A | [39 empty] | 0 | 0 | 10.4
14306 | PPG Industries Inc | 50489 | PPG Powerhouse C | LA | Calcasieu | C3 | CA | OP | 57.1 | 52 | 52 |  | 9 | 1977 | NG |  | N | Y | Y | Industrial CHP |  |  |  |  | N | [57 empty] | GAS | [39 empty] | 0 | 0 | 10.4
14306 | PPG Industries Inc | 50490 | PPG Plant C Caustic | LA | Calcasieu | TE | ST | OP | 3.4 | 2.7 | 2.7 |  | 10 | 1986 | NG |  | N | N | Y | Industrial CHP |  |  |  |  | N | [57 empty] | GAS | [39 empty] | 0.56056 | 0.0008176 | 11.2062
14310 | P H Glatfelter Co | 50397 | P H Glatfelter | PA | York | GEN5 | ST | OP | 45.9 | 36.1 | 33.1 |  | 5 | 1989 | BIT | WDS | N | Y | Y | Industrial CHP |  |  |  |  | N |  | Y |  |  |  |  | C46 | 1989 | [32 empty] | OP | EH |  |  | 7.5 | 0 | 2.2 |  | 1.8 |  | 99.9 |  | 118000 |  |  |  |  | COAL | PA | P H Glatfelter Company | 50397 | 35 | 2010 | CS134 | SIPNOX | 8482 | 12 |  | 1719702.75 |  | 0.4966 | 632.302 |  | 2531074.1 | 3 |  | York | Pulp & Paper Mill | 2621 | Paper Mills Exc Building Paper | 39.8717 | -76.8664 | P H Glatfelter Company (Owner/Operator) |  |  | Operating | Dry bottom wall-fired boiler | Coal | Residual Oil, Wood |  | Low NOx Burner Technology w/ Overfire Air | Electrostatic Precipitator | 390 | 10.4 | COAL | 37.5 | -66.4653 | 0.4966 | 0.60625 | 11.0988
14310 | P H Glatfelter Co | 50397 | P H Glatfelter | PA | York | GEN6 | ST | OP | 39.1 | 31.2 | 28.8 |  | 1 | 1994 | BLQ | BIT | N | Y | Y | Industrial CHP |  |  |  |  | N | [6 empty] | C37¦¦C36¦¦C46 | 1994¦¦ 1996¦¦ 1989 | [32 empty] | OP | EH |  |  | ¦¦ 7.5¦¦ 7.5 | ¦¦ 0 | ¦¦ 2.2¦¦ 2.2 |  | 0.5¦¦ 1.8¦¦ 1.8 |  | 99.7¦¦ 99.3¦¦ 99.9 |  | 105000¦¦ 227577¦¦ 118000 |  |  |  |  | LIQUID | [39 empty] | 0.0842 | 0.049001 | 10.4
14310 | P H Glatfelter Co | 50397 | P H Glatfelter | PA | York | GEN1 | ST | OP | 6 | 5 | 5 |  | 7 | 1948 | BIT | RFO | N | Y | Y | Industrial CHP |  |  |  |  | N | Y | N |  |  |  |  | C36¦¦C37 | 1996¦¦ 1994 | [32 empty] | OP | EH |  |  | 7.5 |  | 2.2 |  | 1.8¦¦ .5 |  | 99.3¦¦ 99.7 |  | 227577¦¦ 105000 |  |  |  |  | COAL | [39 empty] | 0.80016 | 1.9351 | 14.288
14310 | P H Glatfelter Co | 50397 | P H Glatfelter | PA | York | GEN3 | ST | OP | 5.1 | 4 | 4.3 |  | 5 | 1948 | BIT | RFO | N | Y | Y | Industrial CHP |  |  |  |  | N | Y | [5 empty] | C36¦¦C37 | 1996¦¦ 1994 | [32 empty] | OP | EH |  |  | 7.5 |  | 2.2 |  | 1.8¦¦ .5 |  | 99.3¦¦ 99.7 |  | 227577¦¦ 105000 |  |  |  |  | COAL | [39 empty] | 0.85079 | 2.0045 | 14.4834
14310 | P H Glatfelter Co | 50397 | P H Glatfelter | PA | York | GEN4 | ST | OP | 7.5 | 8.7 | 8 |  | 8 | 1962 | BIT | BLQ | N | Y | Y | Industrial CHP |  |  |  |  | N | Y | [5 empty] | C36¦¦C46¦¦C37 | 1996¦¦ 1989¦¦ 1994 | [32 empty] | OP | EH |  |  | 7.5 | ¦¦ 0 | 2.2 |  | 1.8¦¦ .5 |  | 99.3¦¦ 99.9¦¦ 99.7 |  | 227577¦¦ 118000¦¦ 105000 |  |  |  |  | COAL | PA | P H Glatfelter Company | 50397 | 33 | 2010 | CS134 |  | 1981 | 12 |  | 150492 |  |  |  |  | 219363.9 | 3 |  | York | Pulp & Paper Mill | 2621 | Paper Mills Exc Building Paper | 39.8717 | -76.8664 | P H Glatfelter Company (Owner/Operator) |  |  | Operating | Dry bottom wall-fired boiler | Coal | Residual Oil |  |  | Electrostatic Precipitator | 165 | 10.4 | COAL | 15.8654 | -491.5865 | 0.69456 | 1.5554 | 13.2627
14328 | Pacific Gas & Electric Co | 180 | Volta 2 | CA | Shasta | 1 | HY | OP | 1 | 0.9 | 0.9 |  | 11 | 1981 | WAT |  | N | Y | N | Electric Utility |  |  |  |  | N | [57 empty] | N/A | [39 empty] | 0 | 0 | 10.4
14328 | Pacific Gas & Electric Co | 217 | Balch 1 | CA | Fresno | 1 | HY | OP | 31 | 31 | 31 |  | 2 | 1927 | WAT |  | N | Y | N | Electric Utility |  |  |  |  | N | [57 empty] | N/A | [39 empty] | 0 | 0 | 10.4
14328 | Pacific Gas & Electric Co | 218 | Balch 2 | CA | Fresno | 2 | HY | OP | 48.6 | 52 | 52 |  | 11 | 1958 | WAT |  | N | Y | N | Electric Utility |  |  |  |  | N | [57 empty] | N/A | [39 empty] | 0 | 0 | 10.4
14328 | Pacific Gas & Electric Co | 218 | Balch 2 | CA | Fresno | 3 | HY | OP | 48.6 | 55 | 55 |  | 12 | 1958 | WAT |  | N | Y | N | Electric Utility |  |  |  |  | N | [57 empty] | N/A | [39 empty] | 0 | 0 | 10.4
14328 | Pacific Gas & Electric Co | 219 | Belden | CA | Plumas | 1 | HY | OP | 117.9 | 115.7 | 115.7 |  | 9 | 1969 | WAT |  | N | Y | N | Electric Utility |  |  |  |  | N | [57 empty] | N/A | [39 empty] | 0 | 0 | 10.4
14328 | Pacific Gas & Electric Co | 220 | Bucks Creek | CA | Plumas | H1 | HY | OP | 33 | 29 | 29 |  | 3 | 1928 | WAT |  | N | Y | N | Electric Utility |  |  |  |  | N | [57 empty] | N/A | [39 empty] | 0 | 0 | 10.4
14328 | Pacific Gas & Electric Co | 220 | Bucks Creek | CA | Plumas | H2 | HY | OP | 33 | 25.2 | 25.2 |  | 3 | 1928 | WAT |  | N | Y | N | Electric Utility |  |  |  |  | N | [57 empty] | N/A | [39 empty] | 0 | 0 | 10.4
14328 | Pacific Gas & Electric Co | 221 | Butt Valley | CA | Plumas | 1 | HY | OP | 40 | 40 | 40 |  | 12 | 1958 | WAT |  | N | Y | N | Electric Utility |  |  |  |  | N | [57 empty] | N/A | [39 empty] | 0 | 0 | 10.4
14328 | Pacific Gas & Electric Co | 222 | Caribou 1 | CA | Plumas | 1 | HY | OP | 23.8 | 24 | 24 |  | 6 | 1921 | WAT |  | N | Y | N | Electric Utility |  |  |  |  | N | [57 empty] | N/A | [39 empty] | 0 | 0 | 10.4
14328 | Pacific Gas & Electric Co | 222 | Caribou 1 | CA | Plumas | 2 | HY | OP | 25 | 27.5 | 27.5 |  | 6 | 1921 | WAT |  | N | Y | N | Electric Utility |  |  |  |  | N | [57 empty] | N/A | [39 empty] | 0 | 0 | 10.4
14328 | Pacific Gas & Electric Co | 222 | Caribou 1 | CA | Plumas | 3 | HY | OP | 25 | 23.9 | 23.9 |  | 5 | 1924 | WAT |  | N | Y | N | Electric Utility |  |  |  |  | N | [57 empty] | N/A | [39 empty] | 0 | 0 | 10.4
14328 | Pacific Gas & Electric Co | 223 | Caribou 2 | CA | Plumas | 4 | HY | OP | 60.3 | 60.3 | 60.3 |  | 11 | 1958 | WAT |  | N | Y | N | Electric Utility |  |  |  |  | N | [57 empty] | N/A | [39 empty] | 0 | 0 | 10.4
14328 | Pacific Gas & Electric Co | 223 | Caribou 2 | CA | Plumas | 5 | HY | OP | 57.6 | 57.6 | 57.6 |  | 11 | 1958 | WAT |  | N | Y | N | Electric Utility |  |  |  |  | N | [57 empty] | N/A | [39 empty] | 0 | 0 | 10.4
14328 | Pacific Gas & Electric Co | 225 | Chili Bar | CA | El Dorado | 1 | HY | OP | 7 | 7 | 7 |  | 3 | 1965 | WAT |  | N | Y | N | Electric Utility |  |  |  |  | N | [57 empty] | N/A | [39 empty] | 0 | 0 | 10.4
14328 | Pacific Gas & Electric Co | 227 | Coleman | CA | Shasta | 1 | HY | OP | 12.1 | 13 | 13 |  | 6 | 1979 | WAT |  | N | Y | N | Electric Utility |  |  |  |  | N | [57 empty] | N/A | [39 empty] | 0 | 0 | 10.4
14328 | Pacific Gas & Electric Co | 229 | Cow Creek | CA | Shasta | 1 | HY | OP | 0.7 | 0.9 | 0.9 |  | 1 | 1907 | WAT |  | N | Y | N | Electric Utility |  |  |  | 2014 | N | [57 empty] | N/A | [39 empty] | 0 | 0 | 10.4
14328 | Pacific Gas & Electric Co | 229 | Cow Creek | CA | Shasta | 2 | HY | OP | 0.7 | 0.9 | 0.9 |  | 1 | 1907 | WAT |  | N | Y | N | Electric Utility |  |  |  | 2014 | N | [57 empty] | N/A | [39 empty] | 0 | 0 | 10.4
14328 | Pacific Gas & Electric Co | 231 | Cresta | CA | Butte | 1 | HY | OP | 36.9 | 36 | 36 |  | 11 | 1949 | WAT |  | N | Y | N | Electric Utility |  |  |  |  | N | [57 empty] | N/A | [39 empty] | 0 | 0 | 10.4
14328 | Pacific Gas & Electric Co | 231 | Cresta | CA | Butte | 2 | HY | OP | 36.9 | 36.7 | 36.7 |  | 1 | 1950 | WAT |  | N | Y | N | Electric Utility |  |  |  |  | N | [57 empty] | N/A | [39 empty] | 0 | 0 | 10.4
14328 | Pacific Gas & Electric Co | 232 | De Sabla | CA | Butte | 1 | HY | OP | 18.4 | 18.5 | 18.5 |  | 2 | 1963 | WAT |  | N | Y | N | Electric Utility |  |  |  |  | N | [57 empty] | N/A | [39 empty] | 0 | 0 | 10.4
14328 | Pacific Gas & Electric Co | 233 | Deer Creek | CA | Nevada | 1 | HY | OP | 5.5 | 5.7 | 5.7 |  | 5 | 1908 | WAT |  | N | Y | N | Electric Utility |  |  |  |  | N | [57 empty] | N/A | [39 empty] | 0 | 0 | 10.4
14328 | Pacific Gas & Electric Co | 235 | Drum 1 | CA | Placer | 1 | HY | OP | 12 | 12.8 | 12.8 |  | 11 | 1913 | WAT |  | N | Y | N | Electric Utility |  |  |  |  | N | [57 empty] | N/A | [39 empty] | 0 | 0 | 10.4
14328 | Pacific Gas & Electric Co | 235 | Drum 1 | CA | Placer | 2 | HY | OP | 12 | 12.8 | 12.8 |  | 11 | 1913 | WAT |  | N | Y | N | Electric Utility |  |  |  |  | N | [57 empty] | N/A | [39 empty] | 0 | 0 | 10.4
14328 | Pacific Gas & Electric Co | 235 | Drum 1 | CA | Placer | 3 | HY | OP | 12 | 12.8 | 12.8 |  | 4 | 1922 | WAT |  | N | Y | N | Electric Utility |  |  |  |  | N | [57 empty] | N/A | [39 empty] | 0 | 0 | 10.4
14328 | Pacific Gas & Electric Co | 235 | Drum 1 | CA | Placer | 4 | HY | OP | 13.2 | 14.9 | 14.9 |  | 6 | 1928 | WAT |  | N | Y | N | Electric Utility |  |  |  |  | N | [57 empty] | N/A | [39 empty] | 0 | 0 | 10.4
14328 | Pacific Gas & Electric Co | 236 | Drum 2 | CA | Placer | 5 | HY | OP | 53.1 | 48.6 | 48.6 |  | 12 | 1965 | WAT |  | N | Y | N | Electric Utility |  |  |  |  | N | [57 empty] | N/A | [39 empty] | 0 | 0 | 10.4
14328 | Pacific Gas & Electric Co | 237 | Dutch Flat | CA | Placer | 1 | HY | OP | 22 | 22 | 22 |  | 3 | 1943 | WAT |  | N | Y | N | Electric Utility |  |  |  |  | N | [57 empty] | N/A | [39 empty] | 0 | 0 | 10.4
14328 | Pacific Gas & Electric Co | 239 | Electra | CA | Amador | 1 | HY | OP | 32.3 | 32.7 | 32.7 |  | 6 | 1948 | WAT |  | N | Y | N | Electric Utility |  |  |  |  | N | [57 empty] | N/A | [39 empty] | 0 | 0 | 10.4
14328 | Pacific Gas & Electric Co | 239 | Electra | CA | Amador | 2 | HY | OP | 35.1 | 31.7 | 31.7 |  | 6 | 1948 | WAT |  | N | Y | N | Electric Utility |  |  |  |  | N | [57 empty] | N/A | [39 empty] | 0 | 0 | 10.4
14328 | Pacific Gas & Electric Co | 239 | Electra | CA | Amador | 3 | HY | OP | 35.1 | 36.7 | 36.7 |  | 6 | 1948 | WAT |  | N | Y | N | Electric Utility |  |  |  |  | N | [57 empty] | N/A | [39 empty] | 0 | 0 | 10.4
14328 | Pacific Gas & Electric Co | 240 | Haas | CA | Fresno | H1 | HY | OP | 67.5 | 73.1 | 73.1 |  | 12 | 1958 | WAT |  | N | Y | N | Electric Utility |  |  |  |  | N | [57 empty] | N/A | [39 empty] | 0 | 0 | 10.4
14328 | Pacific Gas & Electric Co | 240 | Haas | CA | Fresno | H2 | HY | OP | 67.5 | 73.1 | 73.1 |  | 12 | 1958 | WAT |  | N | Y | N | Electric Utility |  |  |  |  | N | [57 empty] | N/A | [39 empty] | 0 | 0 | 10.4
14328 | Pacific Gas & Electric Co | 241 | Halsey | CA | Placer | 1 | HY | OP | 13.6 | 10.4 | 10.4 |  | 12 | 1916 | WAT |  | N | Y | N | Electric Utility |  |  |  |  | N | [57 empty] | N/A | [39 empty] | 0 | 0 | 10.4
14328 | Pacific Gas & Electric Co | 242 | Hamilton Branch | CA | Plumas | 1 | HY | OP | 2.6 | 2.4 | 2.4 |  | 8 | 1921 | WAT |  | N | Y | N | Electric Utility |  |  |  |  | N | [57 empty] | N/A | [39 empty] | 0 | 0 | 10.4
14328 | Pacific Gas & Electric Co | 242 | Hamilton Branch | CA | Plumas | 2 | HY | OP | 2.7 | 2.4 | 2.4 |  | 8 | 1921 | WAT |  | N | Y | N | Electric Utility |  |  |  |  | N | [57 empty] | N/A | [39 empty] | 0 | 0 | 10.4
14328 | Pacific Gas & Electric Co | 243 | Hat Creek 1 | CA | Shasta | 1 | HY | OP | 10 | 8.5 | 8.5 |  | 8 | 1921 | WAT |  | N | Y | N | Electric Utility |  |  |  |  | N | [57 empty] | N/A | [39 empty] | 0 | 0 | 10.4
14328 | Pacific Gas & Electric Co | 244 | Hat Creek 2 | CA | Shasta | 1 | HY | OP | 10 | 8.7 | 8.7 |  | 9 | 1921 | WAT |  | N | Y | N | Electric Utility |  |  |  |  | N | [57 empty] | N/A | [39 empty] | 0 | 0 | 10.4
14328 | Pacific Gas & Electric Co | 246 | Humboldt Bay | CA | Humboldt | IC1 | IC | OP | 16.7 | 16.7 | 16.7 |  | 9 | 2010 | NG | DFO | Y | Y | N | Electric Utility |  |  |  |  | N | [57 empty] | GAS | [39 empty] | 1.1659 | 0.0016829 | 10.4
14328 | Pacific Gas & Electric Co | 246 | Humboldt Bay | CA | Humboldt | IC10 | IC | OP | 16.7 | 16.7 | 16.7 |  | 9 | 2010 | NG | DFO | Y | Y | N | Electric Utility |  |  |  |  | N | [57 empty] | GAS | [39 empty] | 1.1659 | 0.0016829 | 10.4
14328 | Pacific Gas & Electric Co | 246 | Humboldt Bay | CA | Humboldt | IC2 | IC | OP | 16.7 | 16.7 | 16.7 |  | 9 | 2010 | NG | DFO | Y | Y | N | Electric Utility |  |  |  |  | N | [57 empty] | GAS | [39 empty] | 1.1659 | 0.0016829 | 10.4
14328 | Pacific Gas & Electric Co | 246 | Humboldt Bay | CA | Humboldt | IC3 | IC | OP | 16.7 | 16.7 | 16.7 |  | 3 | 2011 | NG | DFO | Y | N | N | Electric Utility |  |  |  |  | N | [57 empty] | GAS | [39 empty] | 1.1659 | 0.0016829 | 10.4
14328 | Pacific Gas & Electric Co | 246 | Humboldt Bay | CA | Humboldt | IC4 | IC | OP | 16.7 | 16.7 | 16.7 |  | 9 | 2010 | NG | DFO | Y | Y | N | Electric Utility |  |  |  |  | N | [57 empty] | GAS | [39 empty] | 1.1659 | 0.0016829 | 10.4
14328 | Pacific Gas & Electric Co | 246 | Humboldt Bay | CA | Humboldt | IC5 | IC | OP | 16.7 | 16.7 | 16.7 |  | 9 | 2010 | NG | DFO | Y | Y | N | Electric Utility |  |  |  |  | N | [57 empty] | GAS | [39 empty] | 1.1659 | 0.0016829 | 10.4
14328 | Pacific Gas & Electric Co | 246 | Humboldt Bay | CA | Humboldt | IC6 | IC | OP | 16.7 | 16.7 | 16.7 |  | 9 | 2010 | NG | DFO | Y | Y | N | Electric Utility |  |  |  |  | N | [57 empty] | GAS | [39 empty] | 1.1659 | 0.0016829 | 10.4
14328 | Pacific Gas & Electric Co | 246 | Humboldt Bay | CA | Humboldt | IC7 | IC | OP | 16.7 | 16.7 | 16.7 |  | 9 | 2010 | NG | DFO | Y | Y | N | Electric Utility |  |  |  |  | N | [57 empty] | GAS | [39 empty] | 1.1659 | 0.0016829 | 10.4
14328 | Pacific Gas & Electric Co | 246 | Humboldt Bay | CA | Humboldt | IC8 | IC | OP | 16.7 | 16.7 | 16.7 |  | 9 | 2010 | NG | DFO | Y | Y | N | Electric Utility |  |  |  |  | N | [57 empty] | GAS | [39 empty] | 1.1659 | 0.0016829 | 10.4
14328 | Pacific Gas & Electric Co | 246 | Humboldt Bay | CA | Humboldt | IC9 | IC | OP | 16.7 | 16.7 | 16.7 |  | 9 | 2010 | NG | DFO | Y | Y | N | Electric Utility |  |  |  |  | N | [57 empty] | GAS | [39 empty] | 1.1659 | 0.0016829 | 10.4
14328 | Pacific Gas & Electric Co | 248 | Inskip | CA | Tehama | 1 | HY | OP | 7.6 | 8 | 8 |  | 10 | 1979 | WAT |  | N | Y | N | Electric Utility |  |  |  |  | N | [57 empty] | N/A | [39 empty] | 0 | 0 | 10.4
14328 | Pacific Gas & Electric Co | 249 | James B Black | CA | Shasta | 1 | HY | OP | 85.1 | 82 | 82 |  | 2 | 1966 | WAT |  | N | Y | N | Electric Utility |  |  |  |  | N | [57 empty] | N/A | [39 empty] | 0 | 0 | 10.4
14328 | Pacific Gas & Electric Co | 249 | James B Black | CA | Shasta | 2 | HY | OP | 83.5 | 83 | 83 |  | 12 | 1965 | WAT |  | N | Y | N | Electric Utility |  |  |  |  | N | [57 empty] | N/A | [39 empty] | 0 | 0 | 10.4
14328 | Pacific Gas & Electric Co | 250 | Kerckhoff | CA | Fresno | H1 | HY | OP | 11.3 | 12 | 12 |  | 8 | 1920 | WAT |  | N | Y | N | Electric Utility |  |  |  |  | N | [57 empty] | N/A | [39 empty] | 0 | 0 | 10.4
14328 | Pacific Gas & Electric Co | 253 | Kilarc | CA | Shasta | 1 | HY | OP | 1.5 | 1.6 | 1.6 |  | 6 | 1904 | WAT |  | N | Y | N | Electric Utility |  |  |  | 2014 | N | [57 empty] | N/A | [39 empty] | 0 | 0 | 10.4
14328 | Pacific Gas & Electric Co | 253 | Kilarc | CA | Shasta | 2 | HY | OP | 1.5 | 1.6 | 1.6 |  | 5 | 1904 | WAT |  | N | Y | N | Electric Utility |  |  |  | 2014 | N | [57 empty] | N/A | [39 empty] | 0 | 0 | 10.4
14328 | Pacific Gas & Electric Co | 254 | Kings River | CA | Fresno | H1 | HY | OP | 48.6 | 51.5 | 51.5 |  | 3 | 1962 | WAT |  | N | Y | N | Electric Utility |  |  |  |  | N | [57 empty] | N/A | [39 empty] | 0 | 0 | 10.4
14328 | Pacific Gas & Electric Co | 258 | Merced Falls | CA | Merced | 1 | HY | OP | 3.4 | 3.5 | 3.5 |  | 7 | 1930 | WAT |  | N | Y | N | Electric Utility |  |  |  |  | N | [57 empty] | N/A | [39 empty] | 0 | 0 | 10.4
14328 | Pacific Gas & Electric Co | 262 | Narrows | CA | Nevada | 1 | HY | OP | 10.2 | 10.8 | 10.8 |  | 12 | 1942 | WAT |  | N | Y | N | Electric Utility |  |  |  |  | N | [57 empty] | N/A | [39 empty] | 0 | 0 | 10.4
14328 | Pacific Gas & Electric Co | 265 | Pit 1 | CA | Shasta | H1 | HY | OP | 34.6 | 31 | 31 |  | 9 | 1922 | WAT |  | N | Y | N | Electric Utility |  |  |  |  | N | [57 empty] | N/A | [39 empty] | 0 | 0 | 10.4
14328 | Pacific Gas & Electric Co | 265 | Pit 1 | CA | Shasta | H2 | HY | OP | 34.6 | 31.2 | 31.2 |  | 9 | 1922 | WAT |  | N | Y | N | Electric Utility |  |  |  |  | N | [57 empty] | N/A | [39 empty] | 0 | 0 | 10.4
14328 | Pacific Gas & Electric Co | 266 | Pit 3 | CA | Shasta | H1 | HY | OP | 26.7 | 23 | 23 |  | 7 | 1925 | WAT |  | N | Y | N | Electric Utility |  |  |  |  | N | [57 empty] | N/A | [39 empty] | 0 | 0 | 10.4
14328 | Pacific Gas & Electric Co | 266 | Pit 3 | CA | Shasta | H2 | HY | OP | 26.7 | 23 | 23 |  | 7 | 1925 | WAT |  | N | Y | N | Electric Utility |  |  |  |  | N | [57 empty] | N/A | [39 empty] | 0 | 0 | 10.4
14328 | Pacific Gas & Electric Co | 266 | Pit 3 | CA | Shasta | H3 | HY | OP | 26.7 | 23.7 | 23.7 |  | 7 | 1925 | WAT |  | N | Y | N | Electric Utility |  |  |  |  | N | [57 empty] | N/A | [39 empty] | 0 | 0 | 10.4
14328 | Pacific Gas & Electric Co | 267 | Pit 4 | CA | Shasta | 1 | HY | OP | 51.7 | 46 | 46 |  | 10 | 1955 | WAT |  | N | Y | N | Electric Utility |  |  |  |  | N | [57 empty] | N/A | [39 empty] | 0 | 0 | 10.4
14328 | Pacific Gas & Electric Co | 267 | Pit 4 | CA | Shasta | 2 | HY | OP | 51.7 | 47 | 47 |  | 7 | 1955 | WAT |  | N | Y | N | Electric Utility |  |  |  |  | N | [57 empty] | N/A | [39 empty] | 0 | 0 | 10.4
14328 | Pacific Gas & Electric Co | 268 | Pit 5 | CA | Shasta | H1 | HY | OP | 38.2 | 40 | 40 |  | 4 | 1944 | WAT |  | N | Y | N | Electric Utility |  |  |  |  | N | [57 empty] | N/A | [39 empty] | 0 | 0 | 10.4
14328 | Pacific Gas & Electric Co | 268 | Pit 5 | CA | Shasta | H2 | HY | OP | 38.2 | 40 | 40 |  | 4 | 1944 | WAT |  | N | Y | N | Electric Utility |  |  |  |  | N | [57 empty] | N/A | [39 empty] | 0 | 0 | 10.4
14328 | Pacific Gas & Electric Co | 268 | Pit 5 | CA | Shasta | H3 | HY | OP | 33.2 | 40 | 40 |  | 4 | 1944 | WAT |  | N | Y | N | Electric Utility |  |  |  |  | N | [57 empty] | N/A | [39 empty] | 0 | 0 | 10.4
14328 | Pacific Gas & Electric Co | 268 | Pit 5 | CA | Shasta | H4 | HY | OP | 32 | 40 | 40 |  | 4 | 1944 | WAT |  | N | Y | N | Electric Utility |  |  |  |  | N | [57 empty] | N/A | [39 empty] | 0 | 0 | 10.4
14328 | Pacific Gas & Electric Co | 269 | Pit 6 | CA | Shasta | H1 | HY | OP | 39.6 | 36.5 | 36.5 |  | 8 | 1965 | WAT |  | N | Y | N | Electric Utility |  |  |  |  | N | [57 empty] | N/A | [39 empty] | 0 | 0 | 10.4
14328 | Pacific Gas & Electric Co | 269 | Pit 6 | CA | Shasta | H2 | HY | OP | 39.6 | 36.3 | 36.3 |  | 8 | 1965 | WAT |  | N | Y | N | Electric Utility |  |  |  |  | N | [57 empty] | N/A | [39 empty] | 0 | 0 | 10.4
14328 | Pacific Gas & Electric Co | 270 | Pit 7 | CA | Shasta | H1 | HY | OP | 57.6 | 56 | 56 |  | 9 | 1965 | WAT |  | N | Y | N | Electric Utility |  |  |  |  | N | [57 empty] | N/A | [39 empty] | 0 | 0 | 10.4
14328 | Pacific Gas & Electric Co | 270 | Pit 7 | CA | Shasta | H2 | HY | OP | 52.2 | 57 | 57 |  | 9 | 1965 | WAT |  | N | Y | N | Electric Utility |  |  |  |  | N | [57 empty] | N/A | [39 empty] | 0 | 0 | 10.4
14328 | Pacific Gas & Electric Co | 272 | Poe | CA | Butte | 1 | HY | OP | 71.4 | 61.5 | 61.5 |  | 10 | 1958 | WAT |  | N | Y | N | Electric Utility |  |  |  |  | N | [57 empty] | N/A | [39 empty] | 0 | 0 | 10.4
14328 | Pacific Gas & Electric Co | 272 | Poe | CA | Butte | 2 | HY | OP | 71.4 | 61.7 | 61.7 |  | 10 | 1958 | WAT |  | N | Y | N | Electric Utility |  |  |  |  | N | [57 empty] | N/A | [39 empty] | 0 | 0 | 10.4
14328 | Pacific Gas & Electric Co | 274 | Potter Valley | CA | Mendocino | 1 | HY | OP | 4.4 | 4.5 | 4.5 |  | 2 | 1939 | WAT |  | N | Y | N | Electric Utility |  |  |  |  | N | [57 empty] | N/A | [39 empty] | 0 | 0 | 10.4
14328 | Pacific Gas & Electric Co | 274 | Potter Valley | CA | Mendocino | 2 | HY | OP | 2 | 2 | 2 |  | 3 | 1910 | WAT |  | N | Y | N | Electric Utility |  |  |  |  | N | [57 empty] | N/A | [39 empty] | 0 | 0 | 10.4
14328 | Pacific Gas & Electric Co | 274 | Potter Valley | CA | Mendocino | 3 | HY | OP | 3 | 2.7 | 2.7 |  | 9 | 1917 | WAT |  | N | Y | N | Electric Utility |  |  |  |  | N | [57 empty] | N/A | [39 empty] | 0 | 0 | 10.4
14328 | Pacific Gas & Electric Co | 275 | Rock Creek | CA | Plumas | H1 | HY | OP | 62.3 | 58 | 58 |  | 3 | 1950 | WAT |  | N | Y | N | Electric Utility |  |  |  |  | N | [57 empty] | N/A | [39 empty] | 0 | 0 | 10.4
14328 | Pacific Gas & Electric Co | 275 | Rock Creek | CA | Plumas | H2 | HY | OP | 62.3 | 54 | 54 |  | 3 | 1950 | WAT |  | N | Y | N | Electric Utility |  |  |  |  | N | [57 empty] | N/A | [39 empty] | 0 | 0 | 10.4
14328 | Pacific Gas & Electric Co | 276 | San Joaquin 2 | CA | Madera | 1 | HY | OP | 2.8 | 3.2 | 3.2 |  | 9 | 1917 | WAT |  | N | Y | N | Electric Utility |  |  |  |  | N | [57 empty] | N/A | [39 empty] | 0 | 0 | 10.4
14328 | Pacific Gas & Electric Co | 277 | San Joaquin 3 | CA | Madera | 3 | HY | OP | 4 | 4.2 | 4.2 |  | 8 | 1923 | WAT |  | N | Y | N | Electric Utility |  |  |  |  | N | [57 empty] | N/A | [39 empty] | 0 | 0 | 10.4
14328 | Pacific Gas & Electric Co | 279 | Salt Springs | CA | Amador | 1 | HY | OP | 12.3 | 8.6 | 8.6 |  | 6 | 1931 | WAT |  | N | Y | N | Electric Utility |  |  |  |  | N | [57 empty] | N/A | [39 empty] | 0 | 0 | 10.4
14328 | Pacific Gas & Electric Co | 279 | Salt Springs | CA | Amador | 2 | HY | OP | 29.7 | 33 | 33 |  | 4 | 1953 | WAT |  | N | Y | N | Electric Utility |  |  |  |  | N | [57 empty] | N/A | [39 empty] | 0 | 0 | 10.4
14328 | Pacific Gas & Electric Co | 280 | South | CA | Tehama | 1 | HY | OP | 6.7 | 7 | 7 |  | 12 | 1979 | WAT |  | N | Y | N | Electric Utility |  |  |  |  | N | [57 empty] | N/A | [39 empty] | 0 | 0 | 10.4
14328 | Pacific Gas & Electric Co | 281 | Spaulding 1 | CA | Nevada | 1 | HY | OP | 7 | 7 | 7 |  | 5 | 1928 | WAT |  | N | Y | N | Electric Utility |  |  |  |  | N | [57 empty] | N/A | [39 empty] | 0 | 0 | 10.4
14328 | Pacific Gas & Electric Co | 282 | Spaulding 2 | CA | Nevada | 1 | HY | OP | 3.7 | 4.4 | 4.4 |  | 7 | 1928 | WAT |  | N | Y | N | Electric Utility |  |  |  |  | N | [57 empty] | N/A | [39 empty] | 0 | 0 | 10.4
14328 | Pacific Gas & Electric Co | 283 | Spaulding 3 | CA | Nevada | 1 | HY | OP | 6.6 | 5.8 | 5.8 |  | 2 | 1929 | WAT |  | N | Y | N | Electric Utility |  |  |  |  | N | [57 empty] | N/A | [39 empty] | 0 | 0 | 10.4
14328 | Pacific Gas & Electric Co | 284 | Spring Gap | CA | Tuolumne | 1 | HY | OP | 6 | 7 | 7 |  | 9 | 1921 | WAT |  | N | Y | N | Electric Utility |  |  |  |  | N | [57 empty] | N/A | [39 empty] | 0 | 0 | 10.4
14328 | Pacific Gas & Electric Co | 285 | Stanislaus | CA | Tuolumne | HC1 | HY | OP | 81.9 | 83 | 83 |  | 3 | 1963 | WAT |  | N | Y | N | Electric Utility |  |  |  |  | N | [57 empty] | N/A | [39 empty] | 0 | 0 | 10.4
14328 | Pacific Gas & Electric Co | 287 | Tiger Creek | CA | Amador | H1 | HY | OP | 25.5 | 26.7 | 26.7 |  | 8 | 1931 | WAT |  | N | Y | N | Electric Utility |  |  |  |  | N | [57 empty] | N/A | [39 empty] | 0 | 0 | 10.4
14328 | Pacific Gas & Electric Co | 287 | Tiger Creek | CA | Amador | H2 | HY | OP | 26.7 | 27.9 | 27.9 |  | 6 | 1931 | WAT |  | N | Y | N | Electric Utility |  |  |  |  | N | [57 empty] | N/A | [39 empty] | 0 | 0 | 10.4
14328 | Pacific Gas & Electric Co | 290 | Volta 1 | CA | Shasta | 1 | HY | OP | 8.5 | 9 | 9 |  | 4 | 1980 | WAT |  | N | Y | N | Electric Utility |  |  |  |  | N | [57 empty] | N/A | [39 empty] | 0 | 0 | 10.4
14328 | Pacific Gas & Electric Co | 291 | West Point | CA | Amador | 1 | HY | OP | 13.6 | 13.6 | 13.6 |  | 11 | 1948 | WAT |  | N | Y | N | Electric Utility |  |  |  |  | N | [57 empty] | N/A | [39 empty] | 0 | 0 | 10.4
14328 | Pacific Gas & Electric Co | 292 | Wise | CA | Placer | 1 | HY | OP | 13.6 | 14 | 14 |  | 3 | 1917 | WAT |  | N | Y | N | Electric Utility |  |  |  |  | N | [57 empty] | N/A | [39 empty] | 0 | 0 | 10.4
14328 | Pacific Gas & Electric Co | 293 | A G Wishon | CA | Madera | 1 | HY | OP | 3.2 | 5 | 5 |  | 9 | 1910 | WAT |  | N | Y | N | Electric Utility |  |  |  |  | N | [57 empty] | N/A | [39 empty] | 0 | 0 | 10.4
14328 | Pacific Gas & Electric Co | 293 | A G Wishon | CA | Madera | 2 | HY | OP | 3.2 | 5 | 5 |  | 9 | 1910 | WAT |  | N | Y | N | Electric Utility |  |  |  |  | N | [57 empty] | N/A | [39 empty] | 0 | 0 | 10.4
14328 | Pacific Gas & Electric Co | 293 | A G Wishon | CA | Madera | 3 | HY | OP | 3.2 | 5 | 5 |  | 9 | 1910 | WAT |  | N | Y | N | Electric Utility |  |  |  |  | N | [57 empty] | N/A | [39 empty] | 0 | 0 | 10.4
14328 | Pacific Gas & Electric Co | 293 | A G Wishon | CA | Madera | 4 | HY | OP | 3.2 | 5 | 5 |  | 9 | 1910 | WAT |  | N | Y | N | Electric Utility |  |  |  |  | N | [57 empty] | N/A | [39 empty] | 0 | 0 | 10.4
14328 | Pacific Gas & Electric Co | 632 | Newcastle | CA | Placer | 1 | HY | OP | 12.7 | 14.1 | 14.1 |  | 12 | 1986 | WAT |  | N | Y | N | Electric Utility |  |  |  |  | N | [57 empty] | N/A | [39 empty] | 0 | 0 | 10.4
14328 | Pacific Gas & Electric Co | 682 | Kerckhoff 2 | CA | Fresno | 1 | HY | OP | 139.5 | 142 | 142 |  | 5 | 1983 | WAT |  | N | Y | N | Electric Utility |  |  |  |  | N | [57 empty] | N/A | [39 empty] | 0 | 0 | 10.4
14328 | Pacific Gas & Electric Co | 714 | Toadtown | CA | Butte | 1 | HY | OP | 1.8 | 1.5 | 1.5 |  | 4 | 1986 | WAT |  | N | Y | N | Electric Utility |  |  |  |  | N | [57 empty] | N/A | [39 empty] | 0 | 0 | 10.4
14328 | Pacific Gas & Electric Co | 6099 | Diablo Canyon | CA | San Luis Obispo | 1 | ST | OP | 1159 | 1122 | 1122 |  | 5 | 1985 | NUC |  | N | Y | N | Electric Utility |  |  |  |  | N | [57 empty] | N/A | [39 empty] | 0 | 0 | 10.4
14328 | Pacific Gas & Electric Co | 6099 | Diablo Canyon | CA | San Luis Obispo | 2 | ST | OP | 1164 | 1118 | 1118 |  | 3 | 1986 | NUC |  | N | Y | N | Electric Utility |  |  |  |  | N | [57 empty] | N/A | [39 empty] | 0 | 0 | 10.4
14328 | Pacific Gas & Electric Co | 6100 | Helms Pumped Storage | CA | Fresno | 2 | PS | OP | 351 | 404 | 404 |  | 6 | 1984 | WAT |  | N | Y | N | Electric Utility |  |  |  |  | N | [57 empty] | N/A | [39 empty] | 0 | 0 | 10.4
14328 | Pacific Gas & Electric Co | 6100 | Helms Pumped Storage | CA | Fresno | 3 | PS | OP | 351 | 404 | 404 |  | 6 | 1984 | WAT |  | N | Y | N | Electric Utility |  |  |  |  | N | [57 empty] | N/A | [39 empty] | 0 | 0 | 10.4
14328 | Pacific Gas & Electric Co | 7911 | Kern Canyon | CA | Kern | 1 | HY | OP | 9.5 | 11.5 | 11.5 |  | 8 | 1921 | WAT |  | N | Y | N | Electric Utility |  |  |  |  | N | [57 empty] | N/A | [39 empty] | 0 | 0 | 10.4
14328 | Pacific Gas & Electric Co | 214 | Alta Powerhouse | CA | Placer | 1 | HY | OP | 1 | 1 | 1 |  | 11 | 1902 | WAT |  | N | Y | N | Electric Utility |  |  |  |  | N | [57 empty] | N/A | [39 empty] | 0 | 0 | 10.4
14328 | Pacific Gas & Electric Co | 255 | Lime Saddle | CA | Butte | 1 | HY | OP | 1 | 1 | 1 |  | 8 | 1906 | WAT |  | N | Y | N | Electric Utility |  |  |  |  | N | [57 empty] | N/A | [39 empty] | 0 | 0 | 10.4
14328 | Pacific Gas & Electric Co | 255 | Lime Saddle | CA | Butte | 2 | HY | OP | 1 | 1 | 1 |  | 8 | 1906 | WAT |  | N | Y | N | Electric Utility |  |  |  |  | N | [57 empty] | N/A | [39 empty] | 0 | 0 | 10.4
14328 | Pacific Gas & Electric Co | 264 | Phoenix | CA | Tuolumne | 1 | HY | OP | 1.6 | 2 | 2 |  | 2 | 1940 | WAT |  | N | Y | N | Electric Utility |  |  |  |  | N | [57 empty] | N/A | [39 empty] | 0 | 0 | 10.4
14328 | Pacific Gas & Electric Co | 289 | Tule River | CA | Tulare | 1 | HY | OP | 4.2 | 3.2 | 3.2 |  | 1 | 1914 | WAT |  | N | Y | N | Electric Utility |  |  |  |  | N | [57 empty] | N/A | [39 empty] | 0 | 0 | 10.4
14328 | Pacific Gas & Electric Co | 289 | Tule River | CA | Tulare | 2 | HY | OP | 4.2 | 3.2 | 3.2 |  | 1 | 1914 | WAT |  | N | Y | N | Electric Utility |  |  |  |  | N | [57 empty] | N/A | [39 empty] | 0 | 0 | 10.4
14328 | Pacific Gas & Electric Co | 292 | Wise | CA | Placer | 2 | HY | OP | 2.8 | 3.2 | 3.2 |  | 12 | 1986 | WAT |  | N | Y | N | Electric Utility |  |  |  |  | N | [57 empty] | N/A | [39 empty] | 0 | 0 | 10.4
14328 | Pacific Gas & Electric Co | 626 | Oak Flat | CA | Plumas | 1 | HY | OP | 1.4 | 1.3 | 1.3 |  | 11 | 1985 | WAT |  | N | Y | N | Electric Utility |  |  |  |  | N | [57 empty] | N/A | [39 empty] | 0 | 0 | 10.4
14328 | Pacific Gas & Electric Co | 56476 | Gateway Generating Station | CA | Contra Costa | A | CT | OP | 203.2 | 177 | 181.4 |  | 1 | 2009 | NG |  | N | Y | N | Electric Utility |  |  |  |  | N | [57 empty] | GAS | CA | Gateway Generating Station | 56476 | GT2 | 2010 |  | ARP | 6565.92 | 12 | 1586370.39 |  | 3.409 | 0.0095 | 41.43 | 675192.445 | 11361393.95 | 9 |  | Contra Costa | Electric Utility |  |  | 38.0167 | -121.7592 | Pacific Gas and Electric Company (Owner/Operator) | Phase 2 |  | Operating | Combined cycle | Pipeline Natural Gas |  |  | Dry Low NOx Burners Selective Catalytic Reduction |  | 2227 | 7.095 | GAS | 301 | -329.6582 | 0.0095 | 0.0006 | 7.095
14328 | Pacific Gas & Electric Co | 56476 | Gateway Generating Station | CA | Contra Costa | B | CT | OP | 203.2 | 177 | 181.4 |  | 1 | 2009 | NG |  | N | Y | N | Electric Utility |  |  |  |  | N | [57 empty] | GAS | CA | Gateway Generating Station | 56476 | GT2 | 2010 |  | ARP | 6565.92 | 12 | 1586370.39 |  | 3.409 | 0.0095 | 41.43 | 675192.445 | 11361393.95 | 9 |  | Contra Costa | Electric Utility |  |  | 38.0167 | -121.7592 | Pacific Gas and Electric Company (Owner/Operator) | Phase 2 |  | Operating | Combined cycle | Pipeline Natural Gas |  |  | Dry Low NOx Burners Selective Catalytic Reduction |  | 2227 | 7.095 | GAS | 301 | -329.6582 | 0.0095 | 0.0006 | 7.095
14328 | Pacific Gas & Electric Co | 56476 | Gateway Generating Station | CA | Contra Costa | C | CA | OP | 213.3 | 209.4 | 223 |  | 1 | 2009 | NG |  | N | Y | N | Electric Utility |  |  |  |  | N | [6 empty] | STK1 | 2009 | 624000 | [48 empty] | GAS | [39 empty] | 0 | 0 | 10.4
14328 | Pacific Gas & Electric Co | 56532 | Colusa Generating Station | CA | Colusa | A | CT | OP | 181.5 | 167 | 180 |  | 12 | 2010 | NG |  | N | Y | N | Electric Utility |  |  |  |  | N | [57 empty] | GAS | CA | Colusa Generating Station | 56532 | CT1 | 2010 |  | ARP | 561.52 | 3 | 115090.44 |  | 0.273 | 0.0193 | 4.757 | 54146.017 | 911099.654 | 9 |  | Colusa | Electric Utility |  |  | 39.3648 | -122.268 | Pacific Gas and Electric Company (Owner/Operator) | Phase 2 |  | Operating (Started 09/02/2010) | Combined cycle (Started Sep 02, 2010) | Pipeline Natural Gas |  |  | Dry Low NOx Burners Selective Catalytic Reduction |  | 2430 | 6.7941 | GAS | 340 | -444.4444 | 0.0193 | 0.000599 | 9.0136
14328 | Pacific Gas & Electric Co | 56532 | Colusa Generating Station | CA | Colusa | B | CT | OP | 181.5 | 167 | 180 |  | 12 | 2010 | NG |  | N | Y | N | Electric Utility |  |  |  |  | N | [57 empty] | GAS | CA | Colusa Generating Station | 56532 | CT1 | 2010 |  | ARP | 561.52 | 3 | 115090.44 |  | 0.273 | 0.0193 | 4.757 | 54146.017 | 911099.654 | 9 |  | Colusa | Electric Utility |  |  | 39.3648 | -122.268 | Pacific Gas and Electric Company (Owner/Operator) | Phase 2 |  | Operating (Started 09/02/2010) | Combined cycle (Started Sep 02, 2010) | Pipeline Natural Gas |  |  | Dry Low NOx Burners Selective Catalytic Reduction |  | 2430 | 6.7941 | GAS | 340 | -444.4444 | 0.0193 | 0.000599 | 9.0136
14328 | Pacific Gas & Electric Co | 56532 | Colusa Generating Station | CA | Colusa | C | CA | OP | 349.4 | 306 | 306 |  | 12 | 2010 | NG |  | N | Y | N | Electric Utility |  |  |  |  | N | [6 empty] | STK1¦¦STK2 | 2010 | 645967 | [48 empty] | GAS | [39 empty] | 0 | 0 | 10.4
14328 | Pacific Gas & Electric Co | 57041 | Vaca Dixon Solar Station | CA | Solano | 1 | PV | OP | 2 | 2.5 | 2.5 |  | 12 | 2009 | SUN |  | N | Y | N | Electric Utility |  |  |  |  | N | [57 empty] | N/A | [39 empty] | 0 | 0 | 10.4
14328 | Pacific Gas & Electric Co | 57042 | CSU East Bay | CA | Alameda | 1 | FC | OP | 1.4 | 1.4 | 1.4 |  | 9 | 2011 | NG |  | N | N | Y | Electric Utility |  |  |  |  | N | [57 empty] | GAS | [39 empty] | 0 | 0 | 10.4
14328 | Pacific Gas & Electric Co | 57043 | SF State University | CA | San Francisco | 1 | FC | OP | 0.2 | 0.2 | 0.2 |  | 9 | 2011 | NG |  | N | N | N | Electric Utility |  |  |  |  | N | [57 empty] | GAS | [39 empty] | 0 | 0 | 10.4
14328 | Pacific Gas & Electric Co | 57043 | SF State University | CA | San Francisco | 2 | FC | OP | 1.4 | 1.4 | 1.4 |  | 9 | 2011 | NG |  | N | N | Y | Electric Utility |  |  |  |  | N | [57 empty] | GAS | [39 empty] | 0 | 0 | 10.4
14328 | Pacific Gas & Electric Co | 57497 | Stroud Solar Station | CA | Fresno | 1 | PV | OP | 20 | 20 | 20 |  | 9 | 2011 | SUN |  | N | Y | N | Electric Utility |  |  |  |  | N | [57 empty] | N/A | [39 empty] | 0 | 0 | 10.4
14328 | Pacific Gas & Electric Co | 57498 | Five Points Solar Station | CA | Fresno | 1 | PV | OP | 15 | 15 | 15 |  | 9 | 2011 | SUN |  | N | Y | N | Electric Utility |  |  |  |  | N | [57 empty] | N/A | [39 empty] | 0 | 0 | 10.4
14328 | Pacific Gas & Electric Co | 57499 | Westside Solar Station | CA | Fresno | 1 | PV | OP | 15 | 15 | 15 |  | 8 | 2011 | SUN |  | N | Y | N | Electric Utility |  |  |  |  | N | [57 empty] | N/A | [39 empty] | 0 | 0 | 10.4
14354 | PacifiCorp | 294 | Copco 1 | CA | Siskiyou | 1 | HY | OP | 10 | 14 | 14 |  | 1 | 1918 | WAT |  | N | Y | N | Electric Utility |  |  |  |  | N | [57 empty] | N/A | [39 empty] | 0 | 0 | 10.4
14354 | PacifiCorp | 294 | Copco 1 | CA | Siskiyou | 2 | HY | OP | 10 | 14 | 14 |  | 11 | 1918 | WAT |  | N | Y | N | Electric Utility |  |  |  |  | N | [57 empty] | N/A | [39 empty] | 0 | 0 | 10.4
14354 | PacifiCorp | 295 | Copco 2 | CA | Siskiyou | 1 | HY | OP | 13.5 | 17 | 17 |  | 7 | 1925 | WAT |  | N | Y | N | Electric Utility |  |  |  |  | N | [57 empty] | N/A | [39 empty] | 0 | 0 | 10.4
14354 | PacifiCorp | 297 | Iron Gate | CA | Siskiyou | 1 | HY | OP | 18 | 18.8 | 18.8 |  | 2 | 1962 | WAT |  | N | Y | N | Electric Utility |  |  |  |  | N | [57 empty] | N/A | [39 empty] | 0 | 0 | 10.4
14354 | PacifiCorp | 299 | Blundell | UT | Beaver | 1 | ST | OP | 26.1 | 23 | 23 |  | 7 | 1984 | GEO |  | N | Y | N | Electric Utility |  |  |  |  | N | [9 empty] | 0.15 |  |  | PB | DP | NP | 1986 | 1999 | 2001 | MS | SS | IF | [36 empty] | N/A | [39 empty] | 0 | 0 | 10.4
14354 | PacifiCorp | 299 | Blundell | UT | Beaver | 2 | ST | OP | 12 | 11 | 9 |  | 12 | 2007 | GEO |  | N | Y | N | Electric Utility | [14 empty] | 0.15 |  |  | PB | DP | NP | 1986 | 1999 | 2001 | MS | SS | IF | [36 empty] | N/A | [39 empty] | 0 | 0 | 10.4
14354 | PacifiCorp | 827 | Grace | ID | Caribou | 3 | HY | OP | 11 | 11 | 11 |  | 7 | 1923 | WAT |  | N | Y | N | Electric Utility |  |  |  |  | N | [57 empty] | N/A | [39 empty] | 0 | 0 | 10.4
14354 | PacifiCorp | 827 | Grace | ID | Caribou | 4 | HY | OP | 11 | 11 | 11 |  | 7 | 1923 | WAT |  | N | Y | N | Electric Utility |  |  |  |  | N | [57 empty] | N/A | [39 empty] | 0 | 0 | 10.4
14354 | PacifiCorp | 827 | Grace | ID | Caribou | 5 | HY | OP | 11 | 11 | 11 |  | 7 | 1923 | WAT |  | N | Y | N | Electric Utility |  |  |  |  | N | [57 empty] | N/A | [39 empty] | 0 | 0 | 10.4
14354 | PacifiCorp | 829 | Oneida | ID | Franklin | 1 | HY | OP | 10 | 9.3 | 9.3 |  | 7 | 1915 | WAT |  | N | Y | N | Electric Utility |  |  |  |  | N | [57 empty] | N/A | [39 empty] | 0 | 0 | 10.4
14354 | PacifiCorp | 829 | Oneida | ID | Franklin | 2 | HY | OP | 10 | 9.3 | 9.3 |  | 7 | 1916 | WAT |  | N | Y | N | Electric Utility |  |  |  |  | N | [57 empty] | N/A | [39 empty] | 0 | 0 | 10.4
14354 | PacifiCorp | 831 | Soda | ID | Caribou | 1 | HY | OP | 7 | 7.6 | 7.6 |  | 7 | 1924 | WAT |  | N | Y | N | Electric Utility |  |  |  |  | N | [57 empty] | N/A | [39 empty] | 0 | 0 | 10.4
14354 | PacifiCorp | 831 | Soda | ID | Caribou | 2 | HY | OP | 7 | 7.6 | 7.6 |  | 7 | 1924 | WAT |  | N | Y | N | Electric Utility |  |  |  |  | N | [57 empty] | N/A | [39 empty] | 0 | 0 | 10.4
14354 | PacifiCorp | 3020 | Clearwater 1 | OR | Douglas | 1 | HY | OP | 15 | 18 | 18 |  | 6 | 1953 | WAT |  | N | Y | N | Electric Utility |  |  |  |  | N | [57 empty] | N/A | [39 empty] | 0 | 0 | 10.4
14354 | PacifiCorp | 3021 | Clearwater 2 | OR | Douglas | 1 | HY | OP | 26 | 31 | 31 |  | 11 | 1953 | WAT |  | N | Y | N | Electric Utility |  |  |  |  | N | [57 empty] | N/A | [39 empty] | 0 | 0 | 10.4
14354 | PacifiCorp | 3024 | Eagle Point | OR | Jackson | 1 | HY | OP | 2.8 | 2.8 | 2.8 |  | 11 | 1957 | WAT |  | N | Y | N | Electric Utility |  |  |  |  | N | [57 empty] | N/A | [39 empty] | 0 | 0 | 10.4
14354 | PacifiCorp | 3025 | East Side | OR | Klamath | 1 | HY | OP | 3.2 | 3 | 3 |  | 8 | 1924 | WAT |  | N | Y | N | Electric Utility |  |  |  |  | N | [57 empty] | N/A | [39 empty] | 0 | 0 | 10.4
14354 | PacifiCorp | 3026 | Fish Creek | OR | Douglas | 1 | HY | OP | 11 | 10.4 | 10.4 |  | 6 | 1952 | WAT |  | N | Y | N | Electric Utility |  |  |  |  | N | [57 empty] | N/A | [39 empty] | 0 | 0 | 10.4
14354 | PacifiCorp | 3028 | John C Boyle | OR | Klamath | 1 | HY | OP | 50.3 | 42.6 | 42.6 |  | 10 | 1958 | WAT |  | N | Y | N | Electric Utility |  |  |  |  | N | [57 empty] | N/A | [39 empty] | 0 | 0 | 10.4
14354 | PacifiCorp | 3028 | John C Boyle | OR | Klamath | 2 | HY | OP | 48.4 | 41 | 41 |  | 10 | 1958 | WAT |  | N | Y | N | Electric Utility |  |  |  |  | N | [57 empty] | N/A | [39 empty] | 0 | 0 | 10.4
14354 | PacifiCorp | 3029 | Lemolo 1 | OR | Douglas | 1 | HY | OP | 32.8 | 32 | 29 |  | 7 | 1955 | WAT |  | N | Y | N | Electric Utility |  |  |  |  | N | [57 empty] | N/A | [39 empty] | 0 | 0 | 10.4
14354 | PacifiCorp | 3032 | Prospect 1 | OR | Jackson | 1 | HY | OP | 3.8 | 4.7 | 5 |  | 1 | 1912 | WAT |  | N | Y | N | Electric Utility |  |  |  |  | N | [57 empty] | N/A | [39 empty] | 0 | 0 | 10.4
14354 | PacifiCorp | 3033 | Prospect 2 | OR | Jackson | 1 | HY | OP | 16 | 18 | 18 |  | 1 | 1928 | WAT |  | N | Y | N | Electric Utility |  |  |  |  | N | [57 empty] | N/A | [39 empty] | 0 | 0 | 10.4
14354 | PacifiCorp | 3033 | Prospect 2 | OR | Jackson | 2 | HY | OP | 16 | 18 | 18 |  | 2 | 1928 | WAT |  | N | Y | N | Electric Utility |  |  |  |  | N | [57 empty] | N/A | [39 empty] | 0 | 0 | 10.4
14354 | PacifiCorp | 3034 | Prospect 3 | OR | Jackson | 1 | HY | OP | 7.2 | 7.7 | 8 |  | 4 | 1932 | WAT |  | N | Y | N | Electric Utility |  |  |  |  | N | [57 empty] | N/A | [39 empty] | 0 | 0 | 10.4
14354 | PacifiCorp | 3035 | Prospect 4 | OR | Jackson | 1 | HY | OP | 1 | 0.9 | 0.9 |  | 11 | 1944 | WAT |  | N | Y | N | Electric Utility |  |  |  |  | N | [57 empty] | N/A | [39 empty] | 0 | 0 | 10.4
14354 | PacifiCorp | 3036 | Slide Creek | OR | Douglas | 1 | HY | OP | 18 | 18 | 18 |  | 7 | 1951 | WAT |  | N | Y | N | Electric Utility |  |  |  |  | N | [57 empty] | N/A | [39 empty] | 0 | 0 | 10.4
14354 | PacifiCorp | 3037 | Soda Springs | OR | Douglas | 1 | HY | OP | 11 | 11.6 | 11 |  | 3 | 1952 | WAT |  | N | Y | N | Electric Utility |  |  |  |  | N | [57 empty] | N/A | [39 empty] | 0 | 0 | 10.4
14354 | PacifiCorp | 3040 | Toketee Falls | OR | Douglas | 1 | HY | OP | 14.2 | 15 | 15 |  | 2 | 1950 | WAT |  | N | Y | N | Electric Utility |  |  |  |  | N | [57 empty] | N/A | [39 empty] | 0 | 0 | 10.4
14354 | PacifiCorp | 3041 | Wallowa Falls | OR | Wallowa | 1 | HY | OP | 1.1 | 0.9 | 1 |  | 7 | 1921 | WAT |  | N | Y | N | Electric Utility |  |  |  |  | N | [57 empty] | N/A | [39 empty] | 0 | 0 | 10.4
14354 | PacifiCorp | 3644 | Carbon | UT | Carbon | 1 | ST | OP | 75 | 67 | 67 |  | 11 | 1954 | BIT | DFO | N | Y | N | Electric Utility |  |  |  | 2015 | N | Y | [5 empty] | 1 | 1954 | 225000 | 0.1 |  |  | PB | DP |  | 1975 | 1975 |  | MS | ND | [20 empty] | OP | MC | EK |  | 7.9 |  | 0.8 |  |  |  | 97 | 113 | 309000 |  |  |  |  | COAL | UT | Carbon | 3644 | 1 | 2010 |  | ARP | 8426.06 | 12 | 566351.01 |  | 3022.016 | 0.5281 | 1526.633 | 597599.903 | 5824550.307 | 8 | Western Electricity Coordinating Council | Carbon | Electric Utility | 4911 | Electric Services | 39.7272 | -110.8644 | Pacificorp Energy Generation (Owner/Operator) | Phase 2 | Early Election | Operating | Tangentially-fired | Coal |  |  |  | Electrostatic Precipitator | 1243 | 10.2935 | COAL | 74 | 1947.7612 | 0.5281 | 1.0377 | 10.2843
14354 | PacifiCorp | 3644 | Carbon | UT | Carbon | 2 | ST | OP | 113.6 | 105 | 105 |  | 9 | 1957 | BIT | DFO | N | Y | N | Electric Utility |  |  |  | 2015 | N | Y | [5 empty] | 2 | 1957 | 281500 | 0.1 |  |  | PB | DP |  | 1978 | 1978 |  | MS | ND | [20 empty] | OP | EK |  |  | 7.9 |  | 0.8 |  |  |  | 98 | 68 | 455000 |  |  |  |  | COAL | UT | Carbon | 3644 | 2 | 2010 |  | ARP | 8384.07 | 12 | 817205.27 |  | 4439.883 | 0.5024 | 2169.561 | 876021.528 | 8538282.082 | 8 | Western Electricity Coordinating Council | Carbon | Electric Utility | 4911 | Electric Services | 39.7272 | -110.8644 | Pacificorp Energy Generation (Owner/Operator) | Phase 2 | Early Election | Operating | Tangentially-fired | Coal |  |  |  | Electrostatic Precipitator | 1476 | 10.5129 | COAL | 113 | 1961.9048 | 0.5024 | 1.04 | 10.4481
14354 | PacifiCorp | 3646 | Cutler | UT | Box Elder | 1 | HY | OP | 15 | 14.5 | 14.5 |  | 7 | 1927 | WAT |  | N | Y | N | Electric Utility |  |  |  |  | N | [57 empty] | N/A | [39 empty] | 0 | 0 | 10.4
14354 | PacifiCorp | 3648 | Gadsby | UT | Salt Lake | 1 | ST | OP | 69 | 57 | 57 |  | 9 | 1951 | NG |  | N | Y | N | Electric Utility |  |  |  |  | N | [6 empty] | 1 | 1951 | 179612 | 0.2 |  |  | PB | DP |  | 1972 | 1972 |  | MS | NC | [37 empty] | GAS | UT | Gadsby | 3648 | 1 | 2010 |  | ARP | 822.3 | 12 | 18743.05 |  | 0.083 | 0.1112 | 15.052 | 16486.394 | 277405.838 | 8 |  | Salt Lake | Electric Utility | 4911 | Electric Services | 40.7686 | -111.9289 | Pacificorp Energy Generation (Owner/Operator) | Phase 2 |  | Operating | Dry bottom wall-fired boiler | Pipeline Natural Gas |  |  | Low NOx Burner Technology (Dry Bottom only) |  | 720 | 12.719 | GAS | 56 | 1991.0714 | 0.1112 | 0.000598 | 12.719
14354 | PacifiCorp | 3648 | Gadsby | UT | Salt Lake | 2 | ST | OP | 69 | 69 | 69 |  | 12 | 1952 | NG |  | N | Y | N | Electric Utility |  |  |  |  | N | [6 empty] | 2 | 1952 | 162450 | [48 empty] | GAS | UT | Gadsby | 3648 | 2 | 2010 |  | ARP | 1066.32 | 12 | 25580.56 |  | 0.112 | 0.1156 | 21.121 | 22233.477 | 374102.467 | 8 |  | Salt Lake | Electric Utility | 4911 | Electric Services | 40.7686 | -111.9289 | Pacificorp Energy Generation (Owner/Operator) | Phase 2 |  | Operating | Dry bottom wall-fired boiler | Pipeline Natural Gas |  |  | Low NOx Burner Technology (Dry Bottom only) |  | 850 | 12.5492 | GAS | 67 | 1985.0746 | 0.1156 | 0.000599 | 12.5492
14354 | PacifiCorp | 3648 | Gadsby | UT | Salt Lake | 3 | ST | OP | 113.6 | 104.5 | 104.5 |  | 6 | 1955 | NG |  | N | Y | N | Electric Utility |  |  |  |  | N | [6 empty] | 3 | 1955 | 237405 | [45 empty] | NA |  |  | GAS | UT | Gadsby | 3648 | 3 | 2010 |  | ARP | 1899.31 | 12 | 83789.64 |  | 0.296 | 0.0865 | 40.178 | 58543.056 | 985082.466 | 8 |  | Salt Lake | Electric Utility | 4911 | Electric Services | 40.7686 | -111.9289 | Pacificorp Energy Generation (Owner/Operator) | Phase 2 |  | Operating | Tangentially-fired | Pipeline Natural Gas |  |  |  |  | 1111 | 10.443 | GAS | 104 | 1997.5962 | 0.0865 | 0.000601 | 10.443
14354 | PacifiCorp | 3648 | Gadsby | UT | Salt Lake | 4 | GT | OP | 60.4 | 39 | 40 |  | 7 | 2002 | NG |  | N | Y | N | Electric Utility |  |  |  |  | N | [57 empty] | GAS | UT | Gadsby | 3648 | 4 | 2010 |  | ARP | 4239.11 | 12 | 93960.84 |  | 0.286 | 0.0209 | 8.273 | 56680.459 | 953832.83 | 8 |  | Salt Lake | Electric Utility | 4911 | Electric Services | 40.7686 | -111.9289 | Pacificorp Energy Generation (Owner/Operator) | Phase 2 |  | Operating | Combustion turbine | Pipeline Natural Gas |  |  | Water Injection Selective Catalytic Reduction |  | 400 | 8.7009 | GAS | 44 | 1950 | 0.0209 | 0.0006 | 8.7009
14354 | PacifiCorp | 3648 | Gadsby | UT | Salt Lake | 5 | GT | OP | 60.4 | 39 | 40 |  | 7 | 2002 | NG |  | N | Y | N | Electric Utility |  |  |  |  | N | [57 empty] | GAS | UT | Gadsby | 3648 | 5 | 2010 |  | ARP | 4099.92 | 12 | 89412.41 |  | 0.295 | 0.0257 | 8.785 | 58354.307 | 981942.733 | 8 |  | Salt Lake | Electric Utility | 4911 | Electric Services | 40.7686 | -111.9289 | Pacificorp Energy Generation (Owner/Operator) | Phase 2 |  | Operating | Combustion turbine | Pipeline Natural Gas |  |  | Water Injection Selective Catalytic Reduction |  | 400 | 9.3431 | GAS | 44 | 1950 | 0.0257 | 0.000601 | 9.3431
14354 | PacifiCorp | 3648 | Gadsby | UT | Salt Lake | 6 | GT | OP | 60.4 | 39 | 40 |  | 8 | 2002 | NG |  | N | Y | N | Electric Utility |  |  |  |  | N | [57 empty] | GAS | UT | Gadsby | 3648 | 6 | 2010 |  | ARP | 4131.19 | 12 | 90535.26 |  | 0.285 | 0.0213 | 7.727 | 56374.026 | 948614.373 | 8 |  | Salt Lake | Electric Utility | 4911 | Electric Services | 40.7686 | -111.9289 | Pacificorp Energy Generation (Owner/Operator) | Phase 2 |  | Operating | Combustion turbine | Pipeline Natural Gas |  |  | Water Injection Selective Catalytic Reduction |  | 400 | 8.8357 | GAS | 43 | 1962.5 | 0.0213 | 0.000601 | 8.8357
14354 | PacifiCorp | 3847 | Merwin | WA | Cowlitz | 1 | HY | OP | 45 | 50 | 48 |  | 1 | 1932 | WAT |  | N | Y | N | Electric Utility |  |  |  |  | N | [57 empty] | N/A | [39 empty] | 0 | 0 | 10.4
14354 | PacifiCorp | 3847 | Merwin | WA | Cowlitz | 2 | HY | OP | 45 | 50 | 48 |  | 12 | 1949 | WAT |  | N | Y | N | Electric Utility |  |  |  |  | N | [57 empty] | N/A | [39 empty] | 0 | 0 | 10.4
14354 | PacifiCorp | 3847 | Merwin | WA | Cowlitz | 3 | HY | OP | 45 | 50 | 48 |  | 9 | 1958 | WAT |  | N | Y | N | Electric Utility |  |  |  |  | N | [57 empty] | N/A | [39 empty] | 0 | 0 | 10.4
14354 | PacifiCorp | 3850 | Swift 1 | WA | Skamania | HY11 | HY | OP | 80 | 87.8 | 87.7 |  | 12 | 1958 | WAT |  | N | Y | N | Electric Utility |  |  |  |  | N | [57 empty] | N/A | [39 empty] | 0 | 0 | 10.4
14354 | PacifiCorp | 3850 | Swift 1 | WA | Skamania | HY12 | HY | OP | 80 | 87.8 | 87.7 |  | 12 | 1958 | WAT |  | N | Y | N | Electric Utility |  |  |  |  | N | [57 empty] | N/A | [39 empty] | 0 | 0 | 10.4
14354 | PacifiCorp | 3850 | Swift 1 | WA | Skamania | HY13 | HY | OP | 80 | 87.8 | 87.7 |  | 12 | 1958 | WAT |  | N | Y | N | Electric Utility |  |  |  |  | N | [57 empty] | N/A | [39 empty] | 0 | 0 | 10.4
14354 | PacifiCorp | 3852 | Yale | WA | Cowlitz | 1 | HY | OP | 67 | 81.8 | 81.8 |  | 9 | 1953 | WAT |  | N | Y | N | Electric Utility |  |  |  |  | N | [57 empty] | N/A | [39 empty] | 0 | 0 | 10.4
14354 | PacifiCorp | 3852 | Yale | WA | Cowlitz | 2 | HY | OP | 67 | 81.8 | 81.8 |  | 11 | 1953 | WAT |  | N | Y | N | Electric Utility |  |  |  |  | N | [57 empty] | N/A | [39 empty] | 0 | 0 | 10.4
14354 | PacifiCorp | 4158 | Dave Johnston | WY | Converse | 1 | ST | OP | 113.6 | 106 | 106 |  | 2 | 1959 | SUB | DFO | N | Y | N | Electric Utility |  |  |  |  | N | Y | [5 empty] | BD41 | 1976 | 345000 | [31 empty] | OP | EK |  |  | 16 | 0.1 | 0.4 |  | 0.3 |  | 99.6 | 10 | 530000 |  |  |  |  | COAL | WY | Dave Johnston | 4158 | BW41 | 2010 |  | ARP | 8581.08 | 12 | 739058.04 |  | 3034.792 | 0.3774 | 1439.08 | 792290.598 | 7554286.611 | 8 | Western Electricity Coordinating Council | Converse | Electric Utility | 4911 | Electric Services | 42.8378 | -105.7769 | Pacificorp Energy Generation (Owner/Operator) | Phase 2 | Early Election | Operating | Dry bottom wall-fired boiler | Coal |  |  |  | Electrostatic Precipitator | 1674 | 10.1818 | COAL | 110 | -18.8679 | 0.3774 | 0.80346 | 10.1818
14354 | PacifiCorp | 4158 | Dave Johnston | WY | Converse | 2 | ST | OP | 113.6 | 106 | 106 |  | 1 | 1961 | SUB | DFO | N | Y | N | Electric Utility |  |  |  |  | N | Y | [5 empty] | BD42 | 1976 | 345000 | [31 empty] | OP | EK |  |  | 16 | 0.1 | 0.4 |  | 0.3 |  | 99.6 | 11 | 530000 |  |  |  |  | COAL | WY | Dave Johnston | 4158 | BW41 | 2010 |  | ARP | 8581.08 | 12 | 739058.04 |  | 3034.792 | 0.3774 | 1439.08 | 792290.598 | 7554286.611 | 8 | Western Electricity Coordinating Council | Converse | Electric Utility | 4911 | Electric Services | 42.8378 | -105.7769 | Pacificorp Energy Generation (Owner/Operator) | Phase 2 | Early Election | Operating | Dry bottom wall-fired boiler | Coal |  |  |  | Electrostatic Precipitator | 1674 | 10.1818 | COAL | 110 | -18.8679 | 0.3774 | 0.80346 | 10.1818
14354 | PacifiCorp | 4158 | Dave Johnston | WY | Converse | 3 | ST | OP | 229.5 | 220 | 220 |  | 12 | 1964 | SUB | DFO | N | Y | N | Electric Utility |  |  |  |  | N | Y | [5 empty] | BD43 | 1976 | 858000 | [31 empty] | OP | EK | BP |  | 16 | 0.1 | 0.4 |  | 0.3 |  | 99.3 | 66 | 1320000 |  |  |  |  | COAL | WY | Dave Johnston | 4158 | BW43 | 2010 |  | ARP | 6114.31 | 12 | 1171009.39 |  | 1842.608 | 0.3028 | 1877.072 | 1232979.168 | 11756110.6 | 8 | Western Electricity Coordinating Council | Converse | Electric Utility | 4911 | Electric Services | 42.8378 | -105.7769 | Pacificorp Energy Generation (Owner/Operator) | Phase 2 | Group 2 | Operating | Cell burner boiler (Ended May 18, 2010), Dry bottom wall-fired boiler (Started May 18, 2010) | Coal |  | Dry Lime FGD (Began May 29, 2010) | Low NOx Burner Technology w/ Overfire Air (Began May 23, 2010) | Electrostatic Precipitator (Retired May 29, 2010) Baghouse (Began May 29, 2010) | 3349 | 10.0437 | COAL | 245 | -56.8182 | 0.3028 | 0.31347 | 10.0393
14354 | PacifiCorp | 4158 | Dave Johnston | WY | Converse | 4 | ST | OP | 360 | 330 | 330 |  | 7 | 1972 | SUB | DFO | N | Y | N | Electric Utility |  |  |  |  | N | Y | [5 empty] | BD44 | 1972 | 800000 | [16 empty] | OP: OP; DP: SD¦¦VE; LS: LA¦¦LI; N: N | 0.4¦¦ .3 | 90.7¦¦ 90 | 279¦¦ 207 | 1535053¦¦ 1033305 | 100 | OP | WS |  |  | 16 | 0.1 | 0.4 |  | 0.3 |  | 99.3 | 316 | 1240000 |  |  |  |  | COAL | WY | Dave Johnston | 4158 | BW44 | 2010 |  | ARP | 8246.81 | 12 | 2454422.1 |  | 5191.529 | 0.145 | 2165.223 | 3110695.33 | 29659580.75 | 8 | Western Electricity Coordinating Council | Converse | Electric Utility | 4911 | Electric Services | 42.8378 | -105.7769 | Pacificorp Energy Generation (Owner/Operator) | Phase 2 | Phase II Group 1 | Operating | Tangentially-fired | Coal |  | Other | Low NOx Burner Technology w/ Separated OFA | Wet Scrubber | 6019 | 11.8438 | COAL | 359 | -43.9394 | 0.145 | 0.35007 | 11.8438
14354 | PacifiCorp | 4162 | Naughton | WY | Lincoln | 1 | ST | OP | 163.2 | 160 | 160 |  | 5 | 1963 | SUB | NG | N | Y | N | Electric Utility |  |  |  |  | N | Y | [5 empty] | 1 | 1963 | 400000 | [31 empty] | OP | MC | EK |  | 9.4 |  | 0.6 |  |  |  | 97 | 180 | 800000 |  |  |  |  | COAL | WY | Naughton | 4162 | 1 | 2010 |  | ARP | 8701.49 | 12 | 1306463.76 |  | 6797.023 | 0.5651 | 3556.986 | 1307508.735 | 12505153.99 | 8 | Western Electricity Coordinating Council | Lincoln | Electric Utility | 4911 | Electric Services | 41.7572 | -110.5986 | Pacificorp Energy Generation (Owner/Operator) | Phase 2 | Phase II Group 1 | Operating | Tangentially-fired | Coal | Pipeline Natural Gas |  |  | Electrostatic Precipitator | 2958 | 9.5167 | COAL | 176 | 1950 | 0.5651 | 1.0871 | 9.5167
14354 | PacifiCorp | 4162 | Naughton | WY | Lincoln | 2 | ST | OP | 217.6 | 210 | 210 |  | 10 | 1968 | SUB | NG | N | Y | N | Electric Utility |  |  |  |  | N | Y | [5 empty] | 2 | 1968 | 550000 | [31 empty] | OP | MC | EK |  | 4.8 |  | 0.5 |  |  |  | 97 | 184 | 1100000 |  |  |  |  | COAL | WY | Naughton | 4162 | 2 | 2010 |  | ARP | 8567.47 | 12 | 1686800.61 |  | 8759.273 | 0.5385 | 4481.743 | 1708786.075 | 16325750.75 | 8 | Western Electricity Coordinating Council | Lincoln | Electric Utility | 4911 | Electric Services | 41.7572 | -110.5986 | Pacificorp Energy Generation (Owner/Operator) | Phase 2 | Phase II Group 1 | Operating | Tangentially-fired | Coal | Pipeline Natural Gas |  |  | Electrostatic Precipitator | 2852 | 9.6523 | COAL | 230 | 1952.381 | 0.5385 | 1.0731 | 9.6523
14354 | PacifiCorp | 4162 | Naughton | WY | Lincoln | 3 | ST | OP | 326.4 | 330 | 330 |  | 10 | 1971 | SUB | NG | N | Y | N | Electric Utility |  |  |  |  | N | Y | [5 empty] | 3 | 1981 | 750000 | [16 empty] | OP: OP; DP: TR; LS: SC; N: Y | 0.6 | 70 | 648 | 1430500 | 100 | OP | EC |  |  | 4.8 |  | 0.5 |  |  |  | 98 | 474 | 1437150 |  |  |  |  | COAL | WY | Naughton | 4162 | 3 | 2010 |  | ARP | 8331.02 | 12 | 2721768.03 |  | 4687.389 | 0.4472 | 6197.256 | 2866151.217 | 27354375.84 | 8 | Western Electricity Coordinating Council | Lincoln | Electric Utility | 4911 | Electric Services | 41.7572 | -110.5986 | Pacificorp Energy Generation (Owner/Operator) | Phase 2 | Phase II Group 1 | Operating | Tangentially-fired | Coal |  | Sodium Based | Low NOx Burner Technology w/ Separated OFA | Electrostatic Precipitator | 4932 | 10.0216 | COAL | 358 | 1957.5758 | 0.4472 | 0.34272 | 10.0216
14354 | PacifiCorp | 6101 | Wyodak | WY | Campbell | 1 | ST | OP | 362 | 335 | 335 |  | 9 | 1978 | SUB | DFO | N | Y | N | Electric Utility |  |  |  |  | N | Y | [5 empty] | BD91 | 1978 | 1044000 | [16 empty] | OP: OP; DP: SD; LS: LI; N: Y | 0.4 | 75.2 | 1936 | 1916810 | 95 | OP | EK | BP |  | 13 | 0.1 | 0.4 |  | 0.3 |  | 99.4 | 120 | 2352116 |  |  |  |  | COAL | WY | Wyodak | 6101 | BW91 | 2010 |  | ARP | 8151.41 | 12 | 2876218.82 |  | 6768.087 | 0.2733 | 4221.281 | 3199281.77 | 30504224.85 | 8 | Western Electricity Coordinating Council | Campbell | Electric Utility | 4911 | Electric Services | 44.2886 | -105.3847 | Pacificorp Energy Generation (Owner/Operator) Black Hills Corporation (Owner) | Phase 2 | Phase 1 Group 1 | Operating | Dry bottom wall-fired boiler | Coal |  | Dry Lime FGD |  | Electrostatic Precipitator | 5302 | 10.5954 | COAL | 386 | -76.1194 | 0.2733 | 0.44375 | 10.5954
14354 | PacifiCorp | 6165 | Hunter | UT | Emery | 1 | ST | OP | 488.3 | 446 | 446 |  | 6 | 1978 | BIT | DFO | N | Y | N | Electric Utility |  |  |  |  | N | Y | [5 empty] | 1 | 1978 | 1000000 | [16 empty] | OP: OP; DP: SP; LS: LI; N: N | 0.6 | 80 | 750 | 1500000 | 90 | OP | EC |  |  | 9.4 |  | 0.6 |  |  |  | 99.6 | 170 | 1878000 |  |  |  |  | COAL | UT | Hunter | 6165 | 1 | 2010 |  | ARP | 7262.22 | 12 | 2976040.09 |  | 1761.338 | 0.3478 | 4970.719 | 2850638.654 | 27784026.16 | 8 | Western Electricity Coordinating Council | Emery | Electric Utility | 4911 | Electric Services | 39.1747 | -111.0289 | Pacificorp Energy Generation (Owner/Operator) Utah Municipal Power Agency (Owner) | Phase 2 | Early Election | Operating | Tangentially-fired | Coal |  | Wet Lime FGD | Low NOx Burner Technology w/ Closed-coupled OFA | Electrostatic Precipitator | 5348 | 9.2968 | COAL | 490 | 1950.6726 | 0.3478 | 0.12679 | 9.2968
14354 | PacifiCorp | 6165 | Hunter | UT | Emery | 2 | ST | OP | 488.3 | 430 | 430 |  | 6 | 1980 | BIT | DFO | N | Y | N | Electric Utility |  |  |  |  | N | Y | [5 empty] | 2 | 1980 | 1000000 | 105.9 |  |  | OT | OT | OT | 2001 | 2001 | 2001 | MS | [6 empty] | OP: OP; DP: SP; LS: LI; N: N | 0.6 | 80 | 750 | 1500000 | 90 | OP | EC | BP |  | 9.4 |  | 0.6 |  |  |  | 99.6 | 170 | 1878000 |  |  |  |  | COAL | UT | Hunter | 6165 | 2 | 2010 |  | ARP | 8015.89 | 12 | 2978555.3 |  | 1697.122 | 0.3475 | 5435.826 | 3129872.164 | 30505591.97 | 8 | Western Electricity Coordinating Council | Emery | Electric Utility | 4911 | Electric Services | 39.1747 | -111.0289 | Deseret Generation & Transmission (Owner) Pacificorp Energy Generation (Owner/Operator) Utah Associated Municipal Power Systems (Owner) | Phase 2 | Early Election | Operating | Tangentially-fired | Coal |  | Wet Lime FGD | Low NOx Burner Technology w/ Closed-coupled OFA | Electrostatic Precipitator | 6130 | 10.2352 | COAL | 459 | 1966.2791 | 0.3475 | 0.11127 | 10.2352
14354 | PacifiCorp | 6165 | Hunter | UT | Emery | 3 | ST | OP | 495.6 | 460 | 460 |  | 6 | 1983 | BIT | DFO | N | Y | N | Electric Utility |  |  |  |  | N | Y | [5 empty] | 3 | 1983 | 1000000 | 105.9 |  |  | OT | OT | OT | 2001 | 2001 | 2001 | MS | [6 empty] | OP: OP; DP: SP; LS: LS; N: N | 0.6 | 90 | 375 | 1785000 | 100 | OP | BR | WS |  | 12.9 |  | 0.6 |  |  |  | 99.6 | 132 | 2053544 |  |  |  |  | COAL | UT | Hunter | 6165 | 3 | 2010 |  | ARP | 8397.43 | 12 | 3542753.56 |  | 1099.742 | 0.3049 | 5798.561 | 3842210.354 | 37448469.47 | 8 | Western Electricity Coordinating Council | Emery | Electric Utility | 4911 | Electric Services | 39.1747 | -111.0289 | Pacificorp Energy Generation (Owner/Operator) | Phase 2 | Phase II Group 1 | Operating | Dry bottom wall-fired boiler | Coal |  | Wet Lime FGD | Low NOx Burner Technology w/ Overfire Air | Wet Scrubber Baghouse | 5742 | 10.5486 | COAL | 492 | 1965.2174 | 0.3049 | 0.058734 | 10.5486
14354 | PacifiCorp | 6421 | Lemolo 2 | OR | Douglas | 1 | HY | OP | 33 | 34 | 34 |  | 11 | 1956 | WAT |  | N | Y | N | Electric Utility |  |  |  |  | N | [57 empty] | N/A | [39 empty] | 0 | 0 | 10.4
14354 | PacifiCorp | 6459 | Big Fork | MT | Flathead | 1 | HY | OP | 1.7 | 1.9 | 1.9 |  | 7 | 1927 | WAT |  | N | Y | N | Electric Utility |  |  |  |  | N | [57 empty] | N/A | [39 empty] | 0 | 0 | 10.4
14354 | PacifiCorp | 6482 | Cline Falls | OR | Deschutes | 1 | HY | OP | 1 | 1.1 | 1.1 |  | 5 | 1943 | WAT |  | N | Y | N | Electric Utility |  |  |  |  | N | [57 empty] | N/A | [39 empty] | 0 | 0 | 10.4
14354 | PacifiCorp | 6553 | Little Mountain | UT | Weber | 1 | GT | OP | 16 | 14 | 14 |  | 3 | 1971 | NG | DFO | N | Y | N | Electric Utility |  |  |  |  | N | [57 empty] | GAS | [39 empty] | 0.2232 | 0.0024874 | 11.7137
14354 | PacifiCorp | 8066 | Jim Bridger | WY | Sweetwater | 1 | ST | OP | 577.9 | 531 | 531 |  | 11 | 1974 | SUB | DFO | N | Y | N | Electric Utility |  |  |  |  | N | Y | [5 empty] | BD71 | 1974 | 1190000 | [16 empty] | OP: OP; DP: TR; LS: SL; N: Y | 0.5 | 86.4 | 1573 | 2250000 | 100 | OP | EK |  |  | 8 | 0.1 | 0.5 |  |  |  | 99.3 | 400 | 2331000 |  |  |  |  | COAL | WY | Jim Bridger | 8066 | BW72 | 2010 |  | ARP | 8507.47 | 12 | 4311939.33 |  | 3030.32 | 0.1996 | 4584.911 | 4776339.865 | 45541018.95 | 8 | Western Electricity Coordinating Council | Sweetwater | Electric Utility | 4911 | Electric Services | 41.7378 | -108.7875 | Pacificorp Energy Generation (Owner/Operator) Idaho Power Company (Owner) | Phase 2 | Phase 1 Group 1 | Operating | Tangentially-fired | Coal |  | Sodium Based | Low NOx Burner Technology w/ Closed-coupled OFA | Electrostatic Precipitator | 7875 | 10.5488 | COAL | 566 | -32.9567 | 0.1996 | 0.13308 | 10.5488
14354 | PacifiCorp | 8066 | Jim Bridger | WY | Sweetwater | 2 | ST | OP | 577.9 | 527 | 527 |  | 12 | 1975 | SUB | DFO | N | Y | N | Electric Utility |  |  |  |  | N | Y | [5 empty] | BD72 | 1975 | 1190000 | [16 empty] | OP: OP; DP: TR; LS: SL; N: Y | 1 | 86.4 | 1573 | 2250000 | 100 | OP | EK |  |  | 17 | 0.1 | 0.6 |  |  |  | 99.3 | 400 | 2331000 |  |  |  |  | COAL | WY | Jim Bridger | 8066 | BW72 | 2010 |  | ARP | 8507.47 | 12 | 4311939.33 |  | 3030.32 | 0.1996 | 4584.911 | 4776339.865 | 45541018.95 | 8 | Western Electricity Coordinating Council | Sweetwater | Electric Utility | 4911 | Electric Services | 41.7378 | -108.7875 | Pacificorp Energy Generation (Owner/Operator) Idaho Power Company (Owner) | Phase 2 | Phase 1 Group 1 | Operating | Tangentially-fired | Coal |  | Sodium Based | Low NOx Burner Technology w/ Closed-coupled OFA | Electrostatic Precipitator | 7875 | 10.5488 | COAL | 566 | -37.0019 | 0.1996 | 0.13308 | 10.5488
14354 | PacifiCorp | 8066 | Jim Bridger | WY | Sweetwater | 3 | ST | OP | 577.9 | 530 | 530 |  | 9 | 1976 | SUB | DFO | N | Y | N | Electric Utility |  |  |  |  | N | Y | [5 empty] | BD73 | 1976 | 1190000 | [16 empty] | OP: OP; DP: TR; LS: SL; N: Y | 1 | 86.4 | 1573 | 2250000 | 100 | OP | EK |  |  | 17 | 0.1 | 0.6 |  |  |  | 99.3 | 400 | 2331000 |  |  |  |  | COAL | WY | Jim Bridger | 8066 | BW72 | 2010 |  | ARP | 8507.47 | 12 | 4311939.33 |  | 3030.32 | 0.1996 | 4584.911 | 4776339.865 | 45541018.95 | 8 | Western Electricity Coordinating Council | Sweetwater | Electric Utility | 4911 | Electric Services | 41.7378 | -108.7875 | Pacificorp Energy Generation (Owner/Operator) Idaho Power Company (Owner) | Phase 2 | Phase 1 Group 1 | Operating | Tangentially-fired | Coal |  | Sodium Based | Low NOx Burner Technology w/ Closed-coupled OFA | Electrostatic Precipitator | 7875 | 10.5488 | COAL | 566 | -33.9623 | 0.1996 | 0.13308 | 10.5488
14354 | PacifiCorp | 8066 | Jim Bridger | WY | Sweetwater | 4 | ST | OP | 584 | 530 | 530 |  | 11 | 1979 | SUB | DFO | N | Y | N | Electric Utility |  |  |  |  | N | Y | [5 empty] | BD74 | 1979 | 1143000 | [16 empty] | OP: OP; DP: TR; LS: SL; N: Y | 1 | 91 | 1048 | 2250000 | 100 | OP | EK |  |  | 17 | 0.1 | 0.6 |  |  |  | 99.3 | 400 | 2331000 |  |  |  |  | COAL | WY | Jim Bridger | 8066 | BW72 | 2010 |  | ARP | 8507.47 | 12 | 4311939.33 |  | 3030.32 | 0.1996 | 4584.911 | 4776339.865 | 45541018.95 | 8 | Western Electricity Coordinating Council | Sweetwater | Electric Utility | 4911 | Electric Services | 41.7378 | -108.7875 | Pacificorp Energy Generation (Owner/Operator) Idaho Power Company (Owner) | Phase 2 | Phase 1 Group 1 | Operating | Tangentially-fired | Coal |  | Sodium Based | Low NOx Burner Technology w/ Closed-coupled OFA | Electrostatic Precipitator | 7875 | 10.5488 | COAL | 566 | -33.9623 | 0.1996 | 0.13308 | 10.5488
14354 | PacifiCorp | 8069 | Huntington | UT | Emery | 1 | ST | OP | 498 | 461 | 461 |  | 6 | 1977 | BIT | DFO | N | Y | N | Electric Utility |  |  |  |  | N | Y | [5 empty] | 1 | 1977 | 900000 | 0.1 |  |  | PB | DP | NP | 1977 | 1977 | 1988 | MS | NC | [5 empty] | OP: OP; DP: SP; LS: LI; N: Y | 0.6 | 80 | 750 | 1310000 | 90 | OP | EC |  |  | 9.4 |  | 0.6 |  |  |  | 99.5 | 149 | 1742000 |  |  |  |  | COAL | UT | Huntington | 8069 | 1 | 2010 |  | ARP | 6884.95 | 12 | 2977071.04 |  | 2020.473 | 0.3371 | 4574.022 | 2763209.108 | 26931907.17 | 8 | Western Electricity Coordinating Council | Emery | Electric Utility | 4911 | Electric Services | 39.3792 | -111.0781 | Pacificorp Energy Generation (Owner/Operator) | Phase 2 | Early Election | Operating | Tangentially-fired | Coal |  | Wet Lime FGD | Low NOx Burner Technology w/ Closed-coupled OFA | Electrostatic Precipitator | 5263 | 9.0354 | COAL | 513 | 1943.6009 | 0.3371 | 0.15004 | 9.0354
14354 | PacifiCorp | 8069 | Huntington | UT | Emery | 2 | ST | OP | 498 | 450 | 450 |  | 7 | 1974 | BIT | DFO | N | Y | N | Electric Utility |  |  |  |  | N | Y | [5 empty] | 2 | 1974 | 1000000 | 40 |  |  | OP | SU | NP | 1974 | 1974 | 1988 | MS | IF | [5 empty] | OP: OP; DP: SP; LS: LI; N: Y | 0.6 | 80 | 750 | 1310000 | 90 | OP | EC | BP |  | 9.4 |  | 0.6 |  |  |  | 99.5 | 149 | 1742000 |  |  |  |  | COAL | UT | Huntington | 8069 | 2 | 2010 |  | ARP | 8096.13 | 12 | 3534408.33 |  | 1096.522 | 0.216 | 3709.326 | 3488926.455 | 34005137.55 | 8 | Western Electricity Coordinating Council | Emery | Electric Utility | 4911 | Electric Services | 39.3792 | -111.0781 | Pacificorp Energy Generation (Owner/Operator) | Phase 2 | Phase II Group 1 | Operating | Tangentially-fired | Coal |  | Wet Lime FGD | Low NOx Burner Technology w/ Separated OFA | Baghouse | 5733 | 9.6108 | COAL | 506 | 1937.7778 | 0.216 | 0.064492 | 9.6108
14354 | PacifiCorp | 55662 | Chehalis Generating Facility | WA | Lewis | CA | CA | OP | 195.5 | 165 | 190 |  | 8 | 2003 | NG | DFO | Y | Y | N | Electric Utility |  |  |  |  | N | [57 empty] | GAS | [39 empty] | 0 | 0 | 10.4
14354 | PacifiCorp | 55662 | Chehalis Generating Facility | WA | Lewis | CT1 | CT | OP | 198.9 | 172 | 168 |  | 8 | 2003 | NG | DFO | Y | Y | N | Electric Utility |  |  |  |  | N | [57 empty] | GAS | WA | Chehalis Generation Facility | 55662 | CT1 | 2010 |  | ARP | 2860.87 | 12 | 644267.16 |  | 3.309 | 0.0299 | 33.564 | 273510.525 | 4602357.558 | 10 | Western Electricity Coordinating Council | Lewis | Electric Utility |  |  | 46.6226 | -122.9145 | Chehalis Power Generation, LLC (Owner/Operator) | Phase 2 |  | Operating | Combustion turbine | Natural Gas |  |  | Dry Low NOx Burners Water Injection Selective Catalytic Reduction |  | 2067 | 6.9742 | GAS | 265 | 1711.3095 | 0.0299 | 0.001438 | 9.1526
14354 | PacifiCorp | 55662 | Chehalis Generating Facility | WA | Lewis | CT2 | CT | OP | 198.9 | 172 | 168 |  | 8 | 2003 | NG | DFO | Y | Y | N | Electric Utility |  |  |  |  | N | [57 empty] | GAS | WA | Chehalis Generation Facility | 55662 | CT2 | 2010 |  | ARP | 3241.81 | 12 | 712020.42 |  | 3.715 | 0.039 | 50.382 | 313063.088 | 5267783.639 | 10 | Western Electricity Coordinating Council | Lewis | Electric Utility |  |  | 46.6226 | -122.9145 | Chehalis Power Generation, LLC (Owner/Operator) | Phase 2 |  | Operating | Combustion turbine | Natural Gas |  |  | Dry Low NOx Burners Water Injection Selective Catalytic Reduction |  | 2067 | 7.1097 | GAS | 276 | 1678.5714 | 0.039 | 0.0014105 | 7.1097
14354 | PacifiCorp | 56102 | Currant Creek | UT | Juab | CT1A | CT | OP | 146.2 | 138.8 | 147.2 |  | 6 | 2005 | NG |  | N | Y | N | Electric Utility |  |  |  |  | N | [57 empty] | GAS | UT | Currant Creek Power Project | 56102 | CTG1A | 2010 |  | ARP | 7846.25 | 12 | 1345548.34 |  | 2.689 | 0.0105 | 32.897 | 532557.632 | 8961385.951 | 8 |  | Juab | Electric Utility | 4911 | Electric Services | 39.8223 | -111.894 | Pacificorp Energy Generation (Owner/Operator) | Phase 2 |  | Operating | Combined cycle | Pipeline Natural Gas |  |  | Selective Catalytic Reduction |  | 2165 | 6.5593 | GAS | 287 | 25.1359 | 0.0105 | 0.0006 | 9.2544
14354 | PacifiCorp | 56102 | Currant Creek | UT | Juab | CT1B | CT | OP | 146.2 | 138.8 | 147.2 |  | 6 | 2005 | NG |  | N | Y | N | Electric Utility |  |  |  |  | N | [57 empty] | GAS | UT | Currant Creek Power Project | 56102 | CTG1A | 2010 |  | ARP | 7846.25 | 12 | 1345548.34 |  | 2.689 | 0.0105 | 32.897 | 532557.632 | 8961385.951 | 8 |  | Juab | Electric Utility | 4911 | Electric Services | 39.8223 | -111.894 | Pacificorp Energy Generation (Owner/Operator) | Phase 2 |  | Operating | Combined cycle | Pipeline Natural Gas |  |  | Selective Catalytic Reduction |  | 2165 | 6.5593 | GAS | 287 | 25.1359 | 0.0105 | 0.0006 | 9.2544
14354 | PacifiCorp | 56102 | Currant Creek | UT | Juab | ST1 | CA | OP | 274.5 | 262.4 | 278.4 |  | 4 | 2006 | NG |  | N | Y | N | Electric Utility |  |  |  |  | N | [6 empty] | HRSG1A¦¦HRSG1B | 2006 | 393292 | [48 empty] | GAS | [39 empty] | 0 | 0 | 10.4
14354 | PacifiCorp | 56360 | Leaning Juniper | OR | Gilliam | 1 | WT | OP | 100.5 | 100.5 | 100.5 |  | 10 | 2006 | WND |  | N | Y | N | Electric Utility |  |  |  |  | N | [57 empty] | N/A | [39 empty] | 0 | 0 | 10.4
14354 | PacifiCorp | 56843 | Seven Mile Hill | WY | Carbon | 1 | WT | OP | 103.3 | 103.3 | 103.3 |  | 12 | 2008 | WND |  | N | N | N | Electric Utility | [62 empty] | N/A | [39 empty] | 0 | 0 | 10.4
14354 | PacifiCorp | 295 | Copco 2 | CA | Siskiyou | 2 | HY | OP | 13.5 | 17 | 17 |  | 8 | 1925 | WAT |  | N | Y | N | Electric Utility |  |  |  |  | N | [57 empty] | N/A | [39 empty] | 0 | 0 | 10.4
14354 | PacifiCorp | 296 | Fall Creek | CA | Siskiyou | 1 | HY | OP | 0.5 | 0.4 | 0.4 |  | 9 | 1903 | WAT |  | N | Y | N | Electric Utility |  |  |  |  | N | [57 empty] | N/A | [39 empty] | 0 | 0 | 10.4
14354 | PacifiCorp | 296 | Fall Creek | CA | Siskiyou | 2 | HY | OP | 0.4 | 0.4 | 0.4 |  | 8 | 1907 | WAT |  | N | Y | N | Electric Utility |  |  |  |  | N | [57 empty] | N/A | [39 empty] | 0 | 0 | 10.4
14354 | PacifiCorp | 296 | Fall Creek | CA | Siskiyou | 3 | HY | OP | 1.2 | 1.1 | 1.1 |  | 1 | 1910 | WAT |  | N | Y | N | Electric Utility |  |  |  |  | N | [57 empty] | N/A | [39 empty] | 0 | 0 | 10.4
14354 | PacifiCorp | 825 | Ashton | ID | Fremont | 1 | HY | OP | 2.8 | 2.8 | 2.8 |  | 7 | 1917 | WAT |  | N | Y | N | Electric Utility |  |  |  |  | N | [57 empty] | N/A | [39 empty] | 0 | 0 | 10.4
14354 | PacifiCorp | 825 | Ashton | ID | Fremont | 2 | HY | OP | 2 | 2.2 | 2.2 |  | 7 | 1925 | WAT |  | N | Y | N | Electric Utility |  |  |  |  | N | [57 empty] | N/A | [39 empty] | 0 | 0 | 10.4
14354 | PacifiCorp | 825 | Ashton | ID | Fremont | 3 | HY | OP | 2 | 2.2 | 2.2 |  | 7 | 1925 | WAT |  | N | Y | N | Electric Utility |  |  |  |  | N | [57 empty] | N/A | [39 empty] | 0 | 0 | 10.4
14354 | PacifiCorp | 829 | Oneida | ID | Franklin | 3 | HY | OP | 10 | 9.3 | 9.3 |  | 7 | 1920 | WAT |  | N | Y | N | Electric Utility |  |  |  |  | N | [57 empty] | N/A | [39 empty] | 0 | 0 | 10.4
14354 | PacifiCorp | 987 | Last Chance | ID | Caribou | 1 | HY | OP | 0.2 | 0.2 | 0.2 |  | 2 | 1984 | WAT |  | N | Y | N | Electric Utility |  |  |  |  | N | [57 empty] | N/A | [39 empty] | 0 | 0 | 10.4
14354 | PacifiCorp | 987 | Last Chance | ID | Caribou | 2 | HY | OP | 0.5 | 0.4 | 0.4 |  | 2 | 1984 | WAT |  | N | Y | N | Electric Utility |  |  |  |  | N | [57 empty] | N/A | [39 empty] | 0 | 0 | 10.4
14354 | PacifiCorp | 987 | Last Chance | ID | Caribou | 3 | HY | OP | 1 | 0.8 | 0.8 |  | 2 | 1984 | WAT |  | N | Y | N | Electric Utility |  |  |  |  | N | [57 empty] | N/A | [39 empty] | 0 | 0 | 10.4
14354 | PacifiCorp | 3040 | Toketee Falls | OR | Douglas | 2 | HY | OP | 14.2 | 15 | 15 |  | 12 | 1949 | WAT |  | N | Y | N | Electric Utility |  |  |  |  | N | [57 empty] | N/A | [39 empty] | 0 | 0 | 10.4
14354 | PacifiCorp | 3040 | Toketee Falls | OR | Douglas | 3 | HY | OP | 14.2 | 15 | 15 |  | 3 | 1950 | WAT |  | N | Y | N | Electric Utility |  |  |  |  | N | [57 empty] | N/A | [39 empty] | 0 | 0 | 10.4
14354 | PacifiCorp | 3646 | Cutler | UT | Box Elder | 2 | HY | OP | 15 | 14.5 | 14.5 |  | 7 | 1927 | WAT |  | N | Y | N | Electric Utility |  |  |  |  | N | [57 empty] | N/A | [39 empty] | 0 | 0 | 10.4
14354 | PacifiCorp | 3651 | Granite | UT | Salt Lake | 1 | HY | OP | 2 | 1.2 | 1.2 |  | 8 | 1896 | WAT |  | N | Y | N | Electric Utility |  |  |  |  | N | [57 empty] | N/A | [39 empty] | 0 | 0 | 10.4
14354 | PacifiCorp | 3655 | Olmstead | UT | Utah | 1 | HY | OP | 2.4 | 2.3 | 2.3 |  | 7 | 1910 | WAT |  | N | Y | N | Electric Utility |  |  |  |  | N | [57 empty] | N/A | [39 empty] | 0 | 0 | 10.4
14354 | PacifiCorp | 3655 | Olmstead | UT | Utah | 2 | HY | OP | 2.4 | 2.3 | 2.3 |  | 7 | 1910 | WAT |  | N | Y | N | Electric Utility |  |  |  |  | N | [57 empty] | N/A | [39 empty] | 0 | 0 | 10.4
14354 | PacifiCorp | 3655 | Olmstead | UT | Utah | 4 | HY | OP | 5.5 | 5.4 | 5.4 |  | 7 | 1922 | WAT |  | N | Y | N | Electric Utility |  |  |  |  | N | [57 empty] | N/A | [39 empty] | 0 | 0 | 10.4
14354 | PacifiCorp | 3656 | Pioneer | UT | Weber | 1 | HY | OP | 2.5 | 2 | 2 |  | 6 | 1910 | WAT |  | N | Y | N | Electric Utility |  |  |  |  | N | [57 empty] | N/A | [39 empty] | 0 | 0 | 10.4
14354 | PacifiCorp | 3656 | Pioneer | UT | Weber | 2 | HY | OP | 2.5 | 2 | 2 |  | 6 | 1910 | WAT |  | N | Y | N | Electric Utility |  |  |  |  | N | [57 empty] | N/A | [39 empty] | 0 | 0 | 10.4
14354 | PacifiCorp | 3659 | Stairs | UT | Salt Lake | 3 | HY | OP | 1 | 1.2 | 1.2 |  | 7 | 1912 | WAT |  | N | Y | N | Electric Utility |  |  |  |  | N | [57 empty] | N/A | [39 empty] | 0 | 0 | 10.4
14354 | PacifiCorp | 3661 | Weber | UT | Weber | 1 | HY | OP | 3.8 | 2 | 2 |  | 7 | 1911 | WAT |  | N | Y | N | Electric Utility |  |  |  |  | N | [57 empty] | N/A | [39 empty] | 0 | 0 | 10.4
14354 | PacifiCorp | 3847 | Merwin | WA | Cowlitz | House | HY | OP | 1 | 1 | 1 |  | 7 | 1931 | WAT |  | N | Y | N | Electric Utility |  |  |  |  | N | [57 empty] | N/A | [39 empty] | 0 | 0 | 10.4
14354 | PacifiCorp | 6459 | Big Fork | MT | Flathead | 2 | HY | OP | 1.7 | 1.9 | 1.9 |  | 7 | 1928 | WAT |  | N | Y | N | Electric Utility |  |  |  |  | N | [57 empty] | N/A | [39 empty] | 0 | 0 | 10.4
14354 | PacifiCorp | 6459 | Big Fork | MT | Flathead | 3 | HY | OP | 0.7 | 0.8 | 0.8 |  | 7 | 1910 | WAT |  | N | Y | N | Electric Utility |  |  |  |  | N | [57 empty] | N/A | [39 empty] | 0 | 0 | 10.4
14354 | PacifiCorp | 6484 | Bend | OR | Deschutes | 1 | HY | OP | 0.2 | 0.2 | 0.2 |  | 7 | 1913 | WAT |  | N | Y | N | Electric Utility |  |  |  |  | N | [57 empty] | N/A | [39 empty] | 0 | 0 | 10.4
14354 | PacifiCorp | 6484 | Bend | OR | Deschutes | 2 | HY | OP | 0.3 | 0.3 | 0.3 |  | 7 | 1916 | WAT |  | N | Y | N | Electric Utility |  |  |  |  | N | [57 empty] | N/A | [39 empty] | 0 | 0 | 10.4
14354 | PacifiCorp | 6484 | Bend | OR | Deschutes | 3 | HY | OP | 0.6 | 0.5 | 0.5 |  | 7 | 1917 | WAT |  | N | Y | N | Electric Utility |  |  |  |  | N | [57 empty] | N/A | [39 empty] | 0 | 0 | 10.4
14354 | PacifiCorp | 56237 | Lake Side Power Plant | UT | Utah | CT01 | CT | OP | 182.7 | 172.1 | 176.8 |  | 9 | 2007 | NG |  | N | Y | N | Electric Utility |  |  |  |  | N | [57 empty] | GAS | UT | Lake Side Power Plant | 56237 | CT01 | 2010 |  | ARP | 6985.52 | 12 | 1382653.06 |  | 2.565 | 0.0098 | 30.675 | 508086.306 | 8549557.926 | 8 |  | Utah | Electric Utility |  |  | 40.3311 | -111.7547 | Pacificorp Energy Generation (Owner/Operator) | Phase 2 |  | Operating | Combined cycle | Pipeline Natural Gas |  |  |  |  | 1925 | 6.0228 | GAS | 295 | 1665.724 | 0.0098 | 0.0006 | 9.0978
14354 | PacifiCorp | 56237 | Lake Side Power Plant | UT | Utah | CT02 | CT | OP | 182.7 | 172.1 | 176.8 |  | 9 | 2007 | NG |  | N | Y | N | Electric Utility |  |  |  |  | N | [57 empty] | GAS | UT | Lake Side Power Plant | 56237 | CT02 | 2010 |  | ARP | 6140.85 | 12 | 1227215.33 |  | 2.291 | 0.0099 | 27.607 | 453766.872 | 7635460.779 | 8 |  | Utah | Electric Utility |  |  | 40.3311 | -111.7547 | Pacificorp Energy Generation (Owner/Operator) | Phase 2 |  | Operating | Combined cycle | Pipeline Natural Gas |  |  | Selective Catalytic Reduction |  | 1925 | 6.1098 | GAS | 292 | 1674.2081 | 0.0099 | 0.0006 | 9.0978
14354 | PacifiCorp | 56237 | Lake Side Power Plant | UT | Utah | ST01 | CA | OP | 225.9 | 212.8 | 220.4 |  | 9 | 2007 | NG |  | N | Y | N | Electric Utility |  |  |  |  | N | [6 empty] | HRSG01¦¦HRSG02 | 2007 | 769037 | [48 empty] | GAS | [39 empty] | 0 | 0 | 10.4
14354 | PacifiCorp | 56466 | Marengo Wind Plant | WA | Columbia | 1 | WT | OP | 140.4 | 140.4 | 140.4 |  | 8 | 2007 | WND |  | N | Y | N | Electric Utility |  |  |  |  | N | [57 empty] | N/A | [39 empty] | 0 | 0 | 10.4
14354 | PacifiCorp | 56466 | Marengo Wind Plant | WA | Columbia | 2 | WT | OP | 70.2 | 70.2 | 70.2 |  | 1 | 2008 | WND |  | N | Y | N | Electric Utility | [62 empty] | N/A | [39 empty] | 0 | 0 | 10.4
14354 | PacifiCorp | 56666 | Goodnoe Hills | WA | Klickitat | 1 | WT | OP | 97.8 | 94 | 94 |  | 6 | 2008 | WND |  | N | Y | N | Electric Utility | [62 empty] | N/A | [39 empty] | 0 | 0 | 10.4
14354 | PacifiCorp | 56841 | Glenrock | WY | Converse | 1 | WT | OP | 103.3 | 99 | 99 |  | 12 | 2008 | WND |  | N | Y | N | Electric Utility |  |  |  |  | N | [57 empty] | N/A | [39 empty] | 0 | 0 | 10.4
14354 | PacifiCorp | 56841 | Glenrock | WY | Converse | 2 | WT | OP | 40.7 | 39 | 39 |  | 1 | 2009 | WND |  | N | Y | N | Electric Utility | [62 empty] | N/A | [39 empty] | 0 | 0 | 10.4
14354 | PacifiCorp | 56842 | Rolling Hills | WY | Converse | 1 | WT | OP | 103.3 | 99 | 99 |  | 1 | 2009 | WND |  | N | Y | N | Electric Utility |  |  |  |  | N | [57 empty] | N/A | [39 empty] | 0 | 0 | 10.4
14354 | PacifiCorp | 56843 | Seven Mile Hill | WY | Carbon | 2 | WT | OP | 20.3 | 20.3 | 20.3 |  | 12 | 2008 | WND |  | N | N | N | Electric Utility | [62 empty] | N/A | [39 empty] | 0 | 0 | 10.4
14354 | PacifiCorp | 57039 | McFadden Ridge | WY | Albany | 1 | WT | OP | 28.5 | 28.5 | 28.5 |  | 10 | 2009 | WND |  | N | Y | N | Electric Utility |  |  |  |  | N | [57 empty] | N/A | [39 empty] | 0 | 0 | 10.4
14354 | PacifiCorp | 57040 | High Plains | WY | Albany | 1 | WT | OP | 103.3 | 99 | 99 |  | 9 | 2009 | WND |  | N | N | N | Electric Utility |  |  |  |  | N | [57 empty] | N/A | [39 empty] | 0 | 0 | 10.4
14354 | PacifiCorp | 57299 | Dunlap | WY | Carbon | 1 | WT | OP | 115.8 | 111 | 111 |  | 10 | 2010 | WND |  | N | Y | N | Electric Utility |  |  |  |  | N | [57 empty] | N/A | [39 empty] | 0 | 0 | 10.4
14354 | PacifiCorp | 57759 | Consumer Products (Camas) LLC | WA | Clark | STG1 | ST | OP | 61.5 | 9.4 | 10.4 |  | 12 | 1995 | PUR | NG | Y | Y | N | Industrial Non-CHP |  |  |  |  | N | [40 empty] | OP | EW¦¦WS | ¦¦WS | [7 empty] | ¦¦ 99.2 | 0.875¦¦ 25.55¦¦ 3.745 | 49831¦¦ 135085¦¦ 61937 |  |  |  |  | N/A | [39 empty] | 0 | 0 | 10.4
14362 | Packaging Corp of America | 50296 | Packaging Corp of America | TN | Hardin | GEN1 | ST | OP | 50 | 50 | 50 |  | 2 | 1985 | BLQ | WDS | N | N | Y | Industrial CHP |  |  |  |  | N | Y |  |  | Y | [36 empty] | ¦¦OP¦¦OP¦¦OP¦¦OP | ¦¦EW¦¦EW¦¦EW¦¦EW | [8 empty] | ¦¦ 98.7¦¦ 99.7¦¦ 99.7¦¦ 99.7 | ¦¦ .42¦¦ 5.86¦¦ 2.96¦¦ 7.44 | ¦¦ 490700¦¦ 180000¦¦ 180000¦¦ 180000 |  |  |  |  | LIQUID | TN | Packaging Corporation of America | 50296 | 17 | 2010 |  | CAIROS | 509.22 | 6 |  | 36753.8 |  | 0.0842 | 3.103 |  | 62547.899 | 4 |  | Hardin | Industrial Boiler | 2631 | Paperboard Mills | 35.0442 | -88.2652 | Packaging Corporation of America (Owner/Operator) |  |  | Operating | Tangentially-fired | Other Oil | Pipeline Natural Gas |  |  |  | 400 | 10.4 | LIQUID | 38.4615 | -150 | 0.0842 | 0.049001 | 10.4
14362 | Packaging Corp of America | 50296 | Packaging Corp of America | TN | Hardin | GEN2 | ST | OP | 22.5 | 22.5 | 22.5 |  | 10 | 2010 | BLQ | NG | N | N | Y | Industrial CHP |  |  |  |  | N | [57 empty] | LIQUID | TN | Packaging Corporation of America | 50296 | 17 | 2010 |  | CAIROS | 509.22 | 6 |  | 36753.8 |  | 0.0842 | 3.103 |  | 62547.899 | 4 |  | Hardin | Industrial Boiler | 2631 | Paperboard Mills | 35.0442 | -88.2652 | Packaging Corporation of America (Owner/Operator) |  |  | Operating | Tangentially-fired | Other Oil | Pipeline Natural Gas |  |  |  | 400 | 10.4 | LIQUID | 38.4615 | -354.7009 | 0.0842 | 0.049001 | 10.4
14369 | Packaging Corp of America | 50476 | Packaging of America Tomahawk Mill | WI | Lincoln | GEN1 | ST | OP | 6.3 | 5.4 | 5.8 |  | 6 | 1948 | BIT | WDS | N | N | Y | Industrial CHP |  |  |  |  | N |  |  | Y | [37 empty] | OP | MC¦¦EK¦¦MC¦¦OT | EK |  | 7.8 |  | 2.3 |  |  |  | 96.5¦¦ 99.5¦¦ 96.5¦¦ 96.5 | 33¦¦ 15.6¦¦ 33¦¦ 33 | 328000¦¦ 60000¦¦ 328000¦¦ 328000 |  |  |  |  | COAL | [39 empty] | 0.9544 | 1.5873 | 14.0656
14369 | Packaging Corp of America | 50476 | Packaging of America Tomahawk Mill | WI | Lincoln | GEN2 | ST | OP | 9.4 | 8.2 | 8.9 |  | 8 | 1978 | BIT | WDS | N | N | Y | Industrial CHP |  |  |  |  | N |  |  | Y | [37 empty] | OP | MC¦¦EK¦¦MC¦¦OT | EK |  | 7.8 |  | 2.3 |  |  |  | 96.5¦¦ 99.5¦¦ 96.5¦¦ 96.5 | 33¦¦ 15.6¦¦ 33¦¦ 33 | 328000¦¦ 60000¦¦ 328000¦¦ 328000 |  |  |  |  | COAL | [39 empty] | 0.7341 | 0.93772 | 12.097
14369 | Packaging Corp of America | 50476 | Packaging of America Tomahawk Mill | WI | Lincoln | GEN5 | HY | OP | 1 | 0.3 | 0.3 |  | 1 | 1920 | WAT |  | N | N | N | Industrial CHP |  |  |  |  | N | [57 empty] | N/A | [39 empty] | 0 | 0 | 10.4
14372 | Pacific Klamath Energy Inc | 55103 | Klamath Cogeneration Plant | OR | Klamath | CT1 | CT | OP | 161.5 | 150 | 165 |  | 7 | 2001 | NG |  | N | Y | Y | IPP CHP |  |  |  |  | N | [57 empty] | GAS | OR | Klamath Cogeneration Project | 55103 | CT1 | 2010 |  | ARP | 6543.72 | 12 | 1524988.14 |  | 3.2 | 0.0158 | 82.846 | 633863.275 | 10665960.16 | 10 |  | Klamath | Cogeneration | 4911 | Electric Services | 42.1739 | -121.8106 | Klamath Energy, LLC (Owner) Pacific Klamath Energy (Operator) | Phase 2 |  | Operating | Combined cycle | Pipeline Natural Gas |  |  | Selective Catalytic Reduction |  | 1900 | 6.8652 | GAS | 357 | 1418.1818 | 0.0158 | 0.0006 | 9.4232
14372 | Pacific Klamath Energy Inc | 55103 | Klamath Cogeneration Plant | OR | Klamath | CT2 | CT | OP | 161.5 | 150 | 165 |  | 7 | 2001 | NG |  | N | Y | Y | IPP CHP |  |  |  |  | N | [57 empty] | GAS | OR | Klamath Cogeneration Project | 55103 | CT2 | 2010 |  | ARP | 6592.35 | 12 | 1556732.73 |  | 3.27 | 0.0157 | 83.869 | 647694.104 | 10898644.19 | 10 |  | Klamath | Cogeneration | 4911 | Electric Services | 42.1739 | -121.8106 | Klamath Energy, LLC (Owner) Pacific Klamath Energy (Operator) | Phase 2 |  | Operating | Combined cycle | Pipeline Natural Gas |  |  | Selective Catalytic Reduction |  | 1900 | 6.9632 | GAS | 331 | 1496.9697 | 0.0157 | 0.0006 | 9.4232
14372 | Pacific Klamath Energy Inc | 55103 | Klamath Cogeneration Plant | OR | Klamath | ST1 | CA | OP | 178.5 | 170 | 170 |  | 7 | 2001 | NG |  | N | Y | Y | IPP CHP |  |  |  |  | N | [6 empty] | FL1¦¦FL2 | 2001 | [49 empty] | GAS | [39 empty] | 0 | 0 | 10.4
14372 | Pacific Klamath Energy Inc | 55544 | Klamath Expansion Project | OR | Klamath | GT1 | GT | OP | 29.4 | 25 | 28.8 |  | 5 | 2002 | NG |  | N | Y | N | IPP Non-CHP |  |  |  |  | N | [57 empty] | GAS | OR | Klamath Energy LLC | 55544 | GT1 | 2010 |  | ARP | 75.4 | 12 | 1556.37 |  | 0.005 | 0.0488 | 0.2 | 900.06 | 15146.394 | 10 |  | Klamath | Electric Utility | 4911 | Electric Services | 42.1725 | -121.8139 | Klamath Energy, LLC (Owner) Pacific Klamath Energy (Operator) | Phase 2 |  | Operating | Combustion turbine | Pipeline Natural Gas |  |  | Water Injection |  | 267 | 8.0817 | GAS | 27 | 1966.6667 | 0.0488 | 0.00066 | 8.0817
14372 | Pacific Klamath Energy Inc | 55544 | Klamath Expansion Project | OR | Klamath | GT3 | GT | OP | 29.4 | 25 | 28.8 |  | 5 | 2002 | NG |  | N | Y | N | IPP Non-CHP |  |  |  |  | N | [57 empty] | GAS | OR | Klamath Energy LLC | 55544 | GT3 | 2010 |  | ARP | 81.17 | 12 | 1706.16 |  | 0.005 | 0.0436 | 0.237 | 953.843 | 16043.198 | 10 |  | Klamath | Electric Utility | 4911 | Electric Services | 42.1725 | -121.8139 | Klamath Energy, LLC (Owner) Pacific Klamath Energy (Operator) | Phase 2 |  | Operating | Combustion turbine | Pipeline Natural Gas |  |  | Water Injection |  | 267 | 7.8761 | GAS | 25 | 1924 | 0.0436 | 0.000623 | 7.8761
14372 | Pacific Klamath Energy Inc | 55544 | Klamath Expansion Project | OR | Klamath | GT2 | GT | OP | 29.4 | 25 | 28.8 |  | 5 | 2002 | NG |  | N | Y | N | IPP Non-CHP |  |  |  |  | N | [57 empty] | GAS | OR | Klamath Energy LLC | 55544 | GT2 | 2010 |  | ARP | 68.53 | 12 | 1465.66 |  | 0.004 | 0.0516 | 0.166 | 823.88 | 13863.872 | 10 |  | Klamath | Electric Utility | 4911 | Electric Services | 42.1725 | -121.8139 | Klamath Energy, LLC (Owner) Pacific Klamath Energy (Operator) | Phase 2 |  | Operating | Combustion turbine | Pipeline Natural Gas |  |  | Water Injection |  | 267 | 8.6446 | GAS | 27 | 1966.6667 | 0.0516 | 0.000577 | 8.6446
14372 | Pacific Klamath Energy Inc | 55544 | Klamath Expansion Project | OR | Klamath | GT4 | GT | OP | 29.4 | 25 | 28.8 |  | 5 | 2002 | NG |  | N | Y | N | IPP Non-CHP |  |  |  |  | N | [57 empty] | GAS | OR | Klamath Energy LLC | 55544 | GT4 | 2010 |  | ARP | 69.98 | 12 | 1481.1 |  | 0.004 | 0.0368 | 0.168 | 813.174 | 13687.449 | 10 |  | Klamath | Electric Utility | 4911 | Electric Services | 42.1725 | -121.8139 | Klamath Energy, LLC (Owner) Pacific Klamath Energy (Operator) | Phase 2 |  | Operating | Combustion turbine | Pipeline Natural Gas |  |  | Water Injection |  | 267 | 8.1756 | GAS | 25 | 1924 | 0.0368 | 0.000584 | 8.1756
14381 | City of Painesville | 2936 | Painesville | OH | Lake | 5 | ST | OP | 16.5 | 15.5 | 15.5 |  | 1 | 1965 | BIT | NG | N | Y | N | Electric Utility |  |  |  |  | N | Y |  | Y | [37 empty] | OP | EK |  |  | 14¦¦ 7¦¦ 7 |  | 1¦¦ 2¦¦ 2 | 4¦¦ 3¦¦ 3 |  |  | 99 | 3.99¦¦ 16.18¦¦ 7.67 | 110000¦¦ 75000¦¦ 125000 |  |  |  |  | COAL | [39 empty] | 0.55227 | 1.1743 | 12.3639
14381 | City of Painesville | 2936 | Painesville | OH | Lake | 7 | ST | OP | 22 | 17.5 | 17.5 |  | 2 | 1990 | BIT | NG | N | Y | N | Electric Utility |  |  |  |  | N | Y |  | Y | [37 empty] | OP | EK |  |  | 7¦¦ 14 |  | 2¦¦ 1 | 3¦¦ 4 |  |  | 99 | 7.67¦¦ 3.99 | 125000¦¦ 110000 |  |  |  |  | COAL | [39 empty] | 0.4132 | 0.64363 | 11.2975
14395 | Palm Springs City of | 50674 | Municipal Cogen Plant | CA | Riverside | GEN1 | IC | OP | 0.6 | 0.6 | 0.6 |  | 5 | 1985 | NG |  | N | Y | Y | Commercial CHP |  |  |  |  | N | [57 empty] | GAS | [39 empty] | 1.1659 | 0.0016829 | 10.4
14395 | Palm Springs City of | 50674 | Municipal Cogen Plant | CA | Riverside | GEN2 | IC | OP | 0.6 | 0.6 | 0.6 |  | 5 | 1985 | NG |  | N | Y | Y | Commercial CHP |  |  |  |  | N | [57 empty] | GAS | [39 empty] | 1.1659 | 0.0016829 | 10.4
14400 | City of Palmyra - (MO) | 2150 | Palmyra Municipal | MO | Marion | 2 | IC | OP | 0.5 | 0.4 | 0.4 |  | 3 | 1953 | DFO | NG | N | Y | N | Electric Utility | [62 empty] | LIQUID | [39 empty] | 0.7385 | 0.025484 | 12.5895
14400 | City of Palmyra - (MO) | 2150 | Palmyra Municipal | MO | Marion | 3 | IC | OP | 1.5 | 1.2 | 1.4 |  | 2 | 1966 | DFO | NG | N | Y | N | Electric Utility | [62 empty] | LIQUID | [39 empty] | 0.7385 | 0.025484 | 12.5895
14400 | City of Palmyra - (MO) | 2150 | Palmyra Municipal | MO | Marion | 4 | IC | OP | 0.8 | 0.7 | 0.7 |  | 7 | 1959 | DFO | NG | N | Y | N | Electric Utility | [62 empty] | LIQUID | [39 empty] | 0.7385 | 0.025484 | 12.5895
14400 | City of Palmyra - (MO) | 2150 | Palmyra Municipal | MO | Marion | 6 | IC | OP | 2 | 2 | 2 |  | 6 | 1971 | DFO | NG | N | Y | N | Electric Utility | [62 empty] | LIQUID | [39 empty] | 0.7385 | 0.025484 | 12.5895
14400 | City of Palmyra - (MO) | 2150 | Palmyra Municipal | MO | Marion | IC7 | IC | OP | 2 | 1.7 | 2 |  | 4 | 1985 | DFO | NG | N | Y | N | Electric Utility | [62 empty] | LIQUID | [39 empty] | 0.7385 | 0.025484 | 12.5895
14400 | City of Palmyra - (MO) | 7304 | Palmyra Municipal 2 | MO | MARION | IC10 | IC | OP | 3.5 | 3.5 | 3.5 |  | 12 | 1991 | NG | DFO | N | Y | N | Electric Utility | [62 empty] | GAS | [39 empty] | 1.1659 | 0.0016829 | 10.4
14400 | City of Palmyra - (MO) | 7304 | Palmyra Municipal 2 | MO | MARION | IC9 | IC | OP | 3.5 | 3.5 | 3.5 |  | 12 | 1991 | NG | DFO | N | Y | N | Electric Utility | [62 empty] | GAS | [39 empty] | 1.1659 | 0.0016829 | 10.4
14405 | Power Choice/Pepco Energy Serv | 56668 | NIH Cogeneration Facility | MD | MONTGOMERY | CGTG | GT | OP | 22 | 21.2 | 21.2 |  | 7 | 2004 | NG |  | N | Y | Y | Commercial CHP |  |  |  |  | N | [57 empty] | GAS | [39 empty] | 0.10534 | 0.0015866 | 10.7253
14405 | Power Choice/Pepco Energy Serv | 56900 | Atlantic City Convention Center | NJ | ATLANTIC | 1 | PV | OP | 0.5 | 0.5 | 0.5 |  | 12 | 2008 | SUN |  | N | Y | N | Commercial Non-CHP | [62 empty] | N/A | [39 empty] | 0 | 0 | 10.4
14405 | Power Choice/Pepco Energy Serv | 56900 | Atlantic City Convention Center | NJ | ATLANTIC | 2 | PV | OP | 0.5 | 0.5 | 0.5 |  | 12 | 2008 | SUN |  | N | Y | N | Commercial Non-CHP | [62 empty] | N/A | [39 empty] | 0 | 0 | 10.4
14405 | Power Choice/Pepco Energy Serv | 56900 | Atlantic City Convention Center | NJ | ATLANTIC | 3 | PV | OP | 0.5 | 0.5 | 0.5 |  | 12 | 2008 | SUN |  | N | Y | N | Commercial Non-CHP | [62 empty] | N/A | [39 empty] | 0 | 0 | 10.4
14405 | Power Choice/Pepco Energy Serv | 56900 | Atlantic City Convention Center | NJ | ATLANTIC | 4 | PV | OP | 0.5 | 0.5 | 0.5 |  | 12 | 2008 | SUN |  | N | Y | N | Commercial Non-CHP | [62 empty] | N/A | [39 empty] | 0 | 0 | 10.4
14410 | Panda-Brandywine LP | 54832 | Panda Brandywine LP | MD | Prince Georges | 1 | CT | OP | 98.7 | 230 | 230 | F701 | 10 | 1996 | NG | DFO | Y | Y | N | IPP Non-CHP |  |  |  |  | N | [57 empty] | GAS | MD | Panda Brandywine | 54832 | 1 | 2010 |  | ARP, CAIRNOX, CAIROS, CAIRSO2, RGGI | 2951.64 | 12 | 319976.9 |  | 1.03 | 0.0363 | 38.556 | 156745.352 | 2633174.742 | 3 | Mid-Atlantic Area Council | Prince George's | Cogeneration | 4911 | Electric Services | 38.6681 | -76.8678 | Panda Brandywine, LP (Owner) Panda Global Services (Operator) | Phase 2 |  | Operating | Combined cycle | Pipeline Natural Gas | Diesel Oil |  | Water Injection Other |  | 1125 | 8.1202 | GAS | 137 | 1660.5839 | 0.0363 | 0.000782 | 8.1202
14410 | Panda-Brandywine LP | 54832 | Panda Brandywine LP | MD | Prince Georges | 2 | CT | OP | 98.7 |  |  | F701 | 8 | 1996 | NG | DFO | Y | Y | N | IPP Non-CHP |  |  |  |  | N | [57 empty] | GAS | MD | Panda Brandywine | 54832 | 2 | 2010 |  | ARP, CAIRNOX, CAIROS, CAIRSO2, RGGI | 2670.72 | 12 | 280945.15 |  | 0.914 | 0.0361 | 31.289 | 132028.769 | 2217201.764 | 3 | Mid-Atlantic Area Council | Prince George's | Cogeneration | 4911 | Electric Services | 38.6681 | -76.8678 | Panda Brandywine, LP (Owner) Panda Global Services (Operator) | Phase 2 |  | Operating | Combined cycle | Pipeline Natural Gas | Diesel Oil |  | Water Injection Other |  | 1125 | 7.7696 | GAS | 133 | 1826.2411 | 0.0361 | 0.000824 | 7.7696
14410 | Panda-Brandywine LP | 54832 | Panda Brandywine LP | MD | Prince Georges | 3 | CA | OP | 91.4 |  |  | F701 | 9 | 1996 | NG | DFO | Y | Y | N | IPP Non-CHP |  |  |  |  | N | [57 empty] | GAS | [39 empty] | 0 | 0 | 10.4
14412 | Gila River Power Station LP | 55306 | Gila River Power Station | AZ | Maricopa | CTG1 | CT | OP | 174 | 146 | 163 |  | 7 | 2003 | NG |  | N | Y | N | IPP Non-CHP |  |  |  |  | N | [57 empty] | GAS | AZ | Gila River Power Station | 55306 | 1CTGA | 2010 |  | ARP | 3978.43 | 12 | 889906.89 |  | 1.874 | 0.0207 | 36.858 | 371271.665 | 6247377.239 | 9 | Western Electricity Coordinating Council | Maricopa | Electric Utility |  |  | 32.9761 | -112.694 | Gila River Power, LP (Owner) Gila River Power, LP (Owner/Operator) | Phase 2 |  | Operating | Combined cycle | Pipeline Natural Gas |  |  | Dry Low NOx Burners Selective Catalytic Reduction |  | 2093 | 6.9794 | GAS | 285 | 125.7669 | 0.0207 | 0.0006 | 9.4657
14412 | Gila River Power Station LP | 55306 | Gila River Power Station | AZ | Maricopa | CTG2 | CT | OP | 174 | 146 | 163 |  | 7 | 2003 | NG |  | N | Y | N | IPP Non-CHP |  |  |  |  | N | [57 empty] | GAS | AZ | Gila River Power Station | 55306 | 2CTGA | 2010 |  | ARP | 2892.35 | 12 | 641584.36 |  | 1.339 | 0.0245 | 28.507 | 265279.628 | 4463791.227 | 9 | Western Electricity Coordinating Council | Maricopa | Electric Utility |  |  | 32.9761 | -112.694 | Gila River Power, LP (Owner/Operator) Gila River Power, LP (Operator) | Phase 2 |  | Operating | Combined cycle | Pipeline Natural Gas |  |  | Dry Low NOx Burners Selective Catalytic Reduction |  | 2155 | 6.9087 | GAS | 288 | 116.5644 | 0.0245 | 0.0006 | 9.4657
14412 | Gila River Power Station LP | 55306 | Gila River Power Station | AZ | Maricopa | CTG3 | CT | OP | 174 | 146 | 163 |  | 6 | 2003 | NG |  | N | Y | N | IPP Non-CHP |  |  |  |  | N | [57 empty] | GAS | AZ | Gila River Power Station | 55306 | 3CTGA | 2010 |  | ARP | 3586.08 | 12 | 800431.88 |  | 1.691 | 0.0251 | 35.865 | 334870.126 | 5634850.9 | 9 | Western Electricity Coordinating Council | Maricopa | Electric Utility |  |  | 32.9761 | -112.694 | Gila River Power, LP (Owner) Gila River Power, LP (Owner/Operator) | Phase 2 |  | Operating | Combined cycle | Pipeline Natural Gas |  |  | Dry Low NOx Burners Selective Catalytic Reduction |  | 2163 | 6.9883 | GAS | 300 | 79.7546 | 0.0251 | 0.0006 | 9.4657
14412 | Gila River Power Station LP | 55306 | Gila River Power Station | AZ | Maricopa | CTG4 | CT | OP | 174 | 146 | 163 |  | 6 | 2003 | NG |  | N | Y | N | IPP Non-CHP |  |  |  |  | N | [57 empty] | GAS | AZ | Gila River Power Station | 55306 | 4CTGA | 2010 |  | ARP | 4253.64 | 12 | 904772.98 |  | 1.886 | 0.0285 | 51.332 | 373630.388 | 6287110.018 | 9 | Western Electricity Coordinating Council | Maricopa | Electric Utility |  |  | 32.9761 | -112.694 | Gila River Power, LP (Owner) Gila River Power, LP (Owner/Operator) | Phase 2 |  | Operating | Combined cycle | Pipeline Natural Gas |  |  | Dry Low NOx Burners Selective Catalytic Reduction |  | 2334 | 6.98 | GAS | 309 | 52.1472 | 0.0285 | 0.0006 | 9.4657
14412 | Gila River Power Station LP | 55306 | Gila River Power Station | AZ | Maricopa | CTG5 | CT | OP | 174 | 146 | 163 |  | 6 | 2003 | NG |  | N | Y | N | IPP Non-CHP |  |  |  |  | N | [57 empty] | GAS | AZ | Gila River Power Station | 55306 | 1CTGA | 2010 |  | ARP | 3978.43 | 12 | 889906.89 |  | 1.874 | 0.0207 | 36.858 | 371271.665 | 6247377.239 | 9 | Western Electricity Coordinating Council | Maricopa | Electric Utility |  |  | 32.9761 | -112.694 | Gila River Power, LP (Owner) Gila River Power, LP (Owner/Operator) | Phase 2 |  | Operating | Combined cycle | Pipeline Natural Gas |  |  | Dry Low NOx Burners Selective Catalytic Reduction |  | 2093 | 6.9794 | GAS | 285 | -374.2331 | 0.0207 | 0.0006 | 9.4657
14412 | Gila River Power Station LP | 55306 | Gila River Power Station | AZ | Maricopa | CTG6 | CT | OP | 174 | 146 | 163 |  | 6 | 2003 | NG |  | N | Y | N | IPP Non-CHP |  |  |  |  | N | [57 empty] | GAS | AZ | Gila River Power Station | 55306 | 1CTGA | 2010 |  | ARP | 3978.43 | 12 | 889906.89 |  | 1.874 | 0.0207 | 36.858 | 371271.665 | 6247377.239 | 9 | Western Electricity Coordinating Council | Maricopa | Electric Utility |  |  | 32.9761 | -112.694 | Gila River Power, LP (Owner) Gila River Power, LP (Owner/Operator) | Phase 2 |  | Operating | Combined cycle | Pipeline Natural Gas |  |  | Dry Low NOx Burners Selective Catalytic Reduction |  | 2093 | 6.9794 | GAS | 285 | -374.2331 | 0.0207 | 0.0006 | 9.4657
14412 | Gila River Power Station LP | 55306 | Gila River Power Station | AZ | Maricopa | CTG7 | CT | OP | 174 | 146 | 163 |  | 5 | 2003 | NG |  | N | Y | N | IPP Non-CHP |  |  |  |  | N | [57 empty] | GAS | AZ | Gila River Power Station | 55306 | 1CTGA | 2010 |  | ARP | 3978.43 | 12 | 889906.89 |  | 1.874 | 0.0207 | 36.858 | 371271.665 | 6247377.239 | 9 | Western Electricity Coordinating Council | Maricopa | Electric Utility |  |  | 32.9761 | -112.694 | Gila River Power, LP (Owner) Gila River Power, LP (Owner/Operator) | Phase 2 |  | Operating | Combined cycle | Pipeline Natural Gas |  |  | Dry Low NOx Burners Selective Catalytic Reduction |  | 2093 | 6.9794 | GAS | 285 | -374.2331 | 0.0207 | 0.0006 | 9.4657
14412 | Gila River Power Station LP | 55306 | Gila River Power Station | AZ | Maricopa | CTG8 | CT | OP | 174 | 146 | 163 |  | 5 | 2003 | NG |  | N | Y | N | IPP Non-CHP |  |  |  |  | N | [57 empty] | GAS | AZ | Gila River Power Station | 55306 | 1CTGA | 2010 |  | ARP | 3978.43 | 12 | 889906.89 |  | 1.874 | 0.0207 | 36.858 | 371271.665 | 6247377.239 | 9 | Western Electricity Coordinating Council | Maricopa | Electric Utility |  |  | 32.9761 | -112.694 | Gila River Power, LP (Owner) Gila River Power, LP (Owner/Operator) | Phase 2 |  | Operating | Combined cycle | Pipeline Natural Gas |  |  | Dry Low NOx Burners Selective Catalytic Reduction |  | 2093 | 6.9794 | GAS | 285 | -374.2331 | 0.0207 | 0.0006 | 9.4657
14412 | Gila River Power Station LP | 55306 | Gila River Power Station | AZ | Maricopa | ST10 | CA | OP | 271 | 223 | 227 |  | 7 | 2003 | NG |  | N | Y | N | IPP Non-CHP |  |  |  |  | N | [6 empty] | 2 A¦¦2 B | 2003 | 725000 | [48 empty] | GAS | [39 empty] | 0 | 0 | 10.4
14412 | Gila River Power Station LP | 55306 | Gila River Power Station | AZ | Maricopa | ST11 | CA | OP | 271 | 223 | 227 |  | 6 | 2003 | NG |  | N | Y | N | IPP Non-CHP |  |  |  |  | N | [6 empty] | 3 A¦¦3 B | 2003 | 725000 | [48 empty] | GAS | [39 empty] | 0 | 0 | 10.4
14412 | Gila River Power Station LP | 55306 | Gila River Power Station | AZ | Maricopa | ST12 | CA | OP | 271 | 223 | 227 |  | 6 | 2003 | NG |  | N | Y | N | IPP Non-CHP |  |  |  |  | N | [6 empty] | 4 A¦¦4 B | 2003 | 725000 | [48 empty] | GAS | [39 empty] | 0 | 0 | 10.4
14412 | Gila River Power Station LP | 55306 | Gila River Power Station | AZ | Maricopa | ST9 | CA | OP | 271 | 223 | 227 |  | 5 | 2003 | NG |  | N | Y | N | IPP Non-CHP |  |  |  |  | N | [6 empty] | 1 A¦¦1 B | 2003 | 725000 | [48 empty] | GAS | [39 empty] | 0 | 0 | 10.4
14432 | Panther Creek Partners | 50776 | Panther Creek Energy Facility | PA | Carbon | GEN1 | ST | OP | 94 | 83 | 83 |  | 7 | 1992 | WC |  | N | Y | N | IPP Non-CHP |  |  |  |  | N |  | Y | [23 empty] | OP: OP; DP: CD; LS: LS; N: N | 0.4 | 90.2 | 68.6¦¦ 68.5 | 187575 | 100 | OP | BP |  |  | 36 |  | 0.4 |  |  |  | 99.9 | 0 | 187577 |  |  |  |  | COAL | PA | Panther Creek Energy Facility | 50776 | 1 | 2010 |  | CAIRNOX, CAIROS, CAIRSO2 | 8492.65 | 12 |  | 3272366.69 | 288.068 | 0.1328 | 284.811 |  | 4274711.622 | 3 |  | Carbon | Small Power Producer | 4911 | Electric Services | 40.8556 | -75.8781 | Constellation Power Source Generation Inc. (Operator) Panther Creek Partners (Owner) |  |  | Operating | Circulating fluidized bed boiler | Coal |  | Fluidized Bed Limestone Injection | Ammonia Injection | Baghouse | 600 | 10.4 | COAL | 60.2659 | 311.3848 | 0.1328 | 0.13478 | 11.1556
14446 | Paragould Light & Water Comm | 7283 | Paragould Turbine | AR | Greene | 1 | GT | OP | 3.4 | 3.4 | 3.4 |  | 8 | 1990 | NG |  | N | Y | N | Electric Utility | [62 empty] | GAS | [39 empty] | 0.34206 | 0.0035626 | 9.0951
14446 | Paragould Light & Water Comm | 7283 | Paragould Turbine | AR | Greene | 2 | GT | OP | 3.4 | 3.4 | 3.4 |  | 8 | 1990 | NG |  | N | Y | N | Electric Utility | [62 empty] | GAS | [39 empty] | 0.34206 | 0.0035626 | 9.0951
14446 | Paragould Light & Water Comm | 7283 | Paragould Turbine | AR | Greene | 3 | GT | OP | 3.4 | 3.4 | 3.4 |  | 8 | 1990 | NG |  | N | Y | N | Electric Utility | [62 empty] | GAS | [39 empty] | 0.34206 | 0.0035626 | 9.0951
14446 | Paragould Light & Water Comm | 7283 | Paragould Turbine | AR | Greene | 4 | GT | OP | 3.4 | 3.4 | 3.4 |  | 8 | 1990 | NG |  | N | Y | N | Electric Utility | [62 empty] | GAS | [39 empty] | 0.34206 | 0.0035626 | 9.0951
14446 | Paragould Light & Water Comm | 7283 | Paragould Turbine | AR | Greene | 5 | IC | OP | 0.3 | 0.2 | 0.2 |  | 2 | 1991 | DFO |  | N | Y | N | Electric Utility | [62 empty] | LIQUID | [39 empty] | 0.7385 | 0.025484 | 12.5895
14446 | Paragould Light & Water Comm | 8015 | Paragould Reciprocating | AR | Greene | 11 | IC | OP | 6.4 | 6 | 6 |  | 7 | 2001 | NG |  | N | Y | N | Electric Utility | [62 empty] | GAS | [39 empty] | 1.1659 | 0.0016829 | 10.4
14446 | Paragould Light & Water Comm | 8015 | Paragould Reciprocating | AR | Greene | 21 | IC | OP | 6.4 | 6 | 6 |  | 7 | 2001 | NG |  | N | Y | N | Electric Utility | [62 empty] | GAS | [39 empty] | 1.1659 | 0.0016829 | 10.4
14446 | Paragould Light & Water Comm | 8015 | Paragould Reciprocating | AR | Greene | 31 | IC | OP | 6.4 | 6 | 6 |  | 7 | 2001 | NG |  | N | Y | N | Electric Utility | [62 empty] | GAS | [39 empty] | 1.1659 | 0.0016829 | 10.4
14459 | City of Paris - (KY) | 1376 | Paris | KY | Bourbon | 1 | IC | OP | 1.3 | 1.4 | 1.4 |  | 88 | 1952 | DFO |  | N | Y | N | Electric Utility |  |  |  |  | N | [57 empty] | LIQUID | [39 empty] | 0.7385 | 0.025484 | 12.5895
14459 | City of Paris - (KY) | 1376 | Paris | KY | Bourbon | 2 | IC | OP | 1.3 | 1.4 | 1.4 |  | 88 | 1954 | DFO |  | N | Y | N | Electric Utility |  |  |  |  | N | [57 empty] | LIQUID | [39 empty] | 0.7385 | 0.025484 | 12.5895
14459 | City of Paris - (KY) | 1376 | Paris | KY | Bourbon | 3 | IC | OP | 0.7 | 0.8 | 0.8 |  | 88 | 1934 | DFO |  | N | Y | N | Electric Utility |  |  |  |  | N | [57 empty] | LIQUID | [39 empty] | 0.7385 | 0.025484 | 12.5895
14459 | City of Paris - (KY) | 1376 | Paris | KY | Bourbon | 4 | IC | OP | 0.9 | 1.1 | 1.1 |  | 88 | 1947 | DFO |  | N | Y | N | Electric Utility |  |  |  |  | N | [57 empty] | LIQUID | [39 empty] | 0.7385 | 0.025484 | 12.5895
14459 | City of Paris - (KY) | 1376 | Paris | KY | Bourbon | 5 | IC | OP | 1.1 | 1.2 | 1.2 |  | 88 | 1949 | DFO |  | N | Y | N | Electric Utility |  |  |  |  | N | [57 empty] | LIQUID | [39 empty] | 0.7385 | 0.025484 | 12.5895
14459 | City of Paris - (KY) | 1376 | Paris | KY | Bourbon | 6 | IC | OP | 3.1 | 3 | 3 |  | 88 | 1974 | DFO |  | N | Y | N | Electric Utility |  |  |  |  | N | [57 empty] | LIQUID | [39 empty] | 0.7385 | 0.025484 | 12.5895
14459 | City of Paris - (KY) | 1376 | Paris | KY | Bourbon | 7 | IC | OP | 3.1 | 3 | 3 |  | 88 | 1974 | DFO |  | N | Y | N | Electric Utility |  |  |  |  | N | [57 empty] | LIQUID | [39 empty] | 0.7385 | 0.025484 | 12.5895
14465 | Park 500 Philip Morris USA | 50275 | Park 500 Philip Morris USA | VA | Chesterfield | TG3 | ST | OP | 13 | 10.5 | 11.5 |  | 9 | 1983 | BIT | DFO | Y | Y | Y | Industrial CHP |  |  |  |  | N | Y |  | Y | [37 empty] | OP | EK | [5 empty] | 1 |  |  | 99.6 | 24 | 100000 |  |  |  |  | COAL | [39 empty] | 0.50006 | 0.93583 | 11.9225
14519 | Pasco County | 50666 | Pasco Cnty Solid Waste Resource Recovery | FL | Pasco | GEN1 | ST | OP | 31.2 | 26 | 26 |  | 5 | 1991 | MSW |  | N | Y | N | IPP Non-CHP |  |  |  |  | N | [25 empty] | OP: OP; DP: SD; LS: LI; N: N |  | 95 | 37 | 46200 | 100 | OP | BP | [8 empty] | 99.7 | 5 | 46200 |  |  |  |  | OTHER SOLID | [39 empty] | 0 | 0 | 10.4
14534 | City of Pasadena - (CA) | 420 | Broadway | CA | Los Angeles | B3 | ST | OP | 75 | 71 | 73 |  | 6 | 1965 | NG |  | N | Y | N | Electric Utility |  |  |  |  | N | [57 empty] | GAS | CA | Broadway | 420 | B3 | 2010 |  | ARP | 1521.46 | 12 | 38271.42 |  | 0.117 | 0.0186 | 3.719 | 25596.093 | 430688.103 | 9 | Western Electricity Coordinating Council | Los Angeles | Electric Utility | 4911 | Electric Services | 34.1263 | -118.1494 | City of Pasadena (Owner/Operator) | Phase 2 |  | Operating | Dry bottom wall-fired boiler | Pipeline Natural Gas |  |  | Selective Catalytic Reduction |  | 690 | 10.1911 | GAS | 67 | 1955.2239 | 0.0186 | 0.000543 | 10.1911
14534 | City of Pasadena - (CA) | 422 | Glenarm | CA | Los Angeles | GT1 | GT | OP | 28.8 | 30.3 | 30.3 |  | 1 | 1976 | NG |  | N | Y | N | Electric Utility |  |  |  |  | N | [57 empty] | GAS | CA | Glenarm | 422 | GT3 | 2010 |  | ARP | 1537.48 | 12 | 33931.23 |  | 0.12 | 0.0504 | 5.352 | 23743.541 | 399520.542 | 9 | Western Electricity Coordinating Council | Los Angeles | Electric Utility |  |  | 34.1256 | -118.1474 | City of Pasadena (Owner/Operator) | Phase 2 |  | Operating | Combustion turbine | Pipeline Natural Gas |  |  | Selective Catalytic Reduction |  | 475 | 9.9389 | GAS | 47 | 224.4224 | 0.0504 | 0.000601 | 9.9389
14534 | City of Pasadena - (CA) | 422 | Glenarm | CA | Los Angeles | GT2 | GT | OP | 28.8 | 30.3 | 30.3 |  | 1 | 1976 | NG |  | N | Y | N | Electric Utility |  |  |  |  | N | [57 empty] | GAS | CA | Glenarm | 422 | GT3 | 2010 |  | ARP | 1537.48 | 12 | 33931.23 |  | 0.12 | 0.0504 | 5.352 | 23743.541 | 399520.542 | 9 | Western Electricity Coordinating Council | Los Angeles | Electric Utility |  |  | 34.1256 | -118.1474 | City of Pasadena (Owner/Operator) | Phase 2 |  | Operating | Combustion turbine | Pipeline Natural Gas |  |  | Selective Catalytic Reduction |  | 475 | 9.9389 | GAS | 47 | 224.4224 | 0.0504 | 0.000601 | 9.9389
14534 | City of Pasadena - (CA) | 422 | Glenarm | CA | Los Angeles | GT3 | GT | OP | 60.5 | 47.2 | 47.2 |  | 1 | 2004 | NG |  | N | Y | N | Electric Utility |  |  |  |  | N | [57 empty] | GAS | CA | Glenarm | 422 | GT3 | 2010 |  | ARP | 1537.48 | 12 | 33931.23 |  | 0.12 | 0.0504 | 5.352 | 23743.541 | 399520.542 | 9 | Western Electricity Coordinating Council | Los Angeles | Electric Utility |  |  | 34.1256 | -118.1474 | City of Pasadena (Owner/Operator) | Phase 2 |  | Operating | Combustion turbine | Pipeline Natural Gas |  |  | Selective Catalytic Reduction |  | 475 | 9.9389 | GAS | 47 | 1997.8723 | 0.0504 | 0.000601 | 9.9389
14534 | City of Pasadena - (CA) | 422 | Glenarm | CA | Los Angeles | GT4 | GT | OP | 60.5 | 47.2 | 47.2 |  | 1 | 2004 | NG |  | N | Y | N | Electric Utility |  |  |  |  | N | [57 empty] | GAS | CA | Glenarm | 422 | GT4 | 2010 |  | ARP | 1652.54 | 12 | 40248.77 |  | 0.146 | 0.0438 | 5.41 | 28823.871 | 485005.784 | 9 | Western Electricity Coordinating Council | Los Angeles | Electric Utility |  |  | 34.1256 | -118.1474 | City of Pasadena (Owner/Operator) | Phase 2 |  | Operating | Combustion turbine | Pipeline Natural Gas |  |  | Selective Catalytic Reduction |  | 475 | 10.465 | GAS | 47 | 1997.8723 | 0.0438 | 0.000602 | 10.465
14534 | City of Pasadena - (CA) | 6449 | Azusa | CA | Los Angeles | 1 | HY | OP | 3 | 2 | 2 |  | 2 | 1949 | WAT |  | N | Y | N | Electric Utility |  |  |  |  | N | [57 empty] | N/A | [39 empty] | 0 | 0 | 10.4
14539 | Passaic Valley Water Comm | 50311 | Passaic Valley Water Commission | NJ | Passaic | GEN1 | HY | OP | 0.6 | 0.6 | 0.6 |  | 1 | 1935 | WAT |  | N | N | N | IPP Non-CHP |  |  |  |  | N | [57 empty] | N/A | [39 empty] | 0 | 0 | 10.4
14539 | Passaic Valley Water Comm | 50311 | Passaic Valley Water Commission | NJ | Passaic | GEN2 | HY | OP | 0.6 | 0.6 | 0.6 |  | 1 | 1935 | WAT |  | N | N | N | IPP Non-CHP |  |  |  |  | N | [57 empty] | N/A | [39 empty] | 0 | 0 | 10.4
14539 | Passaic Valley Water Comm | 50311 | Passaic Valley Water Commission | NJ | Passaic | GEN3 | HY | OP | 0.6 | 0.6 | 0.6 |  | 1 | 1935 | WAT |  | N | N | N | IPP Non-CHP |  |  |  |  | N | [57 empty] | N/A | [39 empty] | 0 | 0 | 10.4
14539 | Passaic Valley Water Comm | 50311 | Passaic Valley Water Commission | NJ | Passaic | GEN4 | HY | OP | 0.6 | 0.6 | 0.6 |  | 1 | 1935 | WAT |  | N | N | N | IPP Non-CHP | [62 empty] | N/A | [39 empty] | 0 | 0 | 10.4
14582 | City of Pawhuska - (OK) | 2995 | Pawhuska | OK | Osage | 1 | IC | OP | 1.4 | 1.1 | 1.1 |  | 9 | 1949 | DFO | NG | N | Y | N | Electric Utility |  |  |  |  | N | [57 empty] | LIQUID | [39 empty] | 0.7385 | 0.025484 | 12.5895
14582 | City of Pawhuska - (OK) | 2995 | Pawhuska | OK | Osage | 2 | IC | OP | 2 | 1.2 | 1.2 |  | 8 | 1954 | DFO | NG | N | Y | N | Electric Utility |  |  |  |  | N | [57 empty] | LIQUID | [39 empty] | 0.7385 | 0.025484 | 12.5895
14582 | City of Pawhuska - (OK) | 2995 | Pawhuska | OK | Osage | 3 | IC | OP | 3.1 | 2.5 | 2.5 |  | 8 | 1966 | DFO | NG | N | Y | N | Electric Utility |  |  |  |  | N | [57 empty] | LIQUID | [39 empty] | 0.7385 | 0.025484 | 12.5895
14582 | City of Pawhuska - (OK) | 2995 | Pawhuska | OK | Osage | 5 | IC | OP | 2.5 | 2 | 2 |  | 9 | 1960 | DFO | NG | N | Y | N | Electric Utility |  |  |  |  | N | [57 empty] | LIQUID | [39 empty] | 0.7385 | 0.025484 | 12.5895
14584 | Pawtucket Power Associates LP | 54056 | Pawtucket Power Associates | RI | Providence | GEN1 | CT | OP | 41.8 | 36 | 42 |  | 12 | 1990 | NG | DFO | Y | Y | N | IPP Non-CHP |  |  |  |  | N | [57 empty] | GAS | RI | Pawtucket Power Associates, LP | 54056 | 1 | 2010 |  | ARP, RGGI, SIPNOX | 1018.75 | 12 | 53383.25 |  | 0.25 | 0.0478 | 9.04 | 28029.775 | 469030.65 | 1 | Northeast Power Coordinating Council | Providence | Cogeneration | 4931 | Elec & Other Services Combined | 41.861 | -71.407 | Pawtucket Power Associates, LP (Owner) PurEnergy, LLC (Operator) | Phase 2 |  | Operating | Combined cycle | Pipeline Natural Gas | Diesel Oil |  | Water Injection Selective Catalytic Reduction |  | 1300 | 8.3914 | GAS | 69 | 178.5714 | 0.0478 | 0.001066 | 8.3914
14584 | Pawtucket Power Associates LP | 54056 | Pawtucket Power Associates | RI | Providence | GEN2 | CA | OP | 27 | 27 | 27 |  | 12 | 1990 | NG | DFO | N | Y | N | IPP Non-CHP |  |  |  |  | N | [57 empty] | GAS | [39 empty] | 0 | 0 | 10.4
14597 | Algonquin Northern Maine | 1513 | Caribou Generation Station | ME | Aroostook | CH1 | HY | OP | 0.4 | 0.4 | 0.4 |  | 6 | 1926 | WAT |  | N | Y | N | IPP Non-CHP |  |  |  |  | N | [57 empty] | N/A | [39 empty] | 0 | 0 | 10.4
14597 | Algonquin Northern Maine | 1513 | Caribou Generation Station | ME | Aroostook | CH2 | HY | OP | 0.4 | 0.4 | 0.4 |  | 6 | 1926 | WAT |  | N | Y | N | IPP Non-CHP |  |  |  |  | N | [57 empty] | N/A | [39 empty] | 0 | 0 | 10.4
14600 | Payson City Corporation | 7408 | Payson | UT | UTAH | 86-1 | IC | OP | 2.6 | 2.6 | 2.6 |  | 6 | 1988 | NG | DFO | Y | Y | N | Electric Utility |  |  |  |  | N | [57 empty] | GAS | [39 empty] | 1.1659 | 0.0016829 | 10.4
14600 | Payson City Corporation | 7408 | Payson | UT | UTAH | 86-2 | IC | OP | 2.6 | 2.6 | 2.6 |  | 6 | 1988 | NG | DFO | Y | Y | N | Electric Utility |  |  |  |  | N | [57 empty] | GAS | [39 empty] | 1.1659 | 0.0016829 | 10.4
14600 | Payson City Corporation | 7408 | Payson | UT | UTAH | 86-3 | IC | OP | 2.5 | 2 | 2 |  | 8 | 1995 | NG | DFO | Y | Y | N | Electric Utility |  |  |  |  | N | [57 empty] | GAS | [39 empty] | 1.1659 | 0.0016829 | 10.4
14600 | Payson City Corporation | 7408 | Payson | UT | UTAH | 86-4 | IC | OP | 2 | 2 | 2 |  | 4 | 1995 | NG | DFO | Y | Y | N | Electric Utility |  |  |  |  | N | [57 empty] | GAS | [39 empty] | 1.1659 | 0.0016829 | 10.4
14605 | City of Peabody - (MA) | 1678 | Waters River | MA | Essex | 2 | GT | OP | 43.6 | 30.5 | 45.8 |  | 11 | 1990 | NG | DFO | Y | Y | N | Electric Utility |  |  |  |  | N | [57 empty] | GAS | MA | Waters River | 1678 | 2 | 2010 | CP1 | CAIROS, RGGI | 544 | 12 | 13966 |  |  | 0.2611 | 11.996 | 10341.3 | 169388.4 | 1 |  | Essex | Electric Utility | 3511 | Turbines and Turbine Generator | 42.5428 | -70.9236 | Peabody Municipal Light Plant (Owner/Operator) |  |  | Operating | Combustion turbine | Pipeline Natural Gas | Diesel Oil |  | Water Injection |  | 485.9 | 10.4 | GAS | 43 | 1967.4419 | 0.2611 | 0.0032848 | 12.3935
14605 | City of Peabody - (MA) | 1678 | Waters River | MA | Essex | 1 | GT | OP | 21.3 | 16.1 | 22.1 |  | 12 | 1971 | NG | DFO | Y | N | N | Electric Utility |  |  |  |  | N | [57 empty] | GAS | MA | Waters River | 1678 | 1 | 2010 | CP1 | CAIROS | 403 | 12 | 5465 |  |  | 0.4936 | 16.439 |  | 66278.7 | 1 |  | Essex | Electric Utility | 3511 | Turbines and Turbine Generator | 42.5428 | -70.9236 | Peabody Municipal Light Plant (Owner/Operator) |  |  | Operating | Combustion turbine | Pipeline Natural Gas | Diesel Oil |  |  |  | 321.9 | 10.4 | GAS | 21 | 1973.8095 | 0.4936 | 0.0057591 | 12.4735
14610 | Orlando Utilities Comm | 564 | Stanton Energy Center | FL | Orange | 1 | ST | OP | 464.5 | 440 | 443 |  | 7 | 1987 | BIT |  | N | Y | N | Electric Utility |  |  |  |  | N | Y |  | Y |  |  |  | 1 | 1987 | 742000 | [16 empty] | OP: OP; DP: SP; LS: LS; N: Y | 3.5 | 90 | 3020 | 1534172 | 100 | OP | EK |  |  | 4 |  | 0.7 | 4 |  |  | 99.6 | 125 | 1635000 |  |  |  |  | COAL | FL | Curtis H. Stanton Energy Center | 564 | 1 | 2010 |  | ARP, CAIRNOX, CAIROS, CAIRSO2 | 7351.25 | 12 | 2808453.22 |  | 2405.559 | 0.2892 | 4107.295 | 2869638.087 | 27969244.21 | 4 | Southeastern Electric Reliability Council | Orange | Electric Utility | 4911 | Electric Services | 28.4836 | -81.1686 | Florida Municipal Power Agency (Owner) Orlando Utilities Commission (Owner/Operator) Kissimmee Utility Authority (Owner) | Phase 2 | Phase II Group 1 | Operating | Dry bottom wall-fired boiler | Coal | Other Gas, Residual Oil | Wet Lime FGD | Low NOx Burner Technology (Dry Bottom only) | Electrostatic Precipitator | 4286 | 9.8871 | COAL | 458 | 1983.07 | 0.2892 | 0.17201 | 9.8871
14610 | Orlando Utilities Comm | 564 | Stanton Energy Center | FL | Orange | 2 | ST | OP | 464.5 | 446 | 446 |  | 6 | 1996 | BIT |  | N | Y | N | Electric Utility |  |  |  |  | N | Y |  | Y |  |  |  | 2 | 1996 | 742000 | [16 empty] | OP: OP; DP: SP; LS: LS; N: Y | 3.4 | 95 | 1437 | 1534000 | 100 | OP | EK |  |  | 4 |  | 0.7 | 4 |  |  | 99.6 | 125 | 1635000 |  |  |  |  | COAL | FL | Curtis H. Stanton Energy Center | 564 | 2 | 2010 |  | ARP, CAIRNOX, CAIROS, CAIRSO2 | 8065.68 | 12 | 3278984.3 |  | 2081.55 | 0.155 | 2417.231 | 3168784.508 | 30884856.94 | 4 | Southeastern Electric Reliability Council | Orange | Electric Utility | 4911 | Electric Services | 28.4836 | -81.1686 | Orlando Utilities Commission (Owner/Operator) Florida Municipal Power Agency (Owner) | Phase 2 |  | Operating | Dry bottom wall-fired boiler | Coal | Other Gas, Residual Oil, Other Oil | Wet Lime FGD | Low NOx Burner Technology (Dry Bottom only) Selective Catalytic Reduction | Electrostatic Precipitator | 4286 | 9.4067 | COAL | 458 | 1986.5471 | 0.155 | 0.13479 | 9.4067
14610 | Orlando Utilities Comm | 683 | Indian River Plant | FL | Brevard | A | GT | OP | 41.4 | 37 | 48 |  | 7 | 1989 | NG | DFO | Y | Y | N | Electric Utility |  |  |  |  | N | [57 empty] | GAS | FL | Indian River (683) | 683 | A | 2010 |  | CAIRNOX, CAIROS, CAIRSO2 | 36.16 | 12 | 689.72 |  | 0.061 | 0.7091 | 5.688 |  | 16092.3 | 4 | Southeastern Electric Reliability Council | Brevard | Electric Utility | 4911 | Electric Services | 28.4933 | -80.7825 | Orlando Utilities Commission (Owner/Operator) |  |  | Operating | Combustion turbine | Pipeline Natural Gas | Diesel Oil |  |  |  | 445 | 14.3548 | GAS | 41 | 1414.6341 | 0.7091 | 0.0075813 | 14.3548
14610 | Orlando Utilities Comm | 683 | Indian River Plant | FL | Brevard | B | GT | OP | 41.4 | 37 | 48 |  | 7 | 1989 | NG | DFO | Y | Y | N | Electric Utility |  |  |  |  | N | [57 empty] | GAS | FL | Indian River (683) | 683 | B | 2010 |  | CAIRNOX, CAIROS, CAIRSO2 | 21.23 | 12 | 547.22 |  | 0.003 | 0.7 | 3.307 |  | 9447.9 | 4 | Southeastern Electric Reliability Council | Brevard | Electric Utility | 4911 | Electric Services | 28.4933 | -80.7825 | Orlando Utilities Commission (Owner/Operator) |  |  | Operating | Combustion turbine | Pipeline Natural Gas | Diesel Oil |  |  |  | 445 | 12.7302 | GAS | 41 | 1414.6341 | 0.7 | 0.000635 | 12.7302
14610 | Orlando Utilities Comm | 683 | Indian River Plant | FL | Brevard | C | GT | OP | 130 | 108 | 127 |  | 8 | 1992 | NG | DFO | Y | Y | N | Electric Utility |  |  |  |  | N | [57 empty] | GAS | FL | Indian River (683) | 683 | **C | 2010 |  | ARP, CAIRNOX, CAIROS, CAIRSO2 | 328.25 | 12 | 16474 |  | 0.131 | 0.0764 | 9.376 | 14465.55 | 228145.525 | 4 | Southeastern Electric Reliability Council | Brevard | Electric Utility | 4911 | Electric Services | 28.4933 | -80.7825 | Orlando Utilities Commission (Owner/Operator) Florida Municipal Power Agency (Owner) | Phase 2 |  | Operating | Combustion turbine | Pipeline Natural Gas | Diesel Oil |  | Water Injection |  | 1354 | 12.0851 | GAS | 122 | -20.4918 | 0.0764 | 0.0011484 | 12.0851
14610 | Orlando Utilities Comm | 683 | Indian River Plant | FL | Brevard | D | GT | OP | 130 | 108 | 127 |  | 8 | 1992 | NG | DFO | Y | Y | N | Electric Utility |  |  |  |  | N | [57 empty] | GAS | FL | Indian River (683) | 683 | **C | 2010 |  | ARP, CAIRNOX, CAIROS, CAIRSO2 | 328.25 | 12 | 16474 |  | 0.131 | 0.0764 | 9.376 | 14465.55 | 228145.525 | 4 | Southeastern Electric Reliability Council | Brevard | Electric Utility | 4911 | Electric Services | 28.4933 | -80.7825 | Orlando Utilities Commission (Owner/Operator) Florida Municipal Power Agency (Owner) | Phase 2 |  | Operating | Combustion turbine | Pipeline Natural Gas | Diesel Oil |  | Water Injection |  | 1354 | 12.0851 | GAS | 122 | -20.4918 | 0.0764 | 0.0011484 | 12.0851
14610 | Orlando Utilities Comm | 564 | Stanton Energy Center | FL | Orange | B | CA | OP | 129.8 | 128 | 130 |  | 2 | 2010 | NG | DFO | Y | Y | N | Electric Utility |  |  |  |  | N |  |  |  | N |  |  | B | 2009 | 630000 | [48 empty] | GAS | [39 empty] | 0 | 0 | 10.4
14610 | Orlando Utilities Comm | 564 | Stanton Energy Center | FL | Orange | B1 | CT | OP | 203.2 | 167 | 170 |  | 2 | 2010 | NG | DFO | Y | N | N | Electric Utility |  |  |  |  | N | [57 empty] | GAS | FL | Curtis H. Stanton Energy Center | 564 | CCB | 2010 |  | ARP, CAIRNOX, CAIROS, CAIRSO2 | 5607.81 | 12 | 1207010.47 |  | 2.439 | 0.0091 | 23.384 | 482948.178 | 8125940.081 | 4 | Southeastern Electric Reliability Council | Orange | Electric Utility | 4911 | Electric Services | 28.4836 | -81.1686 | Orlando Utilities Commission (Owner/Operator) | Phase 2 |  | Operating | Combined cycle | Pipeline Natural Gas | Diesel Oil |  | Dry Low NOx Burners Water Injection Selective Catalytic Reduction |  | 2453 | 6.5379 | GAS | 311 | -414.7059 | 0.0091 | 0.0006 | 9.2344
14624 | PUD No 2 of Grant County | 917 | Quincy Chute | WA | Grant | 1 | HY | OP | 9.4 | 9.4 | 8.6 |  | 10 | 1985 | WAT |  | N | Y | N | Electric Utility | [62 empty] | N/A | [39 empty] | 0 | 0 | 10.4
14624 | PUD No 2 of Grant County | 3887 | Priest Rapids | WA | Grant | 1 | HY | OP | 95 | 93.2 | 93.2 |  | 7 | 1961 | WAT |  | N | Y | N | Electric Utility | [62 empty] | N/A | [39 empty] | 0 | 0 | 10.4
14624 | PUD No 2 of Grant County | 3887 | Priest Rapids | WA | Grant | 10 | HY | OP | 95 | 93.2 | 93.2 |  | 11 | 1959 | WAT |  | N | Y | N | Electric Utility | [62 empty] | N/A | [39 empty] | 0 | 0 | 10.4
14624 | PUD No 2 of Grant County | 3887 | Priest Rapids | WA | Grant | 2 | HY | OP | 97.8 | 93.2 | 93.2 |  | 5 | 1961 | WAT |  | N | Y | N | Electric Utility | [62 empty] | N/A | [39 empty] | 0 | 0 | 10.4
14624 | PUD No 2 of Grant County | 3887 | Priest Rapids | WA | Grant | 3 | HY | OP | 95 | 93.2 | 93.2 |  | 9 | 1960 | WAT |  | N | Y | N | Electric Utility | [62 empty] | N/A | [39 empty] | 0 | 0 | 10.4
14624 | PUD No 2 of Grant County | 3887 | Priest Rapids | WA | Grant | 4 | HY | OP | 95 | 93.2 | 93.2 |  | 9 | 1960 | WAT |  | N | Y | N | Electric Utility | [62 empty] | N/A | [39 empty] | 0 | 0 | 10.4
14624 | PUD No 2 of Grant County | 3887 | Priest Rapids | WA | Grant | 5 | HY | OP | 95 | 93.2 | 93.2 |  | 4 | 1960 | WAT |  | N | Y | N | Electric Utility | [62 empty] | N/A | [39 empty] | 0 | 0 | 10.4
14624 | PUD No 2 of Grant County | 3887 | Priest Rapids | WA | Grant | 6 | HY | OP | 95 | 93.2 | 93.2 |  | 2 | 1960 | WAT |  | N | Y | N | Electric Utility | [62 empty] | N/A | [39 empty] | 0 | 0 | 10.4
14624 | PUD No 2 of Grant County | 3887 | Priest Rapids | WA | Grant | 7 | HY | OP | 95 | 93.2 | 93.2 |  | 1 | 1960 | WAT |  | N | Y | N | Electric Utility | [62 empty] | N/A | [39 empty] | 0 | 0 | 10.4
14624 | PUD No 2 of Grant County | 3887 | Priest Rapids | WA | Grant | 8 | HY | OP | 95 | 93.2 | 93.2 |  | 12 | 1959 | WAT |  | N | Y | N | Electric Utility | [62 empty] | N/A | [39 empty] | 0 | 0 | 10.4
14624 | PUD No 2 of Grant County | 3887 | Priest Rapids | WA | Grant | 9 | HY | OP | 97.8 | 93.2 | 93.2 |  | 10 | 1959 | WAT |  | N | Y | N | Electric Utility | [62 empty] | N/A | [39 empty] | 0 | 0 | 10.4
14624 | PUD No 2 of Grant County | 3888 | Wanapum | WA | Grant | 1 | HY | OP | 103.8 | 103.8 | 103.8 |  | 9 | 1963 | WAT |  | N | Y | N | Electric Utility |  |  |  | 2012 | [58 empty] | N/A | [39 empty] | 0 | 0 | 10.4
14624 | PUD No 2 of Grant County | 3888 | Wanapum | WA | Grant | 10 | HY | OP | 103.8 | 103.8 | 103.8 |  | 11 | 1963 | WAT |  | N | Y | N | Electric Utility |  |  |  | 2014 | [58 empty] | N/A | [39 empty] | 0 | 0 | 10.4
14624 | PUD No 2 of Grant County | 3888 | Wanapum | WA | Grant | 2 | HY | OP | 103.8 | 103.8 | 103.8 |  | 9 | 1963 | WAT |  | N | Y | N | Electric Utility |  |  |  | 2012 | [58 empty] | N/A | [39 empty] | 0 | 0 | 10.4
14624 | PUD No 2 of Grant County | 3888 | Wanapum | WA | Grant | 3 | HY | OP | 103.8 | 103.8 | 103.8 |  | 6 | 1963 | WAT |  | N | Y | N | Electric Utility |  |  |  | 2017 | [58 empty] | N/A | [39 empty] | 0 | 0 | 10.4
14624 | PUD No 2 of Grant County | 3888 | Wanapum | WA | Grant | 4 | HY | OP | 103.8 | 103.8 | 103.8 |  | 9 | 1963 | WAT |  | N | Y | N | Electric Utility |  |  |  | 2016 | [58 empty] | N/A | [39 empty] | 0 | 0 | 10.4
14624 | PUD No 2 of Grant County | 3888 | Wanapum | WA | Grant | 6 | HY | OP | 103.8 | 103.8 | 103.8 |  | 9 | 1963 | WAT |  | N | Y | N | Electric Utility |  |  |  | 2017 | [58 empty] | N/A | [39 empty] | 0 | 0 | 10.4
14624 | PUD No 2 of Grant County | 3888 | Wanapum | WA | Grant | 8 | HY | OP | 103.8 | 103.8 | 103.8 |  | 12 | 1963 | WAT |  | N | Y | N | Electric Utility |  |  |  | 2013 | [58 empty] | N/A | [39 empty] | 0 | 0 | 10.4
14624 | PUD No 2 of Grant County | 3888 | Wanapum | WA | Grant | 9 | HY | OP | 103.8 | 103.8 | 103.8 |  | 1 | 1964 | WAT |  | N | Y | N | Electric Utility |  |  |  | 2015 | [58 empty] | N/A | [39 empty] | 0 | 0 | 10.4
14624 | PUD No 2 of Grant County | 7113 | PEC Headworks | WA | Grant | 1 | HY | OP | 6.6 | 6.7 | 6.1 |  | 9 | 1990 | WAT |  | N | Y | N | Electric Utility | [62 empty] | N/A | [39 empty] | 0 | 0 | 10.4
14624 | PUD No 2 of Grant County | 3888 | Wanapum | WA | Grant | 7A | HY | OP | 122 | 122 | 122 |  | 4 | 2011 | WAT |  | N | Y | N | Electric Utility | [62 empty] | N/A | [39 empty] | 0 | 0 | 10.4
14628 | Pecos Wind I LP | 55796 | Woodward Mountain I | TX | Pecos | 1 | WT | OP | 82 | 82 | 82 |  | 7 | 2001 | WND |  | N | Y | N | IPP Non-CHP | [62 empty] | N/A | [39 empty] | 0 | 0 | 10.4
14629 | Pecos Wind II LP | 55795 | Woodward Mountain II | TX | Pecos | 1 | WT | OP | 78 | 78 | 78 |  | 7 | 2001 | WND |  | N | Y | N | IPP Non-CHP | [62 empty] | N/A | [39 empty] | 0 | 0 | 10.4
14645 | City of Pella - (IA) | 1175 | Pella | IA | Marion | 5 | ST | OP | 11.5 | 11 | 11 |  | 5 | 1964 | SUB | NG | N | Y | N | Electric Utility |  |  |  |  | N |  |  | Y | [37 empty] | OP | EK | MC |  | 5 |  | 0.3¦¦ 3 |  |  |  | 95 | 12.9 | 190000 |  |  |  |  | COAL | IA | Pella | 1175 | 6 | 2010 | CS67 | ARP, CAIRNOX, CAIROS, CAIRSO2 | 3463.5 | 12 |  | 147500.32 | 64.023 | 0.4177 | 47.061 | 23733.248 | 226294.757 | 7 | Mid-Continent Area Power Pool | Marion | Electric Utility | 4911 | Electric Services | 41.3981 | -92.9144 | City of Pella (Owner/Operator) | Phase 2 |  | Operating | Stoker | Coal |  |  |  | Electrostatic Precipitator | 185 | 10.4 | COAL | 17.1344 | 221.1629 | 0.4177 | 0.56584 | 12.9598
14645 | City of Pella - (IA) | 1175 | Pella | IA | Marion | 6 | ST | OP | 26.5 | 22.4 | 22.4 |  | 7 | 1972 | SUB | NG | N | Y | N | Electric Utility |  |  |  |  | N |  |  | Y | [37 empty] | OP | EK | MC |  | 5 |  | 0.3¦¦ 3 |  |  |  | 95 | 12.9 | 190000 |  |  |  |  | COAL | IA | Pella | 1175 | 6 | 2010 | CS67 | ARP, CAIRNOX, CAIROS, CAIRSO2 | 3463.5 | 12 |  | 147500.32 | 64.023 | 0.4177 | 47.061 | 23733.248 | 226294.757 | 7 | Mid-Continent Area Power Pool | Marion | Electric Utility | 4911 | Electric Services | 41.3981 | -92.9144 | City of Pella (Owner/Operator) | Phase 2 |  | Operating | Stoker | Coal |  |  |  | Electrostatic Precipitator | 185 | 10.4 | COAL | 17.1344 | 1846.3448 | 0.4177 | 0.56584 | 12.1674
14653 | PUD No 1 of Pend Oreille Cnty | 3891 | Box Canyon | WA | Pend Oreille | 1 | HY | OP | 15 | 19.2 | 19.2 |  | 6 | 1955 | WAT |  | N | Y | N | Electric Utility |  |  |  |  | N | [57 empty] | N/A | [39 empty] | 0 | 0 | 10.4
14653 | PUD No 1 of Pend Oreille Cnty | 3891 | Box Canyon | WA | Pend Oreille | 2 | HY | OP | 15 | 19.2 | 19.2 |  | 7 | 1955 | WAT |  | N | Y | N | Electric Utility |  |  |  |  | N | [57 empty] | N/A | [39 empty] | 0 | 0 | 10.4
14653 | PUD No 1 of Pend Oreille Cnty | 3891 | Box Canyon | WA | Pend Oreille | 3 | HY | OP | 15 | 19.2 | 19.2 |  | 8 | 1955 | WAT |  | N | Y | N | Electric Utility |  |  |  |  | N | [57 empty] | N/A | [39 empty] | 0 | 0 | 10.4
14653 | PUD No 1 of Pend Oreille Cnty | 3891 | Box Canyon | WA | Pend Oreille | 4 | HY | OP | 15 | 19.2 | 19.2 |  | 8 | 1955 | WAT |  | N | Y | N | Electric Utility |  |  |  |  | N | [57 empty] | N/A | [39 empty] | 0 | 0 | 10.4
14656 | City of Pender | 2296 | Pender | NE | Thurston | 1 | IC | OP | 1.5 | 1.2 | 1.2 |  | 1 | 1968 | NG | DFO | N | Y | N | Electric Utility | [62 empty] | GAS | [39 empty] | 1.1659 | 0.0016829 | 10.4
14656 | City of Pender | 2296 | Pender | NE | Thurston | 2 | IC | OP | 2 | 2 | 2 |  | 1 | 1973 | NG | DFO | N | Y | N | Electric Utility | [62 empty] | GAS | [39 empty] | 1.1659 | 0.0016829 | 10.4
14656 | City of Pender | 2296 | Pender | NE | Thurston | 3 | IC | OP | 0.5 | 0.5 | 0.5 |  | 1 | 1953 | NG | DFO | N | Y | N | Electric Utility | [62 empty] | GAS | [39 empty] | 1.1659 | 0.0016829 | 10.4
14656 | City of Pender | 2296 | Pender | NE | Thurston | 4 | IC | OP | 0.9 | 0.8 | 0.8 |  | 1 | 1961 | NG | DFO | N | Y | N | Electric Utility | [62 empty] | GAS | [39 empty] | 1.1659 | 0.0016829 | 10.4
14656 | City of Pender | 2296 | Pender | NE | Thurston | 5 | IC | OP | 0.2 | 0.2 | 0.2 |  | 1 | 1939 | NG | DFO | N | Y | N | Electric Utility | [62 empty] | GAS | [39 empty] | 1.1659 | 0.0016829 | 10.4
14669 | Pembroke Hydro Associates Limited Ptnrsp | 50312 | Pembroke Hydro | NH | Merrimack | 1 | HY | OP | 2.7 | 1.1 | 1.7 |  | 12 | 1985 | WAT |  | N | Y | N | IPP Non-CHP |  |  |  |  | N | [57 empty] | N/A | [39 empty] | 0 | 0 | 10.4
14685 | Pelzer Hydro Co Inc | 10799 | Pelzer Upper | SC | Anderson | GEN1 | HY | OP | 2 | 1.9 | 1.8 |  | 12 | 1989 | WAT |  | N | Y | N | IPP Non-CHP | [62 empty] | N/A | [39 empty] | 0 | 0 | 10.4
14685 | Pelzer Hydro Co Inc | 10800 | Pelzer Lower | SC | Anderson | GEN1 | HY | OP | 3.3 | 3.1 | 3 |  | 12 | 1989 | WAT |  | N | Y | N | IPP Non-CHP | [62 empty] | N/A | [39 empty] | 0 | 0 | 10.4
14839 | City of Peru - (IN) | 1037 | Peru | IN | Miami | 2 | ST | OP | 22 | 20 | 20 |  | 2 | 1959 | BIT | DFO | N | Y | N | Electric Utility |  |  |  |  | N | Y | N | [38 empty] | OP | EK |  |  | 10.5 |  | 3 | 3.5 |  |  | 99 | 6.38 | 107469 |  |  |  |  | COAL | [39 empty] | 0.55521 | 1.1183 | 12.3397
14839 | City of Peru - (IN) | 1037 | Peru | IN | Miami | 3 | ST | OP | 12.5 | 12 | 12 |  | 6 | 1949 | BIT | DFO | N | Y | N | Electric Utility |  |  |  |  | N | Y | N | [38 empty] | OP | EK |  |  | 10.5 |  | 3 | 3.5 |  |  | 99 | 3.19 | 61717 |  |  |  |  | COAL | [39 empty] | 0.71541 | 1.4239 | 13.3354
14839 | City of Peru - (IN) | 1037 | Peru | IN | Miami | D1 | IC | OP | 1.8 | 1.8 | 1.8 |  | 10 | 2002 | DFO |  | N | Y | N | Electric Utility |  |  |  |  | N | N | N | [55 empty] | LIQUID | [39 empty] | 0.7385 | 0.025484 | 12.5895
14840 | City of Peru - (IL) | 955 | Peru | IL | La Salle | 11 | IC | OP | 2.7 | 2.7 | 2.7 |  | 4 | 2011 | DFO |  | N | N | N | Electric Utility | [62 empty] | LIQUID | [39 empty] | 0.7385 | 0.025484 | 12.5895
14840 | City of Peru - (IL) | 955 | Peru | IL | La Salle | 12 | IC | OP | 2.7 | 2.7 | 2.7 |  | 4 | 2011 | DFO |  | N | N | N | Electric Utility | [62 empty] | LIQUID | [39 empty] | 0.7385 | 0.025484 | 12.5895
14840 | City of Peru - (IL) | 955 | Peru | IL | La Salle | 13 | IC | OP | 2.7 | 2.7 | 2.7 |  | 4 | 2011 | DFO |  | N | N | N | Electric Utility | [62 empty] | LIQUID | [39 empty] | 0.7385 | 0.025484 | 12.5895
14840 | City of Peru - (IL) | 955 | Peru | IL | La Salle | 14 | IC | OP | 2.7 | 2.7 | 2.7 |  | 4 | 2011 | DFO |  | N | N | N | Electric Utility | [62 empty] | LIQUID | [39 empty] | 0.7385 | 0.025484 | 12.5895
14840 | City of Peru - (IL) | 955 | Peru | IL | La Salle | 15 | IC | OP | 2.7 | 2.7 | 2.7 |  | 4 | 2011 | DFO |  | N | N | N | Electric Utility | [62 empty] | LIQUID | [39 empty] | 0.7385 | 0.025484 | 12.5895
14840 | City of Peru - (IL) | 955 | Peru | IL | La Salle | 16 | IC | OP | 2.7 | 2.7 | 2.7 |  | 9 | 2011 | DFO |  | N | N | N | Electric Utility | [62 empty] | LIQUID | [39 empty] | 0.7385 | 0.025484 | 12.5895
14840 | City of Peru - (IL) | 955 | Peru | IL | La Salle | 17 | IC | OP | 2.7 | 2.7 | 2.7 |  | 9 | 2011 | DFO |  | N | N | N | Electric Utility | [62 empty] | LIQUID | [39 empty] | 0.7385 | 0.025484 | 12.5895
14840 | City of Peru - (IL) | 955 | Peru | IL | La Salle | GT1 | GT | OP | 10 | 8.6 | 8.6 |  | 10 | 1968 | JF |  | N | N | N | Electric Utility | [62 empty] | LIQUID | [39 empty] | 0.69 | 0.026988 | 10.4
14840 | City of Peru - (IL) | 955 | Peru | IL | La Salle | HC1 | HY | OP | 1.9 | 1.7 | 1.7 |  | 9 | 1996 | WAT |  | N | N | N | Electric Utility | [62 empty] | N/A | [39 empty] | 0 | 0 | 10.4
14840 | City of Peru - (IL) | 955 | Peru | IL | La Salle | HC2 | HY | OP | 1.9 | 1.7 | 1.7 |  | 9 | 1996 | WAT |  | N | N | N | Electric Utility | [62 empty] | N/A | [39 empty] | 0 | 0 | 10.4
14840 | City of Peru - (IL) | 955 | Peru | IL | La Salle | HC3 | HY | OP | 1.9 | 1.7 | 1.7 |  | 9 | 1996 | WAT |  | N | N | N | Electric Utility | [62 empty] | N/A | [39 empty] | 0 | 0 | 10.4
14840 | City of Peru - (IL) | 955 | Peru | IL | La Salle | HC4 | HY | OP | 1.9 | 1.7 | 1.7 |  | 9 | 1996 | WAT |  | N | N | N | Electric Utility | [62 empty] | N/A | [39 empty] | 0 | 0 | 10.4
14856 | City of Petersburg | 91 | Petersburg | AK | Wrangell-Petersburg | 3 | HY | OP | 1.6 | 1.6 | 1.6 |  | 3 | 1954 | WAT |  | N | N | N | Electric Utility | [62 empty] | N/A | [39 empty] | 0 | 0 | 10.4
14856 | City of Petersburg | 91 | Petersburg | AK | Wrangell-Petersburg | IC1 | IC | OP | 2.6 | 1.7 | 1.7 |  | 12 | 1972 | DFO |  | N | N | N | Electric Utility | [62 empty] | LIQUID | [39 empty] | 0.7385 | 0.025484 | 12.5895
14856 | City of Petersburg | 91 | Petersburg | AK | Wrangell-Petersburg | IC2 | IC | OP | 0.3 | 0.2 | 0.2 |  | 12 | 1972 | DFO |  | N | N | N | Electric Utility | [62 empty] | LIQUID | [39 empty] | 0.7385 | 0.025484 | 12.5895
14856 | City of Petersburg | 91 | Petersburg | AK | Wrangell-Petersburg | IC3 | IC | OP | 1.2 | 1 | 1 |  | 10 | 1965 | DFO |  | N | N | N | Electric Utility | [62 empty] | LIQUID | [39 empty] | 0.7385 | 0.025484 | 12.5895
14856 | City of Petersburg | 91 | Petersburg | AK | Wrangell-Petersburg | IC4 | IC | OP | 0.6 | 0.6 | 0.6 |  | 3 | 1979 | DFO |  | N | N | N | Electric Utility | [62 empty] | LIQUID | [39 empty] | 0.7385 | 0.025484 | 12.5895
14856 | City of Petersburg | 91 | Petersburg | AK | Wrangell-Petersburg | IC5 | IC | OP | 0.8 | 0.7 | 0.7 |  | 3 | 1979 | DFO |  | N | N | N | Electric Utility | [62 empty] | LIQUID | [39 empty] | 0.7385 | 0.025484 | 12.5895
14856 | City of Petersburg | 91 | Petersburg | AK | Wrangell-Petersburg | IC6 | IC | OP | 2.6 | 2.3 | 2.3 |  | 9 | 1993 | DFO |  | N | N | N | Electric Utility | [62 empty] | LIQUID | [39 empty] | 0.7385 | 0.025484 | 12.5895
14856 | City of Petersburg | 91 | Petersburg | AK | Wrangell-Petersburg | IC7 | IC | OP | 2.6 | 2.3 | 2.3 |  | 8 | 2001 | DFO |  | N | N | N | Electric Utility | [62 empty] | LIQUID | [39 empty] | 0.7385 | 0.025484 | 12.5895
14876 | FPL Energy Cape LLC | 1484 | Cape Gas Turbine | ME | Cumberland | GT4 | GT | OP | 17.5 | 16 | 20 |  | 1 | 1970 | DFO |  | N | Y | N | IPP Non-CHP |  |  |  |  | N | [57 empty] | LIQUID | [39 empty] | 0.57855 | 0.43579 | 12.5425
14876 | FPL Energy Cape LLC | 1484 | Cape Gas Turbine | ME | Cumberland | GT5 | GT | OP | 17.5 | 16 | 20 |  | 1 | 1970 | DFO |  | N | Y | N | IPP Non-CHP |  |  |  |  | N | [57 empty] | LIQUID | [39 empty] | 0.57855 | 0.43579 | 12.5425
14925 | Phelps Dodge Refining Corp | 54628 | Phelps Dodge Refining | TX | El Paso | 3001 | GT | OP | 4.2 | 3.2 | 3.8 |  | 6 | 1992 | NG |  | N | Y | Y | Industrial CHP |  |  |  |  | N | [57 empty] | GAS | [39 empty] | 0.25969 | 0.0023612 | 9.3703
14925 | Phelps Dodge Refining Corp | 54628 | Phelps Dodge Refining | TX | El Paso | 3002 | GT | OP | 4.2 | 3.2 | 3.8 |  | 6 | 1992 | NG |  | N | Y | Y | Industrial CHP |  |  |  |  | N | [57 empty] | GAS | [39 empty] | 0.25969 | 0.0023612 | 9.3703
14925 | Phelps Dodge Refining Corp | 54628 | Phelps Dodge Refining | TX | El Paso | 3003 | GT | OP | 4.2 | 3.2 | 3.8 |  | 6 | 1992 | NG |  | N | Y | Y | Industrial CHP |  |  |  |  | N | [57 empty] | GAS | [39 empty] | 0.25969 | 0.0023612 | 9.3703
14928 | Pfizer Inc | 54236 | Pfizer Groton Plant | CT | New London | GT-1 | GT | OP | 10 | 9.5 | 10.5 |  | 9 | 2009 | NG | DFO | Y | Y | Y | Industrial CHP |  |  |  |  | N | [57 empty] | GAS | CT | Pfizer | 54236 | 5 | 2010 |  | CAIROS | 2565.25 | 12 |  | 289584.25 |  | 0.121 | 22.032 |  | 350917.95 | 1 |  | New London | Industrial Boiler | 2834 | Pharmaceutical Preparations | 41.3319 | -72.0792 | Pfizer, Inc. (Owner/Operator) |  |  | Operating | Dry bottom wall-fired boiler | Residual Oil | Pipeline Natural Gas |  |  |  | 501.6 | 10.4 | LIQUID | 37.6662 | -1643.6273 | 0.121 | 0.0007434 | 10.5872
14928 | Pfizer Inc | 54236 | Pfizer Groton Plant | CT | New London | TG 2 | ST | OP | 2.5 | 2.5 | 2.5 |  | 1 | 1948 | NG | RFO | Y | Y | Y | Industrial CHP |  |  |  |  | N | [40 empty] | ¦¦OP | ¦¦MC |  |  |  | ¦¦ 0 |  |  |  | ¦¦ .3 |  |  | ¦¦ 118000 | ¦¦OP | ¦¦LN | ¦¦SR |  | GAS | [39 empty] | 0.777 | 0.0021934 | 15.302
14928 | Pfizer Inc | 54236 | Pfizer Groton Plant | CT | New London | TG 3 | ST | OP | 10 | 9.4 | 9.4 |  | 1 | 1952 | NG | RFO | Y | Y | Y | Industrial CHP |  |  |  |  | N | [40 empty] | ¦¦OP | ¦¦MC |  |  |  | ¦¦ 0 |  |  |  | ¦¦ .3 |  |  | ¦¦ 118000 | ¦¦OP | ¦¦LN | ¦¦SR |  | GAS | [39 empty] | 0.59422 | 0.0027049 | 13.6535
14928 | Pfizer Inc | 54236 | Pfizer Groton Plant | CT | New London | TG 4 | ST | OP | 10 | 10 | 10 |  | 1 | 1994 | NG | RFO | Y | Y | Y | Industrial CHP |  |  |  |  | N | [40 empty] | ¦¦OP | ¦¦MC |  |  |  | ¦¦ 0 |  |  |  | ¦¦ .3 |  |  | ¦¦ 118000 | ¦¦OP | ¦¦LN | ¦¦SR |  | GAS | CT | Pfizer | 54236 | 5 | 2010 |  | CAIROS | 2565.25 | 12 |  | 289584.25 |  | 0.121 | 22.032 |  | 350917.95 | 1 |  | New London | Industrial Boiler | 2834 | Pharmaceutical Preparations | 41.3319 | -72.0792 | Pfizer, Inc. (Owner/Operator) |  |  | Operating | Dry bottom wall-fired boiler | Residual Oil | Pipeline Natural Gas |  |  |  | 501.6 | 10.4 | LIQUID | 37.6662 | -1733.3087 | 0.121 | 0.0037135 | 10.4384
14928 | Pfizer Inc | 54236 | Pfizer Groton Plant | CT | New London | TG5 | ST | OP | 7.5 | 7.5 | 7.5 |  | 8 | 2001 | NG | RFO | Y | Y | Y | Industrial CHP |  |  |  |  | N | [40 empty] | ¦¦OP | ¦¦MC |  |  |  | ¦¦ 0 |  |  |  | ¦¦ .3 |  |  | ¦¦ 118000 | ¦¦OP | ¦¦LN | ¦¦SR |  | GAS | [39 empty] | 0.777 | 0.0041102 | 9.8493
14932 | US Operating Services Company | 10043 | Logan Generating Company LP | NJ | Gloucester | GEN1 | ST | OP | 242.3 | 219 | 219 |  | 9 | 1994 | BIT | DFO | N | Y | Y | IPP CHP |  |  |  |  | N | Y | [5 empty] | JPE01 | 1994 | 358600 | [16 empty] | OP: OP; DP: SD; LS: LA; N: N | 1.5 | 93 | 342 | 575559 | 100 | OP | BR |  |  | 11 | 0.2 | 1.5 |  | 0.2 |  | 99.9 | 38 | 683067 |  |  |  |  | COAL | NJ | Logan Generating Plant | 10043 | 1001 | 2010 |  | CAIRNOX, CAIROS, CAIRSO2, RGGI | 7538.75 | 12 |  | 2859322.75 | 703.915 | 0.1272 | 711.983 | 1135936.3 | 11042509.88 | 2 |  | Gloucester | Electric Utility | 4911 | Electric Services | 39.7914 | -75.4081 | Logan Generating Co. LP (Owner/Operator) |  |  | Operating | Dry bottom wall-fired boiler | Coal |  | Dry Lime FGD | Low NOx Burner Technology w/ Overfire Air Selective Catalytic Reduction | Baghouse | 2366 | 10.4 | COAL | 239.8818 | -47.6754 | 0.1272 | 0.12749 | 10.5291
14932 | US Operating Services Company | 10566 | Chambers Cogeneration LP | NJ | Salem | GEN1 | ST | OP | 285 | 262 | 262 |  | 3 | 1994 | BIT | DFO | Y | Y | Y | IPP CHP |  |  |  |  | N | Y |  | Y |  |  |  | FLUE1 | 1994 | 153686 | [16 empty] | OP: OP; DP: SD; LS: LA; N: N | 2 | 93 | 306 | 461077 | 100 | OP | BR |  |  | 6.7 |  | 2 |  | 0.2 |  | 99.8 | 0.02 | 307372 |  |  |  |  | COAL | NJ | Carneys Point | 10566 | 1002 | 2010 |  | CAIRNOX, CAIROS, CAIRSO2, RGGI | 8060.25 | 12 |  | 519613.5 | 707.835 | 0.1843 | 472.503 | 743285.1 | 7243330.025 | 2 |  | Salem | Electric Utility | 4911 | Electric Services | 39.6928 | -75.4867 | Chambers Cogeneration, LP (Owner/Operator) |  |  | Operating | Dry bottom wall-fired boiler | Coal | Diesel Oil, Residual Oil | Dry Lime FGD | Low NOx Burner Technology w/ Overfire Air Selective Catalytic Reduction | Baghouse | 1583 | 10.4 | COAL | 206.7947 | -133.4786 | 0.1843 | 0.19544 | 10.4851
14932 | US Operating Services Company | 50888 | Northampton Generating Company LP | PA | Northampton | GEN1 | ST | OP | 114.1 | 112 | 112 |  | 8 | 1995 | WC | TDF | Y | Y | Y | IPP CHP |  |  |  |  | N |  | Y |  |  |  |  | ST1 | 1995 | 204000 | [31 empty] | OP | BP |  |  | 12 |  | 0.2 | 5.5 | 2.5 | 6.5 | 99.1 | 5 | 370000 |  |  |  |  | COAL | PA | Northampton Generating Plant | 50888 | NGC01 | 2010 |  | CAIRNOX, CAIROS, CAIRSO2 | 7989.46 | 12 | 871507.27 |  | 514.1 | 0.0888 | 397.992 | 1032471.084 | 8891315.624 | 3 |  | Northampton | Cogeneration | 4911 | Electric Services | 40.6917 | -75.4792 | Northampton Generating Company (Owner/Operator) |  |  | Operating | Circulating fluidized bed boiler | Coal Refuse | Coal, Other Solid Fuel, Petroleum Coke, Tire Derived Fuel, Wood | Fluidized Bed Limestone Injection | Ammonia Injection | Baghouse | 1146 | 10.1722 | COAL | 124 | 446.4286 | 0.0888 | 0.11564 | 10.1722
14932 | US Operating Services Company | 50974 | Scrubgrass Generating Company LP | PA | Venango | GEN1 | ST | OP | 94.7 | 83.1 | 84.1 |  | 6 | 1993 | WC | SUB | N | Y | N | IPP Non-CHP |  |  |  |  | N |  | Y | [38 empty] | OP | BP | SC |  | 41.5 |  | 2 | 2.9 |  |  | 100 | 18 | 220000 |  |  |  |  | COAL | PA | Scrubgrass Generating Plant | 50974 | 1 | 2010 |  | CAIRNOX, CAIROS, CAIRSO2 | 8419.46 | 12 |  | 3334305.16 | 953.389 | 0.127 | 347.384 | 563322.869 | 5483326.565 | 3 |  | Venango | Small Power Producer | 4911 | Electric Services | 41.2678 | -79.8114 | Scrubgrass Generating Company (Owner/Operator) |  |  | Operating | Circulating fluidized bed boiler | Coal |  | Dry Lime FGD | Selective Non-catalytic Reduction |  | 616 | 10.4 | COAL | 59.9705 | 298.8214 | 0.127 | 0.34774 | 11.1348
14932 | US Operating Services Company | 50976 | Indiantown Cogeneration LP | FL | Martin | GEN1 | ST | OP | 395.4 | 330 | 330 |  | 12 | 1995 | BIT | NG | N | Y | Y | IPP CHP |  |  |  |  | N | Y | [5 empty] | JP | 1995 | 840000 | [16 empty] | OP: OP; DP: SD; LS: LI; N: N | 1.1 | 70 | 582 | 1178944 | 100 | OP | BR |  |  | 8.3 |  | 0.8 | 1.1 |  |  | 99.9 | 62 | 1232754 |  |  |  |  | COAL | FL | Indiantown Cogeneration, LP | 50976 | 1 | 2010 |  | CAIRNOX, CAIROS, CAIRSO2 | 8138.24 | 12 |  | 10757979.92 | 2039.858 | 0.2727 | 1527.922 | 1657174.061 | 14222699.18 | 4 |  | Martin | Cogeneration |  |  | 27.0393 | -80.5144 | Indiantown Cogeneration Limited Partnership (Owner/Operator) |  |  | Operating | Dry bottom wall-fired boiler | Coal | Diesel Oil, Natural Gas, Other Gas | Dry Lime FGD | Low NOx Burner Technology w/ Overfire Air Selective Catalytic Reduction | Baghouse | 3422 | 10.4 | COAL | 329.0385 | 498.5389 | 0.2727 | 0.28685 | 10.7866
14952 | ConocoPhillips | 50388 | Phillips 66 Carbon Plant | CA | Contra Costa | GEN1 | ST | OP | 27.3 | 17 | 17 |  | 12 | 1983 | WH | NG | N | Y | Y | Industrial CHP |  |  |  |  | N |  |  | Y | N |  | N | [19 empty] | OP: OP; DP: DP; LS: SB; N: Y |  | 60 | 250 | 183000 | 100 | OP | BP | [8 empty] | 98 | 1 | 138262 |  |  |  |  | GAS | [39 empty] | 0.0019484 | 0.0019484 | 10.4
14995 | Pinetree Power Fitchburg Inc | 54620 | Pinetree Power Fitchburg | MA | Worcester | NO-1 | ST | OP | 18 | 17 | 17 |  | 8 | 1992 | WDS | LFG | Y | Y | N | IPP Non-CHP |  |  |  |  | N | [40 empty] | OP | BP | [8 empty] | 99.9 | 4 | 101000 |  |  |  |  | OTHER SOLID | [39 empty] | 0.0648 | 0.027585 | 13.7455
15043 | City of Piggott - (AR) | 193 | Municipal Light | AR | Clay | 1 | IC | OP | 2 | 2 | 2 |  | 10 | 1963 | DFO | NG | N | Y | N | Electric Utility | [62 empty] | LIQUID | [39 empty] | 0.7385 | 0.025484 | 12.5895
15043 | City of Piggott - (AR) | 193 | Municipal Light | AR | Clay | 2 | IC | OP | 0.6 | 0.6 | 0.6 |  | 4 | 1952 | DFO | NG | N | Y | N | Electric Utility | [62 empty] | LIQUID | [39 empty] | 0.7385 | 0.025484 | 12.5895
15043 | City of Piggott - (AR) | 193 | Municipal Light | AR | Clay | 4 | IC | OP | 2.2 | 2.2 | 2.2 |  | 3 | 1976 | DFO |  | N | Y | N | Electric Utility | [62 empty] | LIQUID | [39 empty] | 0.7385 | 0.025484 | 12.5895
15043 | City of Piggott - (AR) | 193 | Municipal Light | AR | Clay | 6 | IC | OP | 1.3 | 1.3 | 1.3 |  | 3 | 1959 | DFO | NG | N | Y | N | Electric Utility | [62 empty] | LIQUID | [39 empty] | 0.7385 | 0.025484 | 12.5895
15043 | City of Piggott - (AR) | 193 | Municipal Light | AR | Clay | 7 | IC | OP | 1.1 | 1.1 | 1.1 |  | 1 | 1955 | DFO | NG | N | Y | N | Electric Utility | [62 empty] | LIQUID | [39 empty] | 0.7385 | 0.025484 | 12.5895
15064 | Pinetree Power Inc | 50208 | Pinetree Power | NH | GRAFTON | GEN1 | ST | OP | 17.5 | 15 | 15 |  | 12 | 1986 | WDS |  | N | Y | N | IPP Non-CHP |  |  |  |  | N | [40 empty] | OP | EC | [8 empty] | 99.6 | 5.8 | 170000 |  |  |  |  | OTHER SOLID | [39 empty] | 0.0648 | 0.031991 | 13.8612
15085 | Pinetree Power Tamworth Inc | 50739 | Pinetree Power Tamworth | NH | Carroll | GEN1 | ST | OP | 25 | 20 | 20 |  | 12 | 1987 | WDS |  | N | Y | N | IPP Non-CHP |  |  |  |  | N | [40 empty] | OP | EW | MC | [7 empty] | 97.9 | 814 | 178000 |  |  |  |  | OTHER SOLID | [39 empty] | 0.0648 | 0.031297 | 13.6533
15090 | PIMA County Wastewater Manage | 55257 | Ina Road Water Pollution Control Fac | AZ | PIMA | 1 | IC | OP | 0.6 | 0.6 | 0.6 |  | 7 | 1977 | NG | OBG | Y | N | Y | Commercial CHP |  |  |  | 2013 | N | [57 empty] | GAS | [39 empty] | 1.1659 | 0.0016829 | 10.4
15090 | PIMA County Wastewater Manage | 55257 | Ina Road Water Pollution Control Fac | AZ | PIMA | 2 | IC | OP | 0.6 | 0.6 | 0.6 |  | 7 | 1977 | NG | OBG | Y | N | Y | Commercial CHP |  |  |  | 2013 | N | [57 empty] | GAS | [39 empty] | 1.1659 | 0.0016829 | 10.4
15090 | PIMA County Wastewater Manage | 55257 | Ina Road Water Pollution Control Fac | AZ | PIMA | 3 | IC | OP | 0.6 | 0.6 | 0.6 |  | 7 | 1977 | NG | OBG | Y | N | Y | Commercial CHP |  |  |  | 2013 | N | [57 empty] | GAS | [39 empty] | 1.1659 | 0.0016829 | 10.4
15090 | PIMA County Wastewater Manage | 55257 | Ina Road Water Pollution Control Fac | AZ | PIMA | 4 | IC | OP | 0.6 | 0.6 | 0.6 |  | 7 | 1977 | NG | OBG | Y | N | Y | Commercial CHP |  |  |  | 2013 | N | [57 empty] | GAS | [39 empty] | 1.1659 | 0.0016829 | 10.4
15090 | PIMA County Wastewater Manage | 55257 | Ina Road Water Pollution Control Fac | AZ | PIMA | 5 | IC | OP | 0.6 | 0.6 | 0.6 |  | 7 | 1977 | NG | OBG | Y | N | Y | Commercial CHP |  |  |  | 2013 | N | [57 empty] | GAS | [39 empty] | 1.1659 | 0.0016829 | 10.4
15090 | PIMA County Wastewater Manage | 55257 | Ina Road Water Pollution Control Fac | AZ | PIMA | 6 | IC | OP | 0.6 | 0.6 | 0.6 |  | 7 | 1977 | NG | OBG | Y | N | Y | Commercial CHP |  |  |  | 2013 | N | [57 empty] | GAS | [39 empty] | 1.1659 | 0.0016829 | 10.4
15090 | PIMA County Wastewater Manage | 55257 | Ina Road Water Pollution Control Fac | AZ | PIMA | 7 | IC | OP | 0.6 | 0.6 | 0.6 |  | 7 | 1977 | NG | OBG | Y | N | Y | Commercial CHP |  |  |  | 2013 | N | [57 empty] | GAS | [39 empty] | 1.1659 | 0.0016829 | 10.4
15095 | City of Piqua - (OH) | 2937 | Piqua Power Plant | OH | Miami | 11 | GT | OP | 16.3 | 16.5 | 16.5 |  | 12 | 1989 | DFO |  | N | N | N | Electric Utility | [62 empty] | LIQUID | [39 empty] | 0.52786 | 0.09986 | 14.273
15095 | City of Piqua - (OH) | 2937 | Piqua Power Plant | OH | Miami | 8 | GT | OP | 20 | 20 | 20 |  | 1 | 1972 | DFO |  | N | N | N | Electric Utility | [62 empty] | LIQUID | [39 empty] | 0.8302 | 0.17135 | 13.2324
15112 | Plymouth Cogeneration LP | 54803 | Plymouth State College Cogeneration | NH | Grafton | A | IC | OP | 1.2 | 1.2 | 1.2 |  | 4 | 1994 | DFO |  | N | Y | Y | Commercial CHP |  |  |  |  | N | [57 empty] | LIQUID | [39 empty] | 0.7385 | 0.025484 | 12.5895
15112 | Plymouth Cogeneration LP | 54803 | Plymouth State College Cogeneration | NH | Grafton | B | IC | OP | 1.6 | 1.6 | 1.6 |  | 8 | 2000 | DFO |  | N | Y | N | Commercial CHP |  |  |  |  | N | [57 empty] | LIQUID | [39 empty] | 0.7385 | 0.025484 | 12.5895
15114 | Pittsfield Generating Company, LP | 50002 | Pittsfield Generating LP | MA | Berkshire | GEN1 | CT | OP | 40 | 35.2 | 44.1 |  | 7 | 1990 | NG | DFO | Y | Y | Y | IPP CHP |  |  |  |  | N | [57 empty] | GAS | MA | Pittsfield Generating | 50002 | 1 | 2010 |  | CAIROS, RGGI | 1365.25 | 12 | 43007.25 |  |  | 0.0246 | 5.604 | 31674.15 | 530439.525 | 1 | Northeast Power Coordinating Council | Berkshire | Cogeneration | 4911 | Electric Services | 42.4564 | -73.2181 | PurEnergy, LLC (Operator) Pittsfield Generating Company, LP (Owner) |  |  | Operating | Combustion turbine | Pipeline Natural Gas | Diesel Oil |  | Selective Catalytic Reduction Steam Injection |  | 595 | 10.4 | GAS | 43 | 487.2093 | 0.0246 | 0.0010412 | 11.5459
15114 | Pittsfield Generating Company, LP | 50002 | Pittsfield Generating LP | MA | Berkshire | GEN2 | CT | OP | 40 | 35.2 | 44.1 |  | 7 | 1990 | NG | DFO | Y | Y | Y | IPP CHP |  |  |  |  | N | [57 empty] | GAS | MA | Pittsfield Generating | 50002 | 2 | 2010 |  | CAIROS, RGGI | 1416.75 | 12 | 45489.25 |  |  | 0.0218 | 5.306 | 34149.825 | 572632.35 | 1 | Northeast Power Coordinating Council | Berkshire | Cogeneration | 4911 | Electric Services | 42.4564 | -73.2181 | PurEnergy, LLC (Operator) Pittsfield Generating Company, LP (Owner) |  |  | Operating | Combustion turbine | Pipeline Natural Gas | Diesel Oil |  | Selective Catalytic Reduction Steam Injection |  | 595 | 10.4 | GAS | 43 | 487.2093 | 0.0218 | 0.0010412 | 11.5459
15114 | Pittsfield Generating Company, LP | 50002 | Pittsfield Generating LP | MA | Berkshire | GEN3 | CT | OP | 40 | 35.2 | 44.1 |  | 7 | 1990 | NG | DFO | Y | Y | Y | IPP CHP |  |  |  |  | N | [57 empty] | GAS | MA | Pittsfield Generating | 50002 | 3 | 2010 |  | CAIROS, RGGI | 1404.5 | 12 | 45152.75 |  |  | 0.0211 | 4.945 | 33483.825 | 561233.475 | 1 | Northeast Power Coordinating Council | Berkshire | Cogeneration | 4911 | Electric Services | 42.4564 | -73.2181 | PurEnergy, LLC (Operator) Pittsfield Generating Company, LP (Owner) |  |  | Operating | Combustion turbine | Pipeline Natural Gas | Diesel Oil |  | Selective Catalytic Reduction Steam Injection |  | 595 | 10.4 | GAS | 43 | 487.2093 | 0.0211 | 0.0010412 | 11.5459
15114 | Pittsfield Generating Company, LP | 50002 | Pittsfield Generating LP | MA | Berkshire | GEN4 | CA | OP | 53.4 | 48.7 | 54.1 |  | 7 | 1990 | NG |  | N | Y | Y | IPP CHP |  |  |  |  | N | [57 empty] | GAS | [39 empty] | 0 | 0 | 10.4
15127 | Placer County Water Agency | 424 | French Meadows | CA | Placer | 1 | HY | OP | 15.3 | 17 | 16 |  | 10 | 1966 | WAT |  | N | Y | N | Electric Utility | [62 empty] | N/A | [39 empty] | 0 | 0 | 10.4
15127 | Placer County Water Agency | 425 | Middle Fork | CA | Placer | 1 | HY | OP | 61.2 | 61 | 61 |  | 10 | 1966 | WAT |  | N | Y | N | Electric Utility | [62 empty] | N/A | [39 empty] | 0 | 0 | 10.4
15127 | Placer County Water Agency | 425 | Middle Fork | CA | Placer | 2 | HY | OP | 54.9 | 61 | 61 |  | 10 | 1966 | WAT |  | N | Y | N | Electric Utility | [62 empty] | N/A | [39 empty] | 0 | 0 | 10.4
15127 | Placer County Water Agency | 426 | Oxbow | CA | Placer | 1 | HY | OP | 6.1 | 6 | 6 |  | 10 | 1966 | WAT |  | N | Y | N | Electric Utility | [62 empty] | N/A | [39 empty] | 0 | 0 | 10.4
15127 | Placer County Water Agency | 427 | Ralston | CA | Placer | 1 | HY | OP | 79.2 | 86.3 | 86.3 |  | 10 | 1966 | WAT |  | N | Y | N | Electric Utility | [62 empty] | N/A | [39 empty] | 0 | 0 | 10.4
15132 | City of Plainview - (NE) | 2297 | Plainview Muncipal Power | NE | Pierce | 1 | IC | OP | 1.1 | 1.1 | 1.1 |  | 1 | 1949 | DFO |  | N | Y | N | Electric Utility | [62 empty] | LIQUID | [39 empty] | 0.7385 | 0.025484 | 12.5895
15132 | City of Plainview - (NE) | 2297 | Plainview Muncipal Power | NE | Pierce | 3 | IC | OP | 0.9 | 0.9 | 0.9 |  | 1 | 1958 | DFO |  | N | Y | N | Electric Utility | [62 empty] | LIQUID | [39 empty] | 0.7385 | 0.025484 | 12.5895
15132 | City of Plainview - (NE) | 2297 | Plainview Muncipal Power | NE | Pierce | 4 | IC | OP | 1.2 | 1.2 | 1.2 |  | 1 | 1963 | DFO |  | N | Y | N | Electric Utility | [62 empty] | LIQUID | [39 empty] | 0.7385 | 0.025484 | 12.5895
15132 | City of Plainview - (NE) | 2297 | Plainview Muncipal Power | NE | Pierce | 5 | IC | OP | 1.8 | 1.8 | 1.8 |  | 6 | 1999 | DFO |  | N | Y | N | Electric Utility | [62 empty] | LIQUID | [39 empty] | 0.7385 | 0.025484 | 12.5895
15137 | City of Plaquemine - (LA) | 1455 | Plaquemine | LA | Iberville | 2 | ST | OP | 24 | 20.4 | 20.4 |  | 1 | 1976 | NG |  | N | Y | N | Electric Utility | [62 empty] | GAS | [39 empty] | 0.20716 | 0.0008138 | 11.5032
15142 | Plains End Operating Services LLC | 55650 | Plains End | CO | Jefferson | GE10 | IC | OP | 5.7 | 5.7 | 5.7 |  | 5 | 2002 | NG |  | N | Y | N | IPP Non-CHP |  |  |  |  | N | [57 empty] | GAS | [39 empty] | 1.1659 | 0.0016829 | 10.4
15142 | Plains End Operating Services LLC | 55650 | Plains End | CO | Jefferson | GE11 | IC | OP | 5.7 | 5.7 | 5.7 |  | 5 | 2002 | NG |  | N | Y | N | IPP Non-CHP |  |  |  |  | N | [57 empty] | GAS | [39 empty] | 1.1659 | 0.0016829 | 10.4
15142 | Plains End Operating Services LLC | 55650 | Plains End | CO | Jefferson | GE12 | IC | OP | 5.7 | 5.7 | 5.7 |  | 5 | 2002 | NG |  | N | Y | N | IPP Non-CHP |  |  |  |  | N | [57 empty] | GAS | [39 empty] | 1.1659 | 0.0016829 | 10.4
15142 | Plains End Operating Services LLC | 55650 | Plains End | CO | Jefferson | GE13 | IC | OP | 5.7 | 5.7 | 5.7 |  | 5 | 2002 | NG |  | N | Y | N | IPP Non-CHP |  |  |  |  | N | [57 empty] | GAS | [39 empty] | 1.1659 | 0.0016829 | 10.4
15142 | Plains End Operating Services LLC | 55650 | Plains End | CO | Jefferson | GE14 | IC | OP | 5.7 | 5.7 | 5.7 |  | 5 | 2002 | NG |  | N | Y | N | IPP Non-CHP |  |  |  |  | N | [57 empty] | GAS | [39 empty] | 1.1659 | 0.0016829 | 10.4
15142 | Plains End Operating Services LLC | 55650 | Plains End | CO | Jefferson | GE15 | IC | OP | 5.7 | 5.7 | 5.7 |  | 5 | 2002 | NG |  | N | Y | N | IPP Non-CHP |  |  |  |  | N | [57 empty] | GAS | [39 empty] | 1.1659 | 0.0016829 | 10.4
15142 | Plains End Operating Services LLC | 55650 | Plains End | CO | Jefferson | GE16 | IC | OP | 5.7 | 5.7 | 5.7 |  | 5 | 2002 | NG |  | N | Y | N | IPP Non-CHP |  |  |  |  | N | [57 empty] | GAS | [39 empty] | 1.1659 | 0.0016829 | 10.4
15142 | Plains End Operating Services LLC | 55650 | Plains End | CO | Jefferson | GE17 | IC | OP | 5.7 | 5.7 | 5.7 |  | 5 | 2002 | NG |  | N | Y | N | IPP Non-CHP |  |  |  |  | N | [57 empty] | GAS | [39 empty] | 1.1659 | 0.0016829 | 10.4
15142 | Plains End Operating Services LLC | 55650 | Plains End | CO | Jefferson | GE18 | IC | OP | 5.7 | 5.7 | 5.7 |  | 5 | 2002 | NG |  | N | Y | N | IPP Non-CHP |  |  |  |  | N | [57 empty] | GAS | [39 empty] | 1.1659 | 0.0016829 | 10.4
15142 | Plains End Operating Services LLC | 55650 | Plains End | CO | Jefferson | GE19 | IC | OP | 5.7 | 5.7 | 5.7 |  | 5 | 2002 | NG |  | N | Y | N | IPP Non-CHP |  |  |  |  | N | [57 empty] | GAS | [39 empty] | 1.1659 | 0.0016829 | 10.4
15142 | Plains End Operating Services LLC | 55650 | Plains End | CO | Jefferson | GE20 | IC | OP | 5.7 | 5.7 | 5.7 |  | 5 | 2002 | NG |  | N | Y | N | IPP Non-CHP |  |  |  |  | N | [57 empty] | GAS | [39 empty] | 1.1659 | 0.0016829 | 10.4
15142 | Plains End Operating Services LLC | 55650 | Plains End | CO | Jefferson | GEN1 | IC | OP | 5.7 | 5.7 | 5.7 |  | 5 | 2002 | NG |  | N | Y | N | IPP Non-CHP |  |  |  |  | N | [57 empty] | GAS | [39 empty] | 1.1659 | 0.0016829 | 10.4
15142 | Plains End Operating Services LLC | 55650 | Plains End | CO | Jefferson | GEN2 | IC | OP | 5.7 | 5.7 | 5.7 |  | 5 | 2002 | NG |  | N | Y | N | IPP Non-CHP |  |  |  |  | N | [57 empty] | GAS | [39 empty] | 1.1659 | 0.0016829 | 10.4
15142 | Plains End Operating Services LLC | 55650 | Plains End | CO | Jefferson | GEN3 | IC | OP | 5.7 | 5.7 | 5.7 |  | 5 | 2002 | NG |  | N | Y | N | IPP Non-CHP |  |  |  |  | N | [57 empty] | GAS | [39 empty] | 1.1659 | 0.0016829 | 10.4
15142 | Plains End Operating Services LLC | 55650 | Plains End | CO | Jefferson | GEN4 | IC | OP | 5.7 | 5.7 | 5.7 |  | 5 | 2002 | NG |  | N | Y | N | IPP Non-CHP |  |  |  |  | N | [57 empty] | GAS | [39 empty] | 1.1659 | 0.0016829 | 10.4
15142 | Plains End Operating Services LLC | 55650 | Plains End | CO | Jefferson | GEN5 | IC | OP | 5.7 | 5.7 | 5.7 |  | 5 | 2002 | NG |  | N | Y | N | IPP Non-CHP |  |  |  |  | N | [57 empty] | GAS | [39 empty] | 1.1659 | 0.0016829 | 10.4
15142 | Plains End Operating Services LLC | 55650 | Plains End | CO | Jefferson | GEN6 | IC | OP | 5.7 | 5.7 | 5.7 |  | 5 | 2002 | NG |  | N | Y | N | IPP Non-CHP |  |  |  |  | N | [57 empty] | GAS | [39 empty] | 1.1659 | 0.0016829 | 10.4
15142 | Plains End Operating Services LLC | 55650 | Plains End | CO | Jefferson | GEN7 | IC | OP | 5.7 | 5.7 | 5.7 |  | 5 | 2002 | NG |  | N | Y | N | IPP Non-CHP |  |  |  |  | N | [57 empty] | GAS | [39 empty] | 1.1659 | 0.0016829 | 10.4
15142 | Plains End Operating Services LLC | 55650 | Plains End | CO | Jefferson | GEN8 | IC | OP | 5.7 | 5.7 | 5.7 |  | 5 | 2002 | NG |  | N | Y | N | IPP Non-CHP |  |  |  |  | N | [57 empty] | GAS | [39 empty] | 1.1659 | 0.0016829 | 10.4
15142 | Plains End Operating Services LLC | 55650 | Plains End | CO | Jefferson | GEN9 | IC | OP | 5.7 | 5.7 | 5.7 |  | 5 | 2002 | NG |  | N | Y | N | IPP Non-CHP |  |  |  |  | N | [57 empty] | GAS | [39 empty] | 1.1659 | 0.0016829 | 10.4
15142 | Plains End Operating Services LLC | 56516 | Plains End II LLC | CO | Jefferson | 2G01 | IC | OP | 8.4 | 8.3 | 8.3 |  | 5 | 2008 | NG |  | N | Y | N | IPP Non-CHP |  |  |  |  | N | [57 empty] | GAS | [39 empty] | 1.1659 | 0.0016829 | 10.4
15142 | Plains End Operating Services LLC | 56516 | Plains End II LLC | CO | Jefferson | 2G02 | IC | OP | 8.4 | 8.3 | 8.3 |  | 5 | 2008 | NG |  | N | Y | N | IPP Non-CHP |  |  |  |  | N | [57 empty] | GAS | [39 empty] | 1.1659 | 0.0016829 | 10.4
15142 | Plains End Operating Services LLC | 56516 | Plains End II LLC | CO | Jefferson | 2G03 | IC | OP | 8.4 | 8.3 | 8.3 |  | 5 | 2008 | NG |  | N | Y | N | IPP Non-CHP |  |  |  |  | N | [57 empty] | GAS | [39 empty] | 1.1659 | 0.0016829 | 10.4
15142 | Plains End Operating Services LLC | 56516 | Plains End II LLC | CO | Jefferson | 2G04 | IC | OP | 8.4 | 8.3 | 8.3 |  | 5 | 2008 | NG |  | N | Y | N | IPP Non-CHP |  |  |  |  | N | [57 empty] | GAS | [39 empty] | 1.1659 | 0.0016829 | 10.4
15142 | Plains End Operating Services LLC | 56516 | Plains End II LLC | CO | Jefferson | 2G05 | IC | OP | 8.4 | 8.3 | 8.3 |  | 5 | 2008 | NG |  | N | Y | N | IPP Non-CHP |  |  |  |  | N | [57 empty] | GAS | [39 empty] | 1.1659 | 0.0016829 | 10.4
15142 | Plains End Operating Services LLC | 56516 | Plains End II LLC | CO | Jefferson | 2G06 | IC | OP | 8.4 | 8.3 | 8.3 |  | 5 | 2008 | NG |  | N | Y | N | IPP Non-CHP |  |  |  |  | N | [57 empty] | GAS | [39 empty] | 1.1659 | 0.0016829 | 10.4
15142 | Plains End Operating Services LLC | 56516 | Plains End II LLC | CO | Jefferson | 2G07 | IC | OP | 8.4 | 8.3 | 8.3 |  | 5 | 2008 | NG |  | N | Y | N | IPP Non-CHP |  |  |  |  | N | [57 empty] | GAS | [39 empty] | 1.1659 | 0.0016829 | 10.4
15142 | Plains End Operating Services LLC | 56516 | Plains End II LLC | CO | Jefferson | 2G08 | IC | OP | 8.4 | 8.3 | 8.3 |  | 5 | 2008 | NG |  | N | Y | N | IPP Non-CHP |  |  |  |  | N | [57 empty] | GAS | [39 empty] | 1.1659 | 0.0016829 | 10.4
15142 | Plains End Operating Services LLC | 56516 | Plains End II LLC | CO | Jefferson | 2G09 | IC | OP | 8.4 | 8.3 | 8.3 |  | 5 | 2008 | NG |  | N | Y | N | IPP Non-CHP |  |  |  |  | N | [57 empty] | GAS | [39 empty] | 1.1659 | 0.0016829 | 10.4
15142 | Plains End Operating Services LLC | 56516 | Plains End II LLC | CO | Jefferson | 2G10 | IC | OP | 8.4 | 8.3 | 8.3 |  | 5 | 2008 | NG |  | N | Y | N | IPP Non-CHP |  |  |  |  | N | [57 empty] | GAS | [39 empty] | 1.1659 | 0.0016829 | 10.4
15142 | Plains End Operating Services LLC | 56516 | Plains End II LLC | CO | Jefferson | 2G11 | IC | OP | 8.4 | 8.3 | 8.3 |  | 5 | 2008 | NG |  | N | Y | N | IPP Non-CHP |  |  |  |  | N | [57 empty] | GAS | [39 empty] | 1.1659 | 0.0016829 | 10.4
15142 | Plains End Operating Services LLC | 56516 | Plains End II LLC | CO | Jefferson | 2G12 | IC | OP | 8.4 | 8.3 | 8.3 |  | 5 | 2008 | NG |  | N | Y | N | IPP Non-CHP |  |  |  |  | N | [57 empty] | GAS | [39 empty] | 1.1659 | 0.0016829 | 10.4
15142 | Plains End Operating Services LLC | 56516 | Plains End II LLC | CO | Jefferson | 2G13 | IC | OP | 8.4 | 8.3 | 8.3 |  | 5 | 2008 | NG |  | N | Y | N | IPP Non-CHP |  |  |  |  | N | [57 empty] | GAS | [39 empty] | 1.1659 | 0.0016829 | 10.4
15142 | Plains End Operating Services LLC | 56516 | Plains End II LLC | CO | Jefferson | 2G14 | IC | OP | 8.4 | 8.3 | 8.3 |  | 5 | 2008 | NG |  | N | Y | N | IPP Non-CHP |  |  |  |  | N | [57 empty] | GAS | [39 empty] | 1.1659 | 0.0016829 | 10.4
15143 | Platte River Power Authority | 6761 | Rawhide | CO | Larimer | 1 | ST | OP | 293.6 | 278 | 280 |  | 4 | 1984 | SUB |  | N | Y | N | Electric Utility |  |  |  |  | N | Y |  | Y |  |  |  | 101 | 1984 | 600000 | [16 empty] | OP: OP; DP: SD; LS: LA; N: Y | 0.3 | 80 | 360 | 1200000 | 100 | OP | BR |  |  | 4.9 | 0 | 0.2 | 0.4 | 0.2 | 0.3 | 99.9 | 80 | 1200000 |  |  |  |  | COAL | CO | Rawhide Energy Station | 6761 | 101 | 2010 |  | ARP | 8301.43 | 12 | 2398277.87 |  | 879.157 | 0.1687 | 1822.297 | 2267364.135 | 21618619.99 | 8 | Western Electricity Coordinating Council | Larimer | Electric Utility | 4911 | Electric Services | 40.8611 | -105.0206 | Platte River Power Authority (Owner/Operator) | Phase 2 | Early Election | Operating | Tangentially-fired | Coal |  | Dry Lime FGD | Low NOx Burner Technology w/ Closed-coupled/Separated OFA | Baghouse | 3500 | 9.0157 | COAL | 310 | 446.4286 | 0.1687 | 0.081333 | 9.0142
15143 | Platte River Power Authority | 6761 | Rawhide | CO | Larimer | A | GT | OP | 89.3 | 65 | 73 |  | 6 | 2002 | NG |  | N | Y | N | Electric Utility |  |  |  |  | N | [57 empty] | GAS | CO | Rawhide Energy Station | 6761 | A | 2010 |  | ARP | 88.64 | 12 | 5046.49 |  | 0.02 | 0.0409 | 0.949 | 3929.135 | 66105.929 | 8 | Western Electricity Coordinating Council | Larimer | Electric Utility | 4911 | Electric Services | 40.8611 | -105.0206 | Platte River Power Authority (Owner/Operator) | Phase 2 |  | Operating | Combustion turbine | Pipeline Natural Gas |  |  | Dry Low NOx Burners |  | 900 | 12.6867 | GAS | 67 | 1455.2239 | 0.0409 | 0.000605 | 12.6867
15143 | Platte River Power Authority | 6761 | Rawhide | CO | Larimer | B | GT | OP | 89.3 | 65 | 73 |  | 8 | 2002 | NG |  | N | Y | N | Electric Utility |  |  |  |  | N | [57 empty] | GAS | CO | Rawhide Energy Station | 6761 | B | 2010 |  | ARP | 141.98 | 12 | 8051.84 |  | 0.03 | 0.0436 | 1.621 | 6037.856 | 101597.074 | 8 | Western Electricity Coordinating Council | Larimer | Electric Utility | 4911 | Electric Services | 40.8611 | -105.0206 | Platte River Power Authority (Owner/Operator) | Phase 2 |  | Operating | Combustion turbine | Pipeline Natural Gas |  |  | Dry Low NOx Burners |  | 900 | 12.3849 | GAS | 70 | 1478.5714 | 0.0436 | 0.000591 | 12.3849
15143 | Platte River Power Authority | 6761 | Rawhide | CO | Larimer | C | GT | OP | 89.3 | 65 | 73 |  | 9 | 2002 | NG |  | N | Y | N | Electric Utility |  |  |  |  | N | [57 empty] | GAS | CO | Rawhide Energy Station | 6761 | C | 2010 |  | ARP | 116.83 | 12 | 6465.63 |  | 0.025 | 0.0423 | 1.171 | 4918.969 | 82772.058 | 8 | Western Electricity Coordinating Council | Larimer | Electric Utility | 4911 | Electric Services | 40.8611 | -105.0206 | Platte River Power Authority (Owner/Operator) | Phase 2 |  | Operating | Combustion turbine | Pipeline Natural Gas |  |  | Dry Low NOx Burners |  | 900 | 12.4365 | GAS | 79 | 1458.9041 | 0.0423 | 0.000604 | 12.4365
15143 | Platte River Power Authority | 6761 | Rawhide | CO | Larimer | D | GT | OP | 89.3 | 65 | 73 |  | 6 | 2004 | NG |  | N | Y | N | Electric Utility |  |  |  |  | N | [57 empty] | GAS | CO | Rawhide Energy Station | 6761 | D | 2010 |  | ARP | 179.51 | 12 | 9976.35 |  | 0.038 | 0.0393 | 1.872 | 7559.52 | 127204.778 | 8 | Western Electricity Coordinating Council | Larimer | Electric Utility | 4911 | Electric Services | 40.8611 | -105.0206 | Platte River Power Authority (Owner/Operator) | Phase 2 |  | Operating | Combustion turbine | Pipeline Natural Gas |  |  | Dry Low NOx Burners |  | 900 | 12.3615 | GAS | 70 | 1478.5714 | 0.0393 | 0.000597 | 12.3615
15143 | Platte River Power Authority | 6761 | Rawhide | CO | Larimer | F | GT | OP | 149.6 | 128 | 143 |  | 6 | 2008 | NG |  | N | Y | N | Electric Utility |  |  |  |  | N | [57 empty] | GAS | CO | Rawhide Energy Station | 6761 | F | 2010 |  | ARP | 327.21 | 12 | 36207.91 |  | 0.123 | 0.0376 | 6.67 | 24420.231 | 410911.286 | 8 | Western Electricity Coordinating Council | Larimer | Electric Utility | 4911 | Electric Services | 40.8611 | -105.0206 | Platte River Power Authority (Owner/Operator) | Phase 2 |  | Operating | Combustion turbine | Pipeline Natural Gas |  |  | Dry Low NOx Burners |  | 1700 | 10.9933 | GAS | 149 | 1479.021 | 0.0376 | 0.000599 | 10.9933
15143 | Platte River Power Authority | 692 | Medicine Bow | WY | Carbon | 10 | WT | OP | 0.7 | 0.7 | 0.7 |  | 7 | 2000 | WND |  | N | Y | N | Electric Utility |  |  |  |  | N | [57 empty] | N/A | [39 empty] | 0 | 0 | 10.4
15143 | Platte River Power Authority | 692 | Medicine Bow | WY | Carbon | 11 | WT | OP | 0.7 | 0.7 | 0.7 |  | 7 | 2000 | WND |  | N | Y | N | Electric Utility |  |  |  |  | N | [57 empty] | N/A | [39 empty] | 0 | 0 | 10.4
15143 | Platte River Power Authority | 692 | Medicine Bow | WY | Carbon | 1A | WT | OP | 0.6 | 0.6 | 0.6 |  | 4 | 1998 | WND |  | N | Y | N | Electric Utility |  |  |  |  | N | [57 empty] | N/A | [39 empty] | 0 | 0 | 10.4
15143 | Platte River Power Authority | 692 | Medicine Bow | WY | Carbon | 2A | WT | OP | 0.6 | 0.6 | 0.6 |  | 4 | 1998 | WND |  | N | Y | N | Electric Utility |  |  |  |  | N | [57 empty] | N/A | [39 empty] | 0 | 0 | 10.4
15143 | Platte River Power Authority | 692 | Medicine Bow | WY | Carbon | 5 | WT | OP | 0.7 | 0.7 | 0.7 |  | 10 | 1999 | WND |  | N | Y | N | Electric Utility |  |  |  |  | N | [57 empty] | N/A | [39 empty] | 0 | 0 | 10.4
15143 | Platte River Power Authority | 692 | Medicine Bow | WY | Carbon | 6 | WT | OP | 0.7 | 0.7 | 0.7 |  | 10 | 1999 | WND |  | N | Y | N | Electric Utility |  |  |  |  | N | [57 empty] | N/A | [39 empty] | 0 | 0 | 10.4
15143 | Platte River Power Authority | 692 | Medicine Bow | WY | Carbon | 7 | WT | OP | 0.7 | 0.7 | 0.7 |  | 10 | 1999 | WND |  | N | Y | N | Electric Utility |  |  |  |  | N | [57 empty] | N/A | [39 empty] | 0 | 0 | 10.4
15143 | Platte River Power Authority | 692 | Medicine Bow | WY | Carbon | 8 | WT | OP | 0.7 | 0.7 | 0.7 |  | 10 | 1999 | WND |  | N | Y | N | Electric Utility |  |  |  |  | N | [57 empty] | N/A | [39 empty] | 0 | 0 | 10.4
15143 | Platte River Power Authority | 692 | Medicine Bow | WY | Carbon | 9 | WT | OP | 0.7 | 0.7 | 0.7 |  | 10 | 1999 | WND |  | N | Y | N | Electric Utility |  |  |  |  | N | [57 empty] | N/A | [39 empty] | 0 | 0 | 10.4
15147 | PSEG Fossil LLC | 2398 | Bergen Generating Station | NJ | Bergen | 1101 | CT | OP | 112.5 | 110.1 | 119.7 |  | 6 | 1995 | NG | DFO | Y | Y | N | IPP Non-CHP |  |  |  |  | N | [57 empty] | GAS | NJ | Bergen | 2398 | 1101 | 2010 |  | ARP, CAIRNOX, CAIROS, CAIRSO2, RGGI | 7050.51 | 12 | 481177.06 |  | 1.818 | 0.0292 | 76.664 | 327409.221 | 5500806.27 | 2 | Mid-Atlantic Area Council | Bergen | Electric Utility | 4911 | Electric Services | 40.8375 | -74.0244 | PSEG (Owner/Operator) | Phase 2 |  | Operating | Combined cycle | Pipeline Natural Gas | Diesel Oil |  | Dry Low NOx Burners Water Injection |  | 1515 | 10.6152 | GAS | 112 | 1965.625 | 0.0292 | 0.000661 | 10.6152
15147 | PSEG Fossil LLC | 2398 | Bergen Generating Station | NJ | Bergen | 1501 | CA | OP | 287.2 | 188.1 | 204.5 |  | 5 | 1959 | NG | DFO | Y | Y | N | IPP Non-CHP |  |  |  |  | N | [57 empty] | GAS | [39 empty] | 0 | 0 | 10.4
15147 | PSEG Fossil LLC | 2398 | Bergen Generating Station | NJ | Bergen | 2101 | CT | OP | 174 | 162 | 170.7 |  | 6 | 2002 | NG | DFO | Y | Y | N | IPP Non-CHP |  |  |  |  | N | [57 empty] | GAS | NJ | Bergen | 2398 | 2101 | 2010 |  | ARP, CAIRNOX, CAIROS, CAIRSO2, RGGI | 6845.34 | 12 | 838691.69 |  | 2.907 | 0.01 | 34.203 | 575802.534 | 9688967.263 | 2 | Mid-Atlantic Area Council | Bergen | Electric Utility | 4911 | Electric Services | 40.8375 | -74.0244 | PSEG (Owner/Operator) | Phase 2 |  | Operating | Combined cycle | Pipeline Natural Gas | Diesel Oil |  | Dry Low NOx Burners Water Injection Selective Catalytic Reduction |  | 2450 | 11.0948 | GAS | 191 | 1940.539 | 0.01 | 0.0006 | 11.0948
15147 | PSEG Fossil LLC | 2398 | Bergen Generating Station | NJ | Bergen | 2201 | CT | OP | 174.2 | 162 | 170.7 |  | 6 | 2002 | NG | DFO | Y | Y | N | IPP Non-CHP |  |  |  |  | N | [57 empty] | GAS | NJ | Bergen | 2398 | 2201 | 2010 |  | ARP, CAIRNOX, CAIROS, CAIRSO2, RGGI | 7216.97 | 12 | 946769.68 |  | 3.225 | 0.0092 | 35.897 | 638910.295 | 10750942.91 | 2 | Mid-Atlantic Area Council | Bergen | Electric Utility | 4911 | Electric Services | 40.8375 | -74.0244 | PSEG (Owner/Operator) | Phase 2 |  | Operating | Combined cycle | Pipeline Natural Gas | Diesel Oil |  | Dry Low NOx Burners Water Injection Selective Catalytic Reduction |  | 2450 | 11.0136 | GAS | 186 | 1955.1845 | 0.0092 | 0.0006 | 11.0136
15147 | PSEG Fossil LLC | 2398 | Bergen Generating Station | NJ | Bergen | 2301 | CA | OP | 258 | 232.9 | 245.4 |  | 6 | 2002 | NG | DFO | Y | Y | N | IPP Non-CHP |  |  |  |  | N | [6 empty] | 2101¦¦2201 | 2002 | 558156 | [48 empty] | GAS | [39 empty] | 0 | 0 | 10.4
15147 | PSEG Fossil LLC | 2398 | Bergen Generating Station | NJ | Bergen | 3 | GT | OP | 18.6 | 21.4 | 25.5 |  | 7 | 1967 | NG |  | N | Y | N | IPP Non-CHP |  |  |  | 2015 | N | [57 empty] | GAS | NJ | Bergen | 2398 | 3001 | 2010 |  | SIPNOX | 24 | 12 | 286 |  |  | 0.6999 | 1.592 |  | 4547.4 | 2 | Mid-Atlantic Area Council | Bergen | Electric Utility | 4911 | Electric Services | 40.8375 | -74.0244 | PSEG (Owner/Operator) |  |  | Operating | Combustion turbine | Pipeline Natural Gas |  |  |  |  | 327 | 10.4 | GAS | 15 | 150 | 0.6999 | 0.0057867 | 12.2506
15147 | PSEG Fossil LLC | 2399 | PSEG Burlington Generating Station | NJ | Burlington | 111 | GT | OP | 41.8 | 46.3 | 55.4 |  | 6 | 1972 | DFO |  | N | Y | N | IPP Non-CHP |  |  |  | 2015 | N | [57 empty] | LIQUID | NJ | Burlington Generating Station | 2399 | 18001 | 2010 | CP0001 | CAIRNOX, CAIROS, CAIRSO2, RGGI | 44 | 12 | 882 |  | 1.331 | 0.7758 | 5.136 | 1067.6 | 13177.3 | 2 |  | Burlington | Electric Utility | 4911 | Electric Services | 40.0753 | -74.8781 | PSEG (Owner/Operator) |  |  | Operating | Combustion turbine | Diesel Oil |  |  |  |  | 810 | 14.8732 | LIQUID | 49 | 434.6939 | 0.7758 | 0.20201 | 14.8732
15147 | PSEG Fossil LLC | 2399 | PSEG Burlington Generating Station | NJ | Burlington | 121 | GT | OP | 60.5 | 44 | 52.7 |  | 6 | 2000 | NG | DFO | Y | Y | N | IPP Non-CHP |  |  |  |  | N | [57 empty] | GAS | NJ | Burlington Generating Station | 2399 | 121 | 2010 |  | ARP, CAIRNOX, CAIROS, CAIRSO2, RGGI | 882.09 | 12 | 34632.63 |  | 0.266 | 0.1285 | 15.117 | 19612.971 | 323175.437 | 2 |  | Burlington | Electric Utility | 4911 | Electric Services | 40.0753 | -74.8781 | PSEG (Owner/Operator) | Phase 2 |  | Operating | Combustion turbine | Pipeline Natural Gas | Diesel Oil |  | Water Injection |  | 463 | 8.6885 | GAS | 51 | 1983.3333 | 0.1285 | 0.0016462 | 8.6885
15147 | PSEG Fossil LLC | 2399 | PSEG Burlington Generating Station | NJ | Burlington | 122 | GT | OP | 60.5 | 42.4 | 52.4 |  | 6 | 2000 | NG | DFO | Y | Y | N | IPP Non-CHP |  |  |  |  | N | [57 empty] | GAS | NJ | Burlington Generating Station | 2399 | 122 | 2010 |  | ARP, CAIRNOX, CAIROS, CAIRSO2, RGGI | 857.45 | 12 | 33023.35 |  | 0.238 | 0.125 | 14.369 | 18989.546 | 313902.043 | 2 |  | Burlington | Electric Utility | 4911 | Electric Services | 40.0753 | -74.8781 | PSEG (Owner/Operator) | Phase 2 |  | Operating | Combustion turbine | Pipeline Natural Gas | Diesel Oil |  | Water Injection |  | 463 | 8.7574 | GAS | 50 | 1976 | 0.125 | 0.0015164 | 8.7574
15147 | PSEG Fossil LLC | 2399 | PSEG Burlington Generating Station | NJ | Burlington | 123 | GT | OP | 60.5 | 42.2 | 52.4 |  | 6 | 2000 | NG | DFO | Y | Y | N | IPP Non-CHP |  |  |  |  | N | [57 empty] | GAS | NJ | Burlington Generating Station | 2399 | 123 | 2010 |  | ARP, CAIRNOX, CAIROS, CAIRSO2, RGGI | 925.76 | 12 | 34640.63 |  | 0.178 | 0.122 | 14.629 | 19389.509 | 322461.483 | 2 |  | Burlington | Electric Utility | 4911 | Electric Services | 40.0753 | -74.8781 | PSEG (Owner/Operator) | Phase 2 |  | Operating | Combustion turbine | Pipeline Natural Gas | Diesel Oil |  | Water Injection |  | 463 | 8.7456 | GAS | 52 | 1996.1538 | 0.122 | 0.001104 | 8.7456
15147 | PSEG Fossil LLC | 2399 | PSEG Burlington Generating Station | NJ | Burlington | 124 | GT | OP | 60.5 | 43.4 | 53 |  | 6 | 2000 | NG | DFO | Y | Y | N | IPP Non-CHP |  |  |  |  | N | [57 empty] | GAS | NJ | Burlington Generating Station | 2399 | 124 | 2010 |  | ARP, CAIRNOX, CAIROS, CAIRSO2, RGGI | 944.34 | 12 | 35829.33 |  | 0.265 | 0.1232 | 15.67 | 20703.013 | 341919.669 | 2 |  | Burlington | Electric Utility | 4911 | Electric Services | 40.0753 | -74.8781 | PSEG (Owner/Operator) | Phase 2 |  | Operating | Combustion turbine | Pipeline Natural Gas | Diesel Oil |  | Water Injection |  | 463 | 8.9114 | GAS | 49 | 1959.1837 | 0.1232 | 0.0015501 | 8.9114
15147 | PSEG Fossil LLC | 2399 | PSEG Burlington Generating Station | NJ | Burlington | 8 | GT | OP | 18.5 | 21.6 | 25.5 |  | 6 | 1967 | DFO |  | N | Y | N | IPP Non-CHP |  |  |  | 2015 | N | [57 empty] | LIQUID | NJ | Burlington Generating Station | 2399 | 32001 | 2010 | CP0001 | CAIRNOX, CAIROS, CAIRSO2, RGGI | 32 | 12 | 729 |  | 1.113 | 0.7767 | 4.294 | 892.5 | 11014.4 | 2 |  | Burlington | Electric Utility | 4911 | Electric Services | 40.0753 | -74.8781 | PSEG (Owner/Operator) |  |  | Operating | Combustion turbine | Diesel Oil |  |  |  |  | 810 | 15.0585 | LIQUID | 43 | 156.8627 | 0.7767 | 0.2021 | 15.0585
15147 | PSEG Fossil LLC | 2399 | PSEG Burlington Generating Station | NJ | Burlington | 91 | GT | OP | 41.8 | 48.8 | 54.9 |  | 5 | 1972 | DFO |  | N | Y | N | IPP Non-CHP |  |  |  | 2015 | N | [57 empty] | LIQUID | NJ | Burlington Generating Station | 2399 | 18001 | 2010 | CP0001 | CAIRNOX, CAIROS, CAIRSO2, RGGI | 44 | 12 | 882 |  | 1.331 | 0.7758 | 5.136 | 1067.6 | 13177.3 | 2 |  | Burlington | Electric Utility | 4911 | Electric Services | 40.0753 | -74.8781 | PSEG (Owner/Operator) |  |  | Operating | Combustion turbine | Diesel Oil |  |  |  |  | 810 | 14.8732 | LIQUID | 49 | 439.7959 | 0.7758 | 0.20201 | 14.8732
15147 | PSEG Fossil LLC | 2400 | PSEG Edison Generating Station | NJ | Middlesex | 11 | GT | OP | 41.8 | 44.1 | 51.2 |  | 5 | 1971 | NG | DFO | Y | Y | N | IPP Non-CHP |  |  |  | 2015 | N | [57 empty] | GAS | NJ | Edison | 2400 | 11001 | 2010 | CP0001 | CAIRNOX, CAIROS, CAIRSO2, RGGI | 433 | 12 | 11335 |  | 0.64 | 0.2224 | 18.578 | 10056.5 | 168346.3 | 2 |  | Middlesex | Electric Utility | 4911 | Electric Services | 40.4911 | -74.3958 | PSEG (Owner/Operator) |  |  | Operating | Combustion turbine | Pipeline Natural Gas | Diesel Oil |  | Water Injection |  | 810 | 14.8831 | GAS | 45 | 431.1111 | 0.2224 | 0.0076034 | 14.8519
15147 | PSEG Fossil LLC | 2400 | PSEG Edison Generating Station | NJ | Middlesex | 21 | GT | OP | 41.8 | 43 | 50.3 |  | 6 | 1971 | NG | DFO | Y | Y | N | IPP Non-CHP |  |  |  | 2015 | N | [57 empty] | GAS | NJ | Edison | 2400 | 11001 | 2010 | CP0001 | CAIRNOX, CAIROS, CAIRSO2, RGGI | 433 | 12 | 11335 |  | 0.64 | 0.2224 | 18.578 | 10056.5 | 168346.3 | 2 |  | Middlesex | Electric Utility | 4911 | Electric Services | 40.4911 | -74.3958 | PSEG (Owner/Operator) |  |  | Operating | Combustion turbine | Pipeline Natural Gas | Diesel Oil |  | Water Injection |  | 810 | 14.8831 | GAS | 45 | 441.1111 | 0.2224 | 0.0076034 | 14.8519
15147 | PSEG Fossil LLC | 2400 | PSEG Edison Generating Station | NJ | Middlesex | 31 | GT | OP | 41.8 | 42.6 | 49.7 |  | 6 | 1971 | NG | DFO | Y | Y | N | IPP Non-CHP |  |  |  | 2015 | N | [57 empty] | GAS | NJ | Edison | 2400 | 11001 | 2010 | CP0001 | CAIRNOX, CAIROS, CAIRSO2, RGGI | 433 | 12 | 11335 |  | 0.64 | 0.2224 | 18.578 | 10056.5 | 168346.3 | 2 |  | Middlesex | Electric Utility | 4911 | Electric Services | 40.4911 | -74.3958 | PSEG (Owner/Operator) |  |  | Operating | Combustion turbine | Pipeline Natural Gas | Diesel Oil |  | Water Injection |  | 810 | 14.8831 | GAS | 45 | 447.7778 | 0.2224 | 0.0076034 | 14.8519
15147 | PSEG Fossil LLC | 2401 | PSEG Essex Generating Station | NJ | Essex | 101 | GT | OP | 41.8 | 44 | 50.5 |  | 6 | 1971 | NG | DFO | Y | Y | N | IPP Non-CHP |  |  |  | 2015 | N | [57 empty] | GAS | NJ | Essex | 2401 | 24001 | 2010 | CP0001 | CAIRNOX, CAIROS, CAIRSO2, RGGI | 494 | 12 | 13625 |  | 0.797 | 0.4544 | 45.703 | 12091.2 | 202287.6 | 2 |  | Essex | Electric Utility | 4911 | Electric Services | 40.7375 | -74.1211 | PSEG (Owner/Operator) |  |  | Operating | Combustion turbine | Pipeline Natural Gas | Diesel Oil |  |  |  | 844 | 14.814 | GAS | 51 | 495.0495 | 0.4544 | 0.0078799 | 14.814
15147 | PSEG Fossil LLC | 2401 | PSEG Essex Generating Station | NJ | Essex | 111 | GT | OP | 41.8 | 46.1 | 54.6 |  | 12 | 1971 | NG | DFO | Y | Y | N | IPP Non-CHP |  |  |  | 2015 | N | [57 empty] | GAS | NJ | Essex | 2401 | 24001 | 2010 | CP0001 | CAIRNOX, CAIROS, CAIRSO2, RGGI | 494 | 12 | 13625 |  | 0.797 | 0.4544 | 45.703 | 12091.2 | 202287.6 | 2 |  | Essex | Electric Utility | 4911 | Electric Services | 40.7375 | -74.1211 | PSEG (Owner/Operator) |  |  | Operating | Combustion turbine | Pipeline Natural Gas | Diesel Oil |  |  |  | 844 | 14.814 | GAS | 51 | 464.7059 | 0.4544 | 0.0078799 | 14.814
15147 | PSEG Fossil LLC | 2401 | PSEG Essex Generating Station | NJ | Essex | 121 | GT | OP | 41.8 | 46.6 | 55.1 |  | 6 | 1971 | NG | DFO | Y | Y | N | IPP Non-CHP |  |  |  | 2015 | N | [57 empty] | GAS | NJ | Essex | 2401 | 24001 | 2010 | CP0001 | CAIRNOX, CAIROS, CAIRSO2, RGGI | 494 | 12 | 13625 |  | 0.797 | 0.4544 | 45.703 | 12091.2 | 202287.6 | 2 |  | Essex | Electric Utility | 4911 | Electric Services | 40.7375 | -74.1211 | PSEG (Owner/Operator) |  |  | Operating | Combustion turbine | Pipeline Natural Gas | Diesel Oil |  |  |  | 844 | 14.814 | GAS | 51 | 459.8039 | 0.4544 | 0.0078799 | 14.814
15147 | PSEG Fossil LLC | 2401 | PSEG Essex Generating Station | NJ | Essex | 9 | GT | OP | 93.6 | 82 | 102.6 |  | 7 | 1990 | NG | DFO | Y | Y | N | IPP Non-CHP |  |  |  |  | N | [57 empty] | GAS | NJ | Essex | 2401 | 35001 | 2010 |  | CAIRNOX, CAIROS, CAIRSO2, RGGI | 432.13 | 12 | 32020.54 |  | 0.178 | 0.0787 | 12.279 | 19025.421 | 315278.55 | 2 |  | Essex | Electric Utility | 4911 | Electric Services | 40.7375 | -74.1211 | PSEG (Owner/Operator) |  |  | Operating | Combustion turbine | Pipeline Natural Gas | Diesel Oil |  | Water Injection Other |  | 1221 | 8.8677 | GAS | 95 | 460 | 0.0787 | 0.0011292 | 8.8677
15147 | PSEG Fossil LLC | 2403 | PSEG Hudson Generating Station | NJ | Hudson | 2 | ST | OP | 659.7 | 613.1 | 602.1 |  | 12 | 1968 | BIT | NG | Y | Y | N | IPP Non-CHP |  |  |  |  | N | Y |  |  | Y | N |  | 2 | 1968 | 838680 | [16 empty] | OP: OP; DP: SD; LS: LA; N: N |  | 94 | 900 | 2546000 | 100 | OP | EC |  |  | 10 |  | 1 |  |  |  | 98.4 | 607 | 2530000 |  |  |  |  | COAL | NJ | Hudson Generating Station | 2403 | 2 | 2010 |  | ARP, CAIRNOX, CAIROS, CAIRSO2, RGGI | 5221.81 | 12 | 2286972.42 |  | 1727.055 | 0.1775 | 2071.378 | 2301874.02 | 22432484.74 | 2 | Mid-Atlantic Area Council | Hudson | Electric Utility | 4911 | Electric Services | 40.7478 | -74.0719 | PSEG (Owner/Operator) | Phase 2 | Phase II Group 1 | Operating | Dry bottom wall-fired boiler | Coal | Pipeline Natural Gas | Dry Lime FGD (Began Nov 01, 2010) | Low NOx Burner Technology w/ Overfire Air Selective Non-catalytic Reduction Selective Catalytic Reduction (Began Nov 01, 2010) | Electrostatic Precipitator | 6600 | 9.4076 | COAL | 682 | 1933.6489 | 0.1775 | 0.15398 | 9.4076
15147 | PSEG Fossil LLC | 2404 | PSEG Kearny Generating Station | NJ | Hudson | 10 | GT | OP | 146.2 | 132.2 | 158.9 |  | 5 | 1970 | NG | DFO | Y | Y | N | IPP Non-CHP |  |  |  | 2012 | N | [57 empty] | GAS | NJ | Kearny Generating Station | 2404 | 17001 | 2010 | CP0001 | CAIRNOX, CAIROS, CAIRSO2, RGGI | 66 | 12 | 3496 |  | 0.019 | 0.7001 | 21.702 | 3657.8 | 62003.3 | 2 |  | Hudson | Electric Utility | 4911 | Electric Services | 40.7375 | -74.1 | PSEG (Owner/Operator) |  |  | Operating | Combustion turbine | Pipeline Natural Gas | Diesel Oil |  |  |  | 2672 | 17.5551 | GAS | 127 | 374.4094 | 0.7001 | 0.000613 | 17.5551
15147 | PSEG Fossil LLC | 2404 | PSEG Kearny Generating Station | NJ | Hudson | 11 | GT | OP | 146.2 | 131 | 171.6 |  | 12 | 1969 | NG | DFO | Y | Y | N | IPP Non-CHP |  |  |  | 2012 | N | [57 empty] | GAS | NJ | Kearny Generating Station | 2404 | 17001 | 2010 | CP0001 | CAIRNOX, CAIROS, CAIRSO2, RGGI | 66 | 12 | 3496 |  | 0.019 | 0.7001 | 21.702 | 3657.8 | 62003.3 | 2 |  | Hudson | Electric Utility | 4911 | Electric Services | 40.7375 | -74.1 | PSEG (Owner/Operator) |  |  | Operating | Combustion turbine | Pipeline Natural Gas | Diesel Oil |  |  |  | 2672 | 17.5551 | GAS | 127 | 324.4094 | 0.7001 | 0.000613 | 17.5551
15147 | PSEG Fossil LLC | 2404 | PSEG Kearny Generating Station | NJ | Hudson | 9 | GT | OP | 18.5 | 21.9 | 25.9 |  | 5 | 1967 | NG |  | N | Y | N | IPP Non-CHP |  |  |  | 2015 | N | [57 empty] | GAS | NJ | Kearny Generating Station | 2404 | 15001 | 2010 | CP0001 | SIPNOX | 97 | 12 | 1163 |  |  | 0.7003 | 7.169 |  | 20479.2 | 2 |  | Hudson | Electric Utility | 4911 | Electric Services | 40.7375 | -74.1 | PSEG (Owner/Operator) |  |  | Operating | Combustion turbine | Pipeline Natural Gas |  |  |  |  | 327 | 10.4 | GAS | 19 | 318.4211 | 0.7003 | 0.0057827 | 12.2329
15147 | PSEG Fossil LLC | 2404 | PSEG Kearny Generating Station | NJ | Hudson | N121 | GT | OP | 60.5 | 45.4 | 52.8 |  | 8 | 2001 | NG | DFO | Y | Y | N | IPP Non-CHP |  |  |  |  | N | [57 empty] | GAS | NJ | Kearny Generating Station | 2404 | 121 | 2010 |  | ARP, CAIRNOX, CAIROS, CAIRSO2, RGGI | 1006.33 | 12 | 40787.39 |  | 0.159 | 0.1353 | 16.594 | 21877.132 | 362362.319 | 2 |  | Hudson | Electric Utility | 4911 | Electric Services | 40.7375 | -74.1 | PSEG (Owner/Operator) | Phase 2 |  | Operating | Combustion turbine | Pipeline Natural Gas | Diesel Oil |  | Water Injection |  | 463 | 8.0347 | GAS | 52 | 492.3077 | 0.1353 | 0.000878 | 8.0347
15147 | PSEG Fossil LLC | 2404 | PSEG Kearny Generating Station | NJ | Hudson | N122 | GT | OP | 60.5 | 44.7 | 52.2 |  | 8 | 2001 | NG | DFO | Y | Y | N | IPP Non-CHP |  |  |  |  | N | [57 empty] | GAS | NJ | Kearny Generating Station | 2404 | 122 | 2010 |  | ARP, CAIRNOX, CAIROS, CAIRSO2, RGGI | 1069.77 | 12 | 42427.28 |  | 0.195 | 0.1308 | 19.5 | 25342.408 | 418723.768 | 2 |  | Hudson | Electric Utility | 4911 | Electric Services | 40.7375 | -74.1 | PSEG (Owner/Operator) | Phase 2 |  | Operating | Combustion turbine | Pipeline Natural Gas | Diesel Oil |  | Water Injection |  | 463 | 8.9492 | GAS | 52 | 498.0769 | 0.1308 | 0.000931 | 8.9492
15147 | PSEG Fossil LLC | 2404 | PSEG Kearny Generating Station | NJ | Hudson | N123 | GT | OP | 60.5 | 44.5 | 51.8 |  | 8 | 2001 | NG | DFO | Y | Y | N | IPP Non-CHP |  |  |  |  | N | [57 empty] | GAS | NJ | Kearny Generating Station | 2404 | 123 | 2010 |  | ARP, CAIRNOX, CAIROS, CAIRSO2, RGGI | 1029.67 | 12 | 37427.73 |  | 0.176 | 0.1269 | 15.449 | 20825.155 | 342148.431 | 2 |  | Hudson | Electric Utility | 4911 | Electric Services | 40.7375 | -74.1 | PSEG (Owner/Operator) | Phase 2 |  | Operating | Combustion turbine | Pipeline Natural Gas | Diesel Oil |  | Water Injection |  | 463 | 7.6101 | GAS | 52 | 498.0695 | 0.1269 | 0.0010288 | 7.6101
15147 | PSEG Fossil LLC | 2404 | PSEG Kearny Generating Station | NJ | Hudson | N124 | GT | OP | 60.5 | 45.4 | 51.3 |  | 8 | 2001 | NG | DFO | Y | Y | N | IPP Non-CHP |  |  |  |  | N | [57 empty] | GAS | NJ | Kearny Generating Station | 2404 | 124 | 2010 |  | ARP, CAIRNOX, CAIROS, CAIRSO2, RGGI | 1048.78 | 12 | 41729.29 |  | 0.198 | 0.1234 | 19.93 | 27457.048 | 455137.59 | 2 |  | Hudson | Electric Utility | 4911 | Electric Services | 40.7375 | -74.1 | PSEG (Owner/Operator) | Phase 2 |  | Operating | Combustion turbine | Pipeline Natural Gas | Diesel Oil |  | Water Injection |  | 463 | 10.1547 | GAS | 51 | 497.0588 | 0.1234 | 0.00087 | 10.1547
15147 | PSEG Fossil LLC | 2406 | PSEG Linden Generating Station | NJ | Union | 1001 | CA | OP | 271 | 277.2 | 287.7 |  | 4 | 2006 | NG | DFO | Y | Y | N | IPP Non-CHP |  |  |  |  | N | [6 empty] | 11¦¦12 | 2006 | 2387000 | [48 empty] | GAS | [39 empty] | 0 | 0 | 10.4
15147 | PSEG Fossil LLC | 2406 | PSEG Linden Generating Station | NJ | Union | 1101 | CT | OP | 161 | 171.4 | 177.8 |  | 4 | 2006 | NG | DFO | Y | Y | N | IPP Non-CHP |  |  |  |  | N | [57 empty] | GAS | NJ | Linden Generating Station | 2406 | 1101 | 2010 |  | ARP, CAIRNOX, CAIROS, CAIRSO2, RGGI | 5863.59 | 12 | 833255.5 |  | 2.737 | 0.0162 | 40.029 | 542196.662 | 9123486.754 | 2 | Mid-Atlantic Area Council | Union | Electric Utility | 4911 | Electric Services | 40.6225 | -74.2097 | PSEG (Owner/Operator) | Phase 2 |  | Operating | Combined cycle | Pipeline Natural Gas | Diesel Oil |  | Dry Low NOx Burners Water Injection Selective Catalytic Reduction |  | 2450 | 10.3174 | GAS | 241 | 1822.2722 | 0.0162 | 0.0006 | 10.3174
15147 | PSEG Fossil LLC | 2406 | PSEG Linden Generating Station | NJ | Union | 1201 | CT | OP | 161 | 171.4 | 177.8 |  | 4 | 2006 | NG | DFO | Y | Y | N | IPP Non-CHP |  |  |  |  | N | [57 empty] | GAS | NJ | Linden Generating Station | 2406 | 1201 | 2010 |  | ARP, CAIRNOX, CAIROS, CAIRSO2, RGGI | 5885.12 | 12 | 830948.2 |  | 2.738 | 0.0161 | 38.095 | 539525.742 | 9073804.017 | 2 | Mid-Atlantic Area Council | Union | Electric Utility | 4911 | Electric Services | 40.6225 | -74.2097 | PSEG (Owner/Operator) | Phase 2 |  | Operating | Combined cycle | Pipeline Natural Gas | Diesel Oil |  | Dry Low NOx Burners Water Injection Selective Catalytic Reduction |  | 2450 | 10.2686 | GAS | 236 | 1836.333 | 0.0161 | 0.000603 | 10.2686
15147 | PSEG Fossil LLC | 2406 | PSEG Linden Generating Station | NJ | Union | 2001 | CA | OP | 271 | 279.9 | 293.4 |  | 4 | 2006 | NG | DFO | Y | Y | N | IPP Non-CHP |  |  |  |  | N | [6 empty] | 21¦¦22 | 2006 | 2387000 | [48 empty] | GAS | [39 empty] | 0 | 0 | 10.4
15147 | PSEG Fossil LLC | 2406 | PSEG Linden Generating Station | NJ | Union | 2101 | CT | OP | 161 | 173 | 181.4 |  | 4 | 2006 | NG | DFO | Y | Y | N | IPP Non-CHP |  |  |  |  | N | [57 empty] | GAS | NJ | Linden Generating Station | 2406 | 2101 | 2010 |  | ARP, CAIRNOX, CAIROS, CAIRSO2, RGGI | 5801.39 | 12 | 790568 |  | 2.45 | 0.0152 | 32.72 | 481054.575 | 8087889.184 | 2 | Mid-Atlantic Area Council | Union | Electric Utility | 4911 | Electric Services | 40.6225 | -74.2097 | PSEG (Owner/Operator) | Phase 2 |  | Operating | Combined cycle | Pipeline Natural Gas | Diesel Oil |  | Dry Low NOx Burners Water Injection Selective Catalytic Reduction |  | 2450 | 9.6587 | GAS | 233 | 1857.7729 | 0.0152 | 0.000606 | 9.6587
15147 | PSEG Fossil LLC | 2406 | PSEG Linden Generating Station | NJ | Union | 2201 | CT | OP | 161 | 173 | 181.4 |  | 4 | 2006 | NG | DFO | Y | Y | N | IPP Non-CHP |  |  |  |  | N | [57 empty] | GAS | NJ | Linden Generating Station | 2406 | 2201 | 2010 |  | ARP, CAIRNOX, CAIROS, CAIRSO2, RGGI | 5850.57 | 12 | 815015.11 |  | 2.713 | 0.0155 | 38.844 | 537436.203 | 9043434.541 | 2 | Mid-Atlantic Area Council | Union | Electric Utility | 4911 | Electric Services | 40.6225 | -74.2097 | PSEG (Owner/Operator) | Phase 2 |  | Operating | Combined cycle | Pipeline Natural Gas | Diesel Oil |  | Dry Low NOx Burners Water Injection Selective Catalytic Reduction |  | 2450 | 10.4356 | GAS | 235 | 1852.2602 | 0.0155 | 0.0006 | 10.4356
15147 | PSEG Fossil LLC | 2406 | PSEG Linden Generating Station | NJ | Union | 5 | GT | OP | 96.1 | 86 | 107 |  | 6 | 2000 | NG | DFO | Y | Y | N | IPP Non-CHP |  |  |  |  | N | [57 empty] | GAS | NJ | Linden Generating Station | 2406 | 5 | 2010 |  | ARP, CAIRNOX, CAIROS, CAIRSO2, RGGI | 523.67 | 12 | 37809.71 |  | 0.326 | 0.0471 | 8.203 | 26547.058 | 438760.573 | 2 | Mid-Atlantic Area Council | Union | Electric Utility | 4911 | Electric Services | 40.6225 | -74.2097 | PSEG (Owner/Operator) | Phase 2 |  | Operating | Combustion turbine | Pipeline Natural Gas | Diesel Oil |  | Dry Low NOx Burners Water Injection |  | 1200 | 11.38 | GAS | 94 | 1930.8511 | 0.0471 | 0.001486 | 11.38
15147 | PSEG Fossil LLC | 2406 | PSEG Linden Generating Station | NJ | Union | 6 | GT | OP | 96.1 | 86 | 108.6 |  | 6 | 2000 | NG | DFO | Y | Y | N | IPP Non-CHP |  |  |  |  | N | [57 empty] | GAS | NJ | Linden Generating Station | 2406 | 6 | 2010 |  | ARP, CAIRNOX, CAIROS, CAIRSO2, RGGI | 515.69 | 12 | 38633.86 |  | 0.326 | 0.0467 | 8.878 | 29189.986 | 483891.53 | 2 | Mid-Atlantic Area Council | Union | Electric Utility | 4911 | Electric Services | 40.6225 | -74.2097 | PSEG (Owner/Operator) | Phase 2 |  | Operating | Combustion turbine | Pipeline Natural Gas | Diesel Oil |  | Dry Low NOx Burners Water Injection |  | 1200 | 12.3206 | GAS | 98 | 1945.9184 | 0.0467 | 0.0013474 | 12.3206
15147 | PSEG Fossil LLC | 2406 | PSEG Linden Generating Station | NJ | Union | 7 | GT | OP | 96.1 | 84.3 | 105 |  | 6 | 1995 | NG | DFO | Y | Y | N | IPP Non-CHP |  |  |  |  | N | [57 empty] | GAS | NJ | Linden Generating Station | 2406 | 7 | 2010 |  | ARP, CAIRNOX, CAIROS, CAIRSO2, RGGI | 494.98 | 12 | 34443.94 |  | 0.234 | 0.0564 | 8.536 | 22927.147 | 381068.984 | 2 | Mid-Atlantic Area Council | Union | Electric Utility | 4911 | Electric Services | 40.6225 | -74.2097 | PSEG (Owner/Operator) | Phase 2 |  | Operating | Combustion turbine | Pipeline Natural Gas | Diesel Oil |  | Dry Low NOx Burners Water Injection |  | 1150 | 10.8399 | GAS | 91 | 1923.0769 | 0.0564 | 0.0012281 | 10.8399
15147 | PSEG Fossil LLC | 2406 | PSEG Linden Generating Station | NJ | Union | 8 | GT | OP | 96.1 | 84.2 | 102.7 |  | 6 | 1995 | NG | DFO | Y | Y | N | IPP Non-CHP |  |  |  |  | N | [57 empty] | GAS | NJ | Linden Generating Station | 2406 | 8 | 2010 |  | ARP, CAIRNOX, CAIROS, CAIRSO2, RGGI | 395.64 | 12 | 27657.97 |  | 0.185 | 0.0649 | 8.101 | 19643.174 | 326541.627 | 2 | Mid-Atlantic Area Council | Union | Electric Utility | 4911 | Electric Services | 40.6225 | -74.2097 | PSEG (Owner/Operator) | Phase 2 |  | Operating | Combustion turbine | Pipeline Natural Gas | Diesel Oil |  | Dry Low NOx Burners Water Injection |  | 1150 | 11.5191 | GAS | 89 | 1923.0337 | 0.0649 | 0.0011331 | 11.5191
15147 | PSEG Fossil LLC | 2408 | PSEG Mercer Generating Station | NJ | Mercer | 1 | ST | OP | 326.4 | 317.6 | 316.9 |  | 12 | 1960 | BIT | NG | Y | Y | N | IPP Non-CHP |  |  |  |  | N | Y |  | Y | N |  |  | 1 | 1960 | 498330 | [16 empty] | OP: OP; DP: SD; LS: LA; N: N |  | 95 | 465 | 1310000 | 100 | OP | EC | BP |  | 10 |  | 1 |  |  |  | 99.8 | 90 | 1300000 |  |  |  |  | COAL | NJ | Mercer Generating Station | 2408 | 1 | 2010 |  | ARP, CAIROS, CAIRSO2, RGGI, CAIRNOX | 5109.84 | 12 | 1125062.54 |  | 4738.066 | 0.0823 | 480.045 | 1195678.797 | 11628949.04 | 2 | Mid-Atlantic Area Council | Mercer | Electric Utility | 4911 | Electric Services | 40.1797 | -74.7325 | PSEG (Owner/Operator) | Phase 2 | Group 2 | Operating | Wet bottom wall-fired boiler | Coal | Pipeline Natural Gas | Dry Lime FGD (Began Sep 15, 2010) | Selective Non-catalytic Reduction (Retired Sep 30, 2010) Selective Catalytic Reduction | Electrostatic Precipitator Baghouse | 3350 | 9.8247 | COAL | 341 | 1961.9754 | 0.0823 | 0.81487 | 9.8247
15147 | PSEG Fossil LLC | 2408 | PSEG Mercer Generating Station | NJ | Mercer | 2 | ST | OP | 326.4 | 321.2 | 316.8 |  | 6 | 1961 | BIT | NG | Y | Y | N | IPP Non-CHP |  |  |  |  | N | Y |  | Y | N |  |  | 2 | 1961 | 498330 | [16 empty] | OP: OP; DP: SD; LS: LA; N: N |  | 95 | 465 | 1310000 | 100 | OP | EC | BP |  | 10 |  | 1 |  |  |  | 99.8 | 90 | 1300000 |  |  |  |  | COAL | NJ | Mercer Generating Station | 2408 | 2 | 2010 |  | ARP, CAIRNOX, CAIROS, CAIRSO2, RGGI | 4343.96 | 12 | 951677.27 |  | 3825.743 | 0.089 | 412.288 | 936193.213 | 9206852.936 | 2 | Mid-Atlantic Area Council | Mercer | Electric Utility | 4911 | Electric Services | 40.1797 | -74.7325 | PSEG (Owner/Operator) | Phase 2 | Group 2 | Operating | Wet bottom wall-fired boiler | Coal | Pipeline Natural Gas | Dry Lime FGD (Began Sep 15, 2010) | Selective Non-catalytic Reduction (Retired Sep 30, 2010) Selective Catalytic Reduction | Electrostatic Precipitator Baghouse | 3350 | 9.1091 | COAL | 340 | 1963.3838 | 0.089 | 0.83106 | 9.1091
15147 | PSEG Fossil LLC | 2408 | PSEG Mercer Generating Station | NJ | Mercer | 3 | GT | OP | 115.2 | 133.2 | 143.2 |  | 11 | 1967 | DFO |  | N | Y | N | IPP Non-CHP |  |  |  | 2015 | N | [57 empty] | LIQUID | [39 empty] | 0.55323 | 0.2245 | 15.2349
15147 | PSEG Fossil LLC | 2409 | PSEG National Park Generating Station | NJ | Gloucester | 1 | GT | OP | 18.5 | 21.1 | 25 |  | 6 | 1969 | DFO |  | N | Y | N | IPP Non-CHP |  |  |  | 2015 | N | [57 empty] | LIQUID | [39 empty] | 0.68554 | 0.32069 | 13.0309
15147 | PSEG Fossil LLC | 2411 | PSEG Sewaren Generating Station | NJ | Middlesex | 1 | ST | OP | 103.2 | 105 | 109.8 |  | 12 | 1948 | NG | RFO | Y | Y | N | IPP Non-CHP |  |  |  |  | N | [6 empty] | 1 | 1948 | 191160 | [48 empty] | GAS | NJ | Sewaren Generating Station | 2411 | 1 | 2010 |  | ARP, CAIRNOX, CAIROS, CAIRSO2, RGGI | 805.69 | 12 | 31503.32 |  | 4.023 | 0.0658 | 14.004 | 24033.314 | 394207.94 | 2 | Mid-Atlantic Area Council | Middlesex | Electric Utility | 4911 | Electric Services | 40.5564 | -74.2461 | PSEG (Owner/Operator) | Phase 2 |  | Operating | Tangentially-fired | Residual Oil | Pipeline Natural Gas |  |  |  | 1550 | 11.2585 | LIQUID | 113 | 1635.4281 | 0.0658 | 0.020411 | 11.2585
15147 | PSEG Fossil LLC | 2411 | PSEG Sewaren Generating Station | NJ | Middlesex | 2 | ST | OP | 100 | 108.3 | 114.3 |  | 11 | 1948 | NG | RFO | Y | Y | N | IPP Non-CHP |  |  |  |  | N | [6 empty] | 2 | 1948 | 191160 | [48 empty] | GAS | NJ | Sewaren Generating Station | 2411 | 2 | 2010 |  | ARP, CAIRNOX, CAIROS, CAIRSO2, RGGI | 536 | 12 | 23022.83 |  | 0.223 | 0.052 | 9.646 | 17263.951 | 290149.342 | 2 | Mid-Atlantic Area Council | Middlesex | Electric Utility | 4911 | Electric Services | 40.5564 | -74.2461 | PSEG (Owner/Operator) | Phase 2 |  | Operating | Tangentially-fired | Residual Oil | Pipeline Natural Gas |  |  |  | 1725 | 11.2861 | LIQUID | 114 | 1648.6842 | 0.052 | 0.0015371 | 11.2861
15147 | PSEG Fossil LLC | 2411 | PSEG Sewaren Generating Station | NJ | Middlesex | 3 | ST | OP | 108.8 | 107.9 | 113.9 |  | 10 | 1949 | NG | RFO | Y | Y | N | IPP Non-CHP |  |  |  |  | N | [6 empty] | 3 | 1949 | 191160 | [48 empty] | GAS | NJ | Sewaren Generating Station | 2411 | 3 | 2010 |  | ARP, CAIRNOX, CAIROS, CAIRSO2, RGGI | 705.32 | 12 | 32501.96 |  | 16.903 | 0.105 | 24.57 | 24785.91 | 403202.685 | 2 | Mid-Atlantic Area Council | Middlesex | Electric Utility | 4911 | Electric Services | 40.5564 | -74.2461 | PSEG (Owner/Operator) | Phase 2 |  | Operating | Tangentially-fired | Residual Oil | Pipeline Natural Gas |  |  |  | 1600 | 10.9149 | LIQUID | 115 | 1645.1712 | 0.105 | 0.083844 | 10.9149
15147 | PSEG Fossil LLC | 2411 | PSEG Sewaren Generating Station | NJ | Middlesex | 4 | ST | OP | 119 | 121.8 | 127.8 |  | 7 | 1951 | NG | RFO | Y | Y | N | IPP Non-CHP |  |  |  |  | N | [6 empty] | 4 | 1951 | 283200 | [48 empty] | GAS | NJ | Sewaren Generating Station | 2411 | 4 | 2010 |  | ARP, CAIRNOX, CAIROS, CAIRSO2, RGGI | 504.74 | 12 | 21285.38 |  | 14.846 | 0.1056 | 20.675 | 18192.172 | 299956.449 | 2 | Mid-Atlantic Area Council | Middlesex | Electric Utility | 4911 | Electric Services | 40.5564 | -74.2461 | PSEG (Owner/Operator) | Phase 2 |  | Operating | Tangentially-fired | Residual Oil | Pipeline Natural Gas |  |  |  | 1700 | 12.3307 | LIQUID | 129 | 1645.3052 | 0.1056 | 0.098988 | 12.3307
15147 | PSEG Fossil LLC | 2411 | PSEG Sewaren Generating Station | NJ | Middlesex | 6 | GT | OP | 115.2 | 111.3 | 150.9 |  | 11 | 1965 | DFO |  | N | Y | N | IPP Non-CHP |  |  |  | 2015 | N | [57 empty] | LIQUID | NJ | Sewaren Generating Station | 2411 | 4 | 2010 |  | ARP, CAIRNOX, CAIROS, CAIRSO2, RGGI | 504.74 | 12 | 21285.38 |  | 14.846 | 0.1056 | 20.675 | 18192.172 | 299956.449 | 2 | Mid-Atlantic Area Council | Middlesex | Electric Utility | 4911 | Electric Services | 40.5564 | -74.2461 | PSEG (Owner/Operator) | Phase 2 |  | Operating | Tangentially-fired | Residual Oil | Pipeline Natural Gas |  |  |  | 1700 | 12.3307 | LIQUID | 129 | 415.1163 | 0.1056 | 0.098988 | 12.3307
15147 | PSEG Fossil LLC | 2398 | Bergen Generating Station | NJ | Bergen | 1201 | CT | OP | 112.5 | 110.1 | 119.7 |  | 6 | 1995 | NG | DFO | Y | Y | N | IPP Non-CHP |  |  |  |  | N | [57 empty] | GAS | NJ | Bergen | 2398 | 1201 | 2010 |  | ARP, CAIRNOX, CAIROS, CAIRSO2, RGGI | 7760.44 | 12 | 595008.31 |  | 2.107 | 0.0316 | 99.669 | 387066.83 | 6508310.952 | 2 | Mid-Atlantic Area Council | Bergen | Electric Utility | 4911 | Electric Services | 40.8375 | -74.0244 | PSEG (Owner/Operator) | Phase 2 |  | Operating | Combined cycle | Pipeline Natural Gas | Diesel Oil |  | Dry Low NOx Burners Water Injection |  | 1515 | 10.3383 | GAS | 118 | 1992.7966 | 0.0316 | 0.000647 | 10.3383
15147 | PSEG Fossil LLC | 2398 | Bergen Generating Station | NJ | Bergen | 1301 | CT | OP | 112.5 | 110.1 | 119.7 |  | 6 | 1995 | NG | DFO | Y | Y | N | IPP Non-CHP |  |  |  |  | N | [57 empty] | GAS | NJ | Bergen | 2398 | 1301 | 2010 |  | ARP, CAIRNOX, CAIROS, CAIRSO2, RGGI | 7854.93 | 12 | 616650.46 |  | 2.481 | 0.031 | 115.938 | 455874.254 | 7665337.891 | 2 | Mid-Atlantic Area Council | Bergen | Electric Utility | 4911 | Electric Services | 40.8375 | -74.0244 | PSEG (Owner/Operator) | Phase 2 |  | Operating | Combined cycle | Pipeline Natural Gas | Diesel Oil |  | Dry Low NOx Burners Water Injection |  | 1515 | 12.0775 | GAS | 111 | 1960.8108 | 0.031 | 0.000647 | 12.0775
15147 | PSEG Fossil LLC | 2398 | Bergen Generating Station | NJ | Bergen | 1401 | CT | OP | 112.5 | 110.1 | 119.7 |  | 6 | 1995 | NG | DFO | Y | Y | N | IPP Non-CHP |  |  |  |  | N | [57 empty] | GAS | NJ | Bergen | 2398 | 1401 | 2010 |  | ARP, CAIRNOX, CAIROS, CAIRSO2, RGGI | 7170.25 | 12 | 560586.85 |  | 2.082 | 0.0312 | 101.027 | 412477.796 | 6940740.512 | 2 | Mid-Atlantic Area Council | Bergen | Electric Utility | 4911 | Electric Services | 40.8375 | -74.0244 | PSEG (Owner/Operator) | Phase 2 |  | Operating | Combined cycle | Pipeline Natural Gas | Diesel Oil |  | Dry Low NOx Burners Water Injection |  | 1515 | 11.972 | GAS | 115 | 1979.5652 | 0.0312 | 0.0006 | 11.972
15147 | PSEG Fossil LLC | 2399 | PSEG Burlington Generating Station | NJ | Burlington | 112 | GT | OP | 41.8 | 46 | 54.1 |  | 6 | 1972 | DFO |  | N | Y | N | IPP Non-CHP |  |  |  | 2015 | N | [57 empty] | LIQUID | NJ | Burlington Generating Station | 2399 | 18001 | 2010 | CP0001 | CAIRNOX, CAIROS, CAIRSO2, RGGI | 44 | 12 | 882 |  | 1.331 | 0.7758 | 5.136 | 1067.6 | 13177.3 | 2 |  | Burlington | Electric Utility | 4911 | Electric Services | 40.0753 | -74.8781 | PSEG (Owner/Operator) |  |  | Operating | Combustion turbine | Diesel Oil |  |  |  |  | 810 | 14.8732 | LIQUID | 49 | 447.9592 | 0.7758 | 0.20201 | 14.8732
15147 | PSEG Fossil LLC | 2399 | PSEG Burlington Generating Station | NJ | Burlington | 113 | GT | OP | 41.8 | 46.2 | 54.9 |  | 6 | 1972 | DFO |  | N | Y | N | IPP Non-CHP |  |  |  | 2015 | N | [57 empty] | LIQUID | NJ | Burlington Generating Station | 2399 | 18001 | 2010 | CP0001 | CAIRNOX, CAIROS, CAIRSO2, RGGI | 44 | 12 | 882 |  | 1.331 | 0.7758 | 5.136 | 1067.6 | 13177.3 | 2 |  | Burlington | Electric Utility | 4911 | Electric Services | 40.0753 | -74.8781 | PSEG (Owner/Operator) |  |  | Operating | Combustion turbine | Diesel Oil |  |  |  |  | 810 | 14.8732 | LIQUID | 49 | 439.7959 | 0.7758 | 0.20201 | 14.8732
15147 | PSEG Fossil LLC | 2399 | PSEG Burlington Generating Station | NJ | Burlington | 114 | GT | OP | 41.8 | 46 | 54.7 |  | 6 | 1972 | DFO |  | N | Y | N | IPP Non-CHP |  |  |  | 2015 | N | [57 empty] | LIQUID | NJ | Burlington Generating Station | 2399 | 18001 | 2010 | CP0001 | CAIRNOX, CAIROS, CAIRSO2, RGGI | 44 | 12 | 882 |  | 1.331 | 0.7758 | 5.136 | 1067.6 | 13177.3 | 2 |  | Burlington | Electric Utility | 4911 | Electric Services | 40.0753 | -74.8781 | PSEG (Owner/Operator) |  |  | Operating | Combustion turbine | Diesel Oil |  |  |  |  | 810 | 14.8732 | LIQUID | 49 | 441.8367 | 0.7758 | 0.20201 | 14.8732
15147 | PSEG Fossil LLC | 2399 | PSEG Burlington Generating Station | NJ | Burlington | 92 | GT | OP | 41.8 | 47 | 54.6 |  | 5 | 1972 | DFO |  | N | Y | N | IPP Non-CHP |  |  |  | 2015 | N | [57 empty] | LIQUID | NJ | Burlington Generating Station | 2399 | 18001 | 2010 | CP0001 | CAIRNOX, CAIROS, CAIRSO2, RGGI | 44 | 12 | 882 |  | 1.331 | 0.7758 | 5.136 | 1067.6 | 13177.3 | 2 |  | Burlington | Electric Utility | 4911 | Electric Services | 40.0753 | -74.8781 | PSEG (Owner/Operator) |  |  | Operating | Combustion turbine | Diesel Oil |  |  |  |  | 810 | 14.8732 | LIQUID | 49 | 442.8571 | 0.7758 | 0.20201 | 14.8732
15147 | PSEG Fossil LLC | 2399 | PSEG Burlington Generating Station | NJ | Burlington | 93 | GT | OP | 41.8 | 48 | 55.1 |  | 5 | 1972 | DFO |  | N | Y | N | IPP Non-CHP |  |  |  | 2015 | N | [57 empty] | LIQUID | NJ | Burlington Generating Station | 2399 | 18001 | 2010 | CP0001 | CAIRNOX, CAIROS, CAIRSO2, RGGI | 44 | 12 | 882 |  | 1.331 | 0.7758 | 5.136 | 1067.6 | 13177.3 | 2 |  | Burlington | Electric Utility | 4911 | Electric Services | 40.0753 | -74.8781 | PSEG (Owner/Operator) |  |  | Operating | Combustion turbine | Diesel Oil |  |  |  |  | 810 | 14.8732 | LIQUID | 49 | 437.7551 | 0.7758 | 0.20201 | 14.8732
15147 | PSEG Fossil LLC | 2399 | PSEG Burlington Generating Station | NJ | Burlington | 94 | GT | OP | 41.8 | 47 | 56 |  | 5 | 1972 | DFO |  | N | Y | N | IPP Non-CHP |  |  |  | 2015 | N | [57 empty] | LIQUID | NJ | Burlington Generating Station | 2399 | 18001 | 2010 | CP0001 | CAIRNOX, CAIROS, CAIRSO2, RGGI | 44 | 12 | 882 |  | 1.331 | 0.7758 | 5.136 | 1067.6 | 13177.3 | 2 |  | Burlington | Electric Utility | 4911 | Electric Services | 40.0753 | -74.8781 | PSEG (Owner/Operator) |  |  | Operating | Combustion turbine | Diesel Oil |  |  |  |  | 810 | 14.8732 | LIQUID | 49 | 428.5714 | 0.7758 | 0.20201 | 14.8732
15147 | PSEG Fossil LLC | 2400 | PSEG Edison Generating Station | NJ | Middlesex | 12 | GT | OP | 41.8 | 42.8 | 50.4 |  | 5 | 1971 | NG | DFO | Y | Y | N | IPP Non-CHP |  |  |  | 2015 | N | [57 empty] | GAS | NJ | Edison | 2400 | 11001 | 2010 | CP0001 | CAIRNOX, CAIROS, CAIRSO2, RGGI | 433 | 12 | 11335 |  | 0.64 | 0.2224 | 18.578 | 10056.5 | 168346.3 | 2 |  | Middlesex | Electric Utility | 4911 | Electric Services | 40.4911 | -74.3958 | PSEG (Owner/Operator) |  |  | Operating | Combustion turbine | Pipeline Natural Gas | Diesel Oil |  | Water Injection |  | 810 | 14.8831 | GAS | 45 | 440 | 0.2224 | 0.0076034 | 14.8519
15147 | PSEG Fossil LLC | 2400 | PSEG Edison Generating Station | NJ | Middlesex | 13 | GT | OP | 41.8 | 43.6 | 50.3 |  | 5 | 1971 | NG | DFO | Y | Y | N | IPP Non-CHP |  |  |  | 2015 | N | [57 empty] | GAS | NJ | Edison | 2400 | 11001 | 2010 | CP0001 | CAIRNOX, CAIROS, CAIRSO2, RGGI | 433 | 12 | 11335 |  | 0.64 | 0.2224 | 18.578 | 10056.5 | 168346.3 | 2 |  | Middlesex | Electric Utility | 4911 | Electric Services | 40.4911 | -74.3958 | PSEG (Owner/Operator) |  |  | Operating | Combustion turbine | Pipeline Natural Gas | Diesel Oil |  | Water Injection |  | 810 | 14.8831 | GAS | 45 | 441.1111 | 0.2224 | 0.0076034 | 14.8519
15147 | PSEG Fossil LLC | 2400 | PSEG Edison Generating Station | NJ | Middlesex | 14 | GT | OP | 41.8 | 43.1 | 49.7 |  | 5 | 1971 | NG | DFO | Y | Y | N | IPP Non-CHP |  |  |  | 2015 | N | [57 empty] | GAS | NJ | Edison | 2400 | 11001 | 2010 | CP0001 | CAIRNOX, CAIROS, CAIRSO2, RGGI | 433 | 12 | 11335 |  | 0.64 | 0.2224 | 18.578 | 10056.5 | 168346.3 | 2 |  | Middlesex | Electric Utility | 4911 | Electric Services | 40.4911 | -74.3958 | PSEG (Owner/Operator) |  |  | Operating | Combustion turbine | Pipeline Natural Gas | Diesel Oil |  | Water Injection |  | 810 | 14.8831 | GAS | 45 | 447.7778 | 0.2224 | 0.0076034 | 14.8519
15147 | PSEG Fossil LLC | 2400 | PSEG Edison Generating Station | NJ | Middlesex | 22 | GT | OP | 41.8 | 44 | 50.6 |  | 6 | 1971 | NG | DFO | Y | Y | N | IPP Non-CHP |  |  |  | 2015 | N | [57 empty] | GAS | NJ | Edison | 2400 | 11001 | 2010 | CP0001 | CAIRNOX, CAIROS, CAIRSO2, RGGI | 433 | 12 | 11335 |  | 0.64 | 0.2224 | 18.578 | 10056.5 | 168346.3 | 2 |  | Middlesex | Electric Utility | 4911 | Electric Services | 40.4911 | -74.3958 | PSEG (Owner/Operator) |  |  | Operating | Combustion turbine | Pipeline Natural Gas | Diesel Oil |  | Water Injection |  | 810 | 14.8831 | GAS | 45 | 437.7778 | 0.2224 | 0.0076034 | 14.8519
15147 | PSEG Fossil LLC | 2400 | PSEG Edison Generating Station | NJ | Middlesex | 23 | GT | OP | 41.8 | 42.8 | 51.3 |  | 6 | 1971 | NG | DFO | Y | Y | N | IPP Non-CHP |  |  |  | 2015 | N | [57 empty] | GAS | NJ | Edison | 2400 | 11001 | 2010 | CP0001 | CAIRNOX, CAIROS, CAIRSO2, RGGI | 433 | 12 | 11335 |  | 0.64 | 0.2224 | 18.578 | 10056.5 | 168346.3 | 2 |  | Middlesex | Electric Utility | 4911 | Electric Services | 40.4911 | -74.3958 | PSEG (Owner/Operator) |  |  | Operating | Combustion turbine | Pipeline Natural Gas | Diesel Oil |  | Water Injection |  | 810 | 14.8831 | GAS | 45 | 430 | 0.2224 | 0.0076034 | 14.8519
15147 | PSEG Fossil LLC | 2400 | PSEG Edison Generating Station | NJ | Middlesex | 24 | GT | OP | 41.8 | 43.9 | 50.4 |  | 6 | 1971 | NG | DFO | Y | Y | N | IPP Non-CHP |  |  |  | 2015 | N | [57 empty] | GAS | NJ | Edison | 2400 | 11001 | 2010 | CP0001 | CAIRNOX, CAIROS, CAIRSO2, RGGI | 433 | 12 | 11335 |  | 0.64 | 0.2224 | 18.578 | 10056.5 | 168346.3 | 2 |  | Middlesex | Electric Utility | 4911 | Electric Services | 40.4911 | -74.3958 | PSEG (Owner/Operator) |  |  | Operating | Combustion turbine | Pipeline Natural Gas | Diesel Oil |  | Water Injection |  | 810 | 14.8831 | GAS | 45 | 440 | 0.2224 | 0.0076034 | 14.8519
15147 | PSEG Fossil LLC | 2400 | PSEG Edison Generating Station | NJ | Middlesex | 32 | GT | OP | 41.8 | 43.7 | 50.4 |  | 6 | 1971 | NG | DFO | Y | Y | N | IPP Non-CHP |  |  |  | 2015 | N | [57 empty] | GAS | NJ | Edison | 2400 | 11001 | 2010 | CP0001 | CAIRNOX, CAIROS, CAIRSO2, RGGI | 433 | 12 | 11335 |  | 0.64 | 0.2224 | 18.578 | 10056.5 | 168346.3 | 2 |  | Middlesex | Electric Utility | 4911 | Electric Services | 40.4911 | -74.3958 | PSEG (Owner/Operator) |  |  | Operating | Combustion turbine | Pipeline Natural Gas | Diesel Oil |  | Water Injection |  | 810 | 14.8831 | GAS | 45 | 440 | 0.2224 | 0.0076034 | 14.8519
15147 | PSEG Fossil LLC | 2400 | PSEG Edison Generating Station | NJ | Middlesex | 33 | GT | OP | 41.8 | 43.1 | 49.9 |  | 6 | 1971 | NG | DFO | Y | Y | N | IPP Non-CHP |  |  |  | 2015 | N | [57 empty] | GAS | NJ | Edison | 2400 | 11001 | 2010 | CP0001 | CAIRNOX, CAIROS, CAIRSO2, RGGI | 433 | 12 | 11335 |  | 0.64 | 0.2224 | 18.578 | 10056.5 | 168346.3 | 2 |  | Middlesex | Electric Utility | 4911 | Electric Services | 40.4911 | -74.3958 | PSEG (Owner/Operator) |  |  | Operating | Combustion turbine | Pipeline Natural Gas | Diesel Oil |  | Water Injection |  | 810 | 14.8831 | GAS | 45 | 445.5556 | 0.2224 | 0.0076034 | 14.8519
15147 | PSEG Fossil LLC | 2400 | PSEG Edison Generating Station | NJ | Middlesex | 34 | GT | OP | 41.8 | 43.1 | 49.7 |  | 6 | 1971 | NG | DFO | Y | Y | N | IPP Non-CHP |  |  |  | 2015 | N | [57 empty] | GAS | NJ | Edison | 2400 | 11001 | 2010 | CP0001 | CAIRNOX, CAIROS, CAIRSO2, RGGI | 433 | 12 | 11335 |  | 0.64 | 0.2224 | 18.578 | 10056.5 | 168346.3 | 2 |  | Middlesex | Electric Utility | 4911 | Electric Services | 40.4911 | -74.3958 | PSEG (Owner/Operator) |  |  | Operating | Combustion turbine | Pipeline Natural Gas | Diesel Oil |  | Water Injection |  | 810 | 14.8831 | GAS | 45 | 447.7778 | 0.2224 | 0.0076034 | 14.8519
15147 | PSEG Fossil LLC | 2401 | PSEG Essex Generating Station | NJ | Essex | 102 | GT | OP | 41.8 | 43.6 | 49.9 |  | 6 | 1971 | NG | DFO | Y | Y | N | IPP Non-CHP |  |  |  | 2015 | N | [57 empty] | GAS | NJ | Essex | 2401 | 14001 | 2010 | CP0001 | CAIRNOX, CAIROS, CAIRSO2, RGGI | 537 | 12 | 14359 |  | 0.776 | 0.4561 | 48.823 | 12937.5 | 216765 | 2 |  | Essex | Electric Utility | 4911 | Electric Services | 40.7375 | -74.1211 | PSEG (Owner/Operator) |  |  | Operating | Combustion turbine | Pipeline Natural Gas | Diesel Oil |  |  |  | 844 | 15.1421 | GAS | 50 | 498.998 | 0.4561 | 0.0071598 | 15.0961
15147 | PSEG Fossil LLC | 2401 | PSEG Essex Generating Station | NJ | Essex | 103 | GT | OP | 41.8 | 43.6 | 49.5 |  | 6 | 1971 | NG | DFO | Y | Y | N | IPP Non-CHP |  |  |  | 2015 | N | [57 empty] | GAS | NJ | Essex | 2401 | 14001 | 2010 | CP0001 | CAIRNOX, CAIROS, CAIRSO2, RGGI | 537 | 12 | 14359 |  | 0.776 | 0.4561 | 48.823 | 12937.5 | 216765 | 2 |  | Essex | Electric Utility | 4911 | Electric Services | 40.7375 | -74.1211 | PSEG (Owner/Operator) |  |  | Operating | Combustion turbine | Pipeline Natural Gas | Diesel Oil |  |  |  | 844 | 15.1421 | GAS | 50 | 494.9495 | 0.4561 | 0.0071598 | 15.0961
15147 | PSEG Fossil LLC | 2401 | PSEG Essex Generating Station | NJ | Essex | 104 | GT | OP | 41.8 | 44.6 | 49.8 |  | 6 | 1971 | NG | DFO | Y | Y | N | IPP Non-CHP |  |  |  | 2015 | N | [57 empty] | GAS | NJ | Essex | 2401 | 14001 | 2010 | CP0001 | CAIRNOX, CAIROS, CAIRSO2, RGGI | 537 | 12 | 14359 |  | 0.776 | 0.4561 | 48.823 | 12937.5 | 216765 | 2 |  | Essex | Electric Utility | 4911 | Electric Services | 40.7375 | -74.1211 | PSEG (Owner/Operator) |  |  | Operating | Combustion turbine | Pipeline Natural Gas | Diesel Oil |  |  |  | 844 | 15.1421 | GAS | 50 | 497.992 | 0.4561 | 0.0071598 | 15.0961
15147 | PSEG Fossil LLC | 2401 | PSEG Essex Generating Station | NJ | Essex | 112 | GT | OP | 41.8 | 47.6 | 54.8 |  | 12 | 1971 | NG | DFO | Y | Y | N | IPP Non-CHP |  |  |  | 2015 | N | [57 empty] | GAS | NJ | Essex | 2401 | 24001 | 2010 | CP0001 | CAIRNOX, CAIROS, CAIRSO2, RGGI | 494 | 12 | 13625 |  | 0.797 | 0.4544 | 45.703 | 12091.2 | 202287.6 | 2 |  | Essex | Electric Utility | 4911 | Electric Services | 40.7375 | -74.1211 | PSEG (Owner/Operator) |  |  | Operating | Combustion turbine | Pipeline Natural Gas | Diesel Oil |  |  |  | 844 | 14.814 | GAS | 51 | 462.7451 | 0.4544 | 0.0078799 | 14.814
15147 | PSEG Fossil LLC | 2401 | PSEG Essex Generating Station | NJ | Essex | 113 | GT | OP | 41.8 | 46.1 | 54.6 |  | 12 | 1971 | NG | DFO | Y | Y | N | IPP Non-CHP |  |  |  | 2015 | N | [57 empty] | GAS | NJ | Essex | 2401 | 24001 | 2010 | CP0001 | CAIRNOX, CAIROS, CAIRSO2, RGGI | 494 | 12 | 13625 |  | 0.797 | 0.4544 | 45.703 | 12091.2 | 202287.6 | 2 |  | Essex | Electric Utility | 4911 | Electric Services | 40.7375 | -74.1211 | PSEG (Owner/Operator) |  |  | Operating | Combustion turbine | Pipeline Natural Gas | Diesel Oil |  |  |  | 844 | 14.814 | GAS | 51 | 464.7059 | 0.4544 | 0.0078799 | 14.814
15147 | PSEG Fossil LLC | 2401 | PSEG Essex Generating Station | NJ | Essex | 114 | GT | OP | 41.8 | 46.1 | 56.9 |  | 12 | 1971 | NG | DFO | Y | Y | N | IPP Non-CHP |  |  |  | 2015 | N | [57 empty] | GAS | NJ | Essex | 2401 | 24001 | 2010 | CP0001 | CAIRNOX, CAIROS, CAIRSO2, RGGI | 494 | 12 | 13625 |  | 0.797 | 0.4544 | 45.703 | 12091.2 | 202287.6 | 2 |  | Essex | Electric Utility | 4911 | Electric Services | 40.7375 | -74.1211 | PSEG (Owner/Operator) |  |  | Operating | Combustion turbine | Pipeline Natural Gas | Diesel Oil |  |  |  | 844 | 14.814 | GAS | 51 | 442.1569 | 0.4544 | 0.0078799 | 14.814
15147 | PSEG Fossil LLC | 2401 | PSEG Essex Generating Station | NJ | Essex | 122 | GT | OP | 41.8 | 46.8 | 55.5 |  | 6 | 1971 | NG | DFO | Y | Y | N | IPP Non-CHP |  |  |  | 2015 | N | [57 empty] | GAS | NJ | Essex | 2401 | 24001 | 2010 | CP0001 | CAIRNOX, CAIROS, CAIRSO2, RGGI | 494 | 12 | 13625 |  | 0.797 | 0.4544 | 45.703 | 12091.2 | 202287.6 | 2 |  | Essex | Electric Utility | 4911 | Electric Services | 40.7375 | -74.1211 | PSEG (Owner/Operator) |  |  | Operating | Combustion turbine | Pipeline Natural Gas | Diesel Oil |  |  |  | 844 | 14.814 | GAS | 51 | 455.8824 | 0.4544 | 0.0078799 | 14.814
15147 | PSEG Fossil LLC | 2401 | PSEG Essex Generating Station | NJ | Essex | 123 | GT | OP | 41.8 | 47.6 | 54.8 |  | 6 | 1971 | NG | DFO | Y | Y | N | IPP Non-CHP |  |  |  | 2015 | N | [57 empty] | GAS | NJ | Essex | 2401 | 24001 | 2010 | CP0001 | CAIRNOX, CAIROS, CAIRSO2, RGGI | 494 | 12 | 13625 |  | 0.797 | 0.4544 | 45.703 | 12091.2 | 202287.6 | 2 |  | Essex | Electric Utility | 4911 | Electric Services | 40.7375 | -74.1211 | PSEG (Owner/Operator) |  |  | Operating | Combustion turbine | Pipeline Natural Gas | Diesel Oil |  |  |  | 844 | 14.814 | GAS | 51 | 462.7451 | 0.4544 | 0.0078799 | 14.814
15147 | PSEG Fossil LLC | 2401 | PSEG Essex Generating Station | NJ | Essex | 124 | GT | OP | 41.8 | 46.6 | 54.7 |  | 6 | 1971 | NG | DFO | Y | Y | N | IPP Non-CHP |  |  |  | 2015 | N | [57 empty] | GAS | NJ | Essex | 2401 | 24001 | 2010 | CP0001 | CAIRNOX, CAIROS, CAIRSO2, RGGI | 494 | 12 | 13625 |  | 0.797 | 0.4544 | 45.703 | 12091.2 | 202287.6 | 2 |  | Essex | Electric Utility | 4911 | Electric Services | 40.7375 | -74.1211 | PSEG (Owner/Operator) |  |  | Operating | Combustion turbine | Pipeline Natural Gas | Diesel Oil |  |  |  | 844 | 14.814 | GAS | 51 | 463.7255 | 0.4544 | 0.0078799 | 14.814
15173 | Placid Refining Co LLC | 50389 | Port Allen | LA | West Baton Rouge | GEN1 | GT | OP | 3.8 | 3.2 | 2.6 |  | 5 | 1990 | NG |  | N | N | Y | Industrial CHP |  |  |  |  | N | [57 empty] | GAS | [39 empty] | 0.32843 | 0.0034839 | 9.0898
15173 | Placid Refining Co LLC | 50389 | Port Allen | LA | West Baton Rouge | GEN2 | GT | OP | 3.8 | 2.6 | 2.8 |  | 5 | 1990 | NG |  | N | N | Y | Industrial CHP |  |  |  |  | N | [57 empty] | GAS | [39 empty] | 0.32843 | 0.0034839 | 9.0898
15174 | Plains Exploration and Production Co. | 50623 | Gaviota Oil Plant | CA | Santa Barbara | GENB | GT | OP | 3.5 | 3 | 3.4 |  | 12 | 1987 | NG |  | N | Y | Y | Industrial CHP |  |  |  |  | N | [57 empty] | GAS | [39 empty] | 0.28231 | 0.0022364 | 8.8686
15174 | Plains Exploration and Production Co. | 50623 | Gaviota Oil Plant | CA | Santa Barbara | GENC | GT | OP | 3.5 | 3 | 3.4 |  | 12 | 1987 | NG |  | N | Y | Y | Industrial CHP |  |  |  |  | N | [57 empty] | GAS | [39 empty] | 0.28231 | 0.0022364 | 8.8686
15174 | Plains Exploration and Production Co. | 50623 | Gaviota Oil Plant | CA | Santa Barbara | GEND | GT | OP | 3.5 | 3 | 3.4 |  | 12 | 1987 | NG |  | N | Y | Y | Industrial CHP |  |  |  |  | N | [57 empty] | GAS | [39 empty] | 0.28231 | 0.0022364 | 8.8686
15213 | Pontook Operating LP | 50741 | Pontook Hydro Facility | NH | Coos | GEN1 | HY | OP | 3.5 | 3.5 | 3.5 |  | 12 | 1986 | WAT |  | N | Y | N | IPP Non-CHP |  |  |  |  | N | [57 empty] | N/A | [39 empty] | 0 | 0 | 10.4
15213 | Pontook Operating LP | 50741 | Pontook Hydro Facility | NH | Coos | GEN2 | HY | OP | 3.5 | 3.5 | 3.5 |  | 12 | 1986 | WAT |  | N | Y | N | IPP Non-CHP |  |  |  |  | N | [57 empty] | N/A | [39 empty] | 0 | 0 | 10.4
15213 | Pontook Operating LP | 50741 | Pontook Hydro Facility | NH | Coos | GEN3 | HY | OP | 3.5 | 3.5 | 3.5 |  | 12 | 1986 | WAT |  | N | Y | N | IPP Non-CHP |  |  |  |  | N | [57 empty] | N/A | [39 empty] | 0 | 0 | 10.4
15222 | Ponnequin Acquisitions, LLC | 55203 | Ponnequin Phase 1 | CO | Weld | EXIS | WT | OP | 5.2 | 5.2 | 5.2 |  | 3 | 1998 | WND |  | N | Y | N | IPP Non-CHP | [62 empty] | N/A | [39 empty] | 0 | 0 | 10.4
15229 | City of Poplar Bluff - (MO) | 7392 | Poplar Bluff Generating Station | MO | Butler | 1 | IC | OP | 7 | 7 | 7 |  | 5 | 1976 | NG | DFO | Y | Y | N | Electric Utility |  |  |  |  | N | [57 empty] | GAS | [39 empty] | 1.1659 | 0.0016829 | 10.4
15229 | City of Poplar Bluff - (MO) | 7392 | Poplar Bluff Generating Station | MO | Butler | 2 | IC | OP | 7 | 7 | 7 |  | 5 | 1976 | NG | DFO | Y | Y | N | Electric Utility |  |  |  |  | N | [57 empty] | GAS | [39 empty] | 1.1659 | 0.0016829 | 10.4
15229 | City of Poplar Bluff - (MO) | 7392 | Poplar Bluff Generating Station | MO | Butler | 3 | IC | OP | 6.7 | 6.6 | 6.6 |  | 6 | 2002 | NG | DFO | Y | Y | N | Electric Utility |  |  |  |  | N | [57 empty] | GAS | [39 empty] | 1.1659 | 0.0016829 | 10.4
15229 | City of Poplar Bluff - (MO) | 7392 | Poplar Bluff Generating Station | MO | Butler | 4 | IC | OP | 6.7 | 6.6 | 6.6 |  | 7 | 2002 | NG | DFO | Y | Y | N | Electric Utility |  |  |  |  | N | [57 empty] | GAS | [39 empty] | 1.1659 | 0.0016829 | 10.4
15229 | City of Poplar Bluff - (MO) | 7392 | Poplar Bluff Generating Station | MO | Butler | 5 | IC | OP | 6.7 | 6.6 | 6.6 |  | 6 | 2002 | NG | DFO | Y | Y | N | Electric Utility |  |  |  |  | N | [57 empty] | GAS | [39 empty] | 1.1659 | 0.0016829 | 10.4
15248 | Portland General Electric Co | 3045 | Faraday | OR | Clackamas | 1 | HY | OP | 3.1 | 3.9 | 3.9 |  | 2 | 1907 | WAT |  | N | Y | N | Electric Utility |  |  |  |  | N | [57 empty] | N/A | [39 empty] | 0 | 0 | 10.4
15248 | Portland General Electric Co | 3045 | Faraday | OR | Clackamas | 2 | HY | OP | 3.1 | 3.9 | 3.9 |  | 2 | 1907 | WAT |  | N | Y | N | Electric Utility |  |  |  |  | N | [57 empty] | N/A | [39 empty] | 0 | 0 | 10.4
15248 | Portland General Electric Co | 3045 | Faraday | OR | Clackamas | 3 | HY | OP | 2.7 | 3.4 | 3.4 |  | 7 | 1908 | WAT |  | N | Y | N | Electric Utility |  |  |  |  | N | [57 empty] | N/A | [39 empty] | 0 | 0 | 10.4
15248 | Portland General Electric Co | 3045 | Faraday | OR | Clackamas | 4 | HY | OP | 4.5 | 5.6 | 5.6 |  | 10 | 1909 | WAT |  | N | Y | N | Electric Utility |  |  |  |  | N | [57 empty] | N/A | [39 empty] | 0 | 0 | 10.4
15248 | Portland General Electric Co | 3045 | Faraday | OR | Clackamas | 5 | HY | OP | 4 | 5.1 | 5.1 |  | 8 | 1910 | WAT |  | N | Y | N | Electric Utility |  |  |  |  | N | [57 empty] | N/A | [39 empty] | 0 | 0 | 10.4
15248 | Portland General Electric Co | 3047 | North Fork | OR | Clackamas | 1 | HY | OP | 19.2 | 27 | 27 |  | 12 | 1958 | WAT |  | N | Y | N | Electric Utility |  |  |  |  | N | [57 empty] | N/A | [39 empty] | 0 | 0 | 10.4
15248 | Portland General Electric Co | 3047 | North Fork | OR | Clackamas | 2 | HY | OP | 21.6 | 31 | 31 |  | 11 | 1958 | WAT |  | N | Y | N | Electric Utility |  |  |  |  | N | [57 empty] | N/A | [39 empty] | 0 | 0 | 10.4
15248 | Portland General Electric Co | 3048 | Pelton | OR | Jefferson | 1 | HY | OP | 45 | 45 | 45 |  | 12 | 1957 | WAT |  | N | Y | N | Electric Utility |  |  |  |  | N | [57 empty] | N/A | [39 empty] | 0 | 0 | 10.4
15248 | Portland General Electric Co | 3048 | Pelton | OR | Jefferson | 2 | HY | OP | 32.4 | 32.4 | 32.4 |  | 3 | 1958 | WAT |  | N | Y | N | Electric Utility |  |  |  |  | N | [57 empty] | N/A | [39 empty] | 0 | 0 | 10.4
15248 | Portland General Electric Co | 3048 | Pelton | OR | Jefferson | 3 | HY | OP | 32.4 | 32.4 | 32.4 |  | 4 | 1958 | WAT |  | N | Y | N | Electric Utility |  |  |  |  | N | [57 empty] | N/A | [39 empty] | 0 | 0 | 10.4
15248 | Portland General Electric Co | 3049 | River Mill | OR | Clackamas | 1 | HY | OP | 3.3 | 4.3 | 4.3 |  | 11 | 1911 | WAT |  | N | Y | N | Electric Utility |  |  |  |  | N | [57 empty] | N/A | [39 empty] | 0 | 0 | 10.4
15248 | Portland General Electric Co | 3049 | River Mill | OR | Clackamas | 2 | HY | OP | 3.3 | 4.3 | 4.3 |  | 12 | 1911 | WAT |  | N | Y | N | Electric Utility |  |  |  |  | N | [57 empty] | N/A | [39 empty] | 0 | 0 | 10.4
15248 | Portland General Electric Co | 3049 | River Mill | OR | Clackamas | 3 | HY | OP | 3.3 | 4.3 | 4.3 |  | 1 | 1912 | WAT |  | N | Y | N | Electric Utility |  |  |  |  | N | [57 empty] | N/A | [39 empty] | 0 | 0 | 10.4
15248 | Portland General Electric Co | 3049 | River Mill | OR | Clackamas | 4 | HY | OP | 3.9 | 5.2 | 5.2 |  | 12 | 1927 | WAT |  | N | Y | N | Electric Utility |  |  |  |  | N | [57 empty] | N/A | [39 empty] | 0 | 0 | 10.4
15248 | Portland General Electric Co | 3049 | River Mill | OR | Clackamas | 5 | HY | OP | 5 | 6.6 | 6.6 |  | 5 | 1952 | WAT |  | N | Y | N | Electric Utility |  |  |  |  | N | [57 empty] | N/A | [39 empty] | 0 | 0 | 10.4
15248 | Portland General Electric Co | 3050 | Round Butte | OR | Jefferson | 1 | HY | OP | 82.3 | 95 | 95 |  | 8 | 1964 | WAT |  | N | Y | N | Electric Utility |  |  |  |  | N | [57 empty] | N/A | [39 empty] | 0 | 0 | 10.4
15248 | Portland General Electric Co | 3050 | Round Butte | OR | Jefferson | 2 | HY | OP | 82.3 | 121.5 | 121.5 |  | 11 | 1964 | WAT |  | N | Y | N | Electric Utility |  |  |  |  | N | [57 empty] | N/A | [39 empty] | 0 | 0 | 10.4
15248 | Portland General Electric Co | 3050 | Round Butte | OR | Jefferson | 3 | HY | OP | 82.3 | 121.5 | 121.5 |  | 10 | 1964 | WAT |  | N | Y | N | Electric Utility |  |  |  |  | N | [57 empty] | N/A | [39 empty] | 0 | 0 | 10.4
15248 | Portland General Electric Co | 3053 | Sullivan | OR | Clackamas | 1 | HY | OP | 1.2 | 1.4 | 1.4 |  | 12 | 1952 | WAT |  | N | Y | N | Electric Utility |  |  |  |  | N | [57 empty] | N/A | [39 empty] | 0 | 0 | 10.4
15248 | Portland General Electric Co | 6106 | Boardman | OR | Morrow | 1 | ST | OP | 601 | 585 | 585 |  | 8 | 1980 | SUB |  | N | Y | N | Electric Utility |  |  |  | 2020 | N | Y |  | Y |  |  |  | 1S | 1980 | 1140000 | [31 empty] | OP | EK |  |  | 6.4 |  | 0.5 |  | 0.5 |  | 99.8 | 112 | 2604000 |  |  |  |  | COAL | OR | Boardman | 6106 | 1SG | 2010 |  | ARP | 7605.63 | 12 | 4351947.76 |  | 15646.567 | 0.4267 | 8955.601 | 4317329.275 | 41164519.21 | 10 | Western Electricity Coordinating Council | Morrow | Electric Utility | 4911 | Electric Services | 45.6933 | -119.8056 | Fale-Safe, Inc. (Owner) Idaho Power Company (Owner) Power Resources Cooperative (Owner) San Diego Gas & Electric Company (Owner) Portland General Electric Company (Owner/Operator) | Phase 2 | Early Election | Operating | Dry bottom wall-fired boiler | Coal |  |  | Low NOx Burner Technology w/ Overfire Air | Electrostatic Precipitator | 6438 | 9.4324 | COAL | 620 | 470.0855 | 0.4267 | 0.7602 | 9.4324
15248 | Portland General Electric Co | 6505 | Oak Grove | OR | Clackamas | 1 | HY | OP | 25.5 | 22 | 22 |  | 8 | 1924 | WAT |  | N | Y | N | Electric Utility |  |  |  |  | N | [57 empty] | N/A | [39 empty] | 0 | 0 | 10.4
15248 | Portland General Electric Co | 6505 | Oak Grove | OR | Clackamas | 2 | HY | OP | 25.5 | 22 | 22 |  | 3 | 1931 | WAT |  | N | Y | N | Electric Utility |  |  |  |  | N | [57 empty] | N/A | [39 empty] | 0 | 0 | 10.4
15248 | Portland General Electric Co | 7350 | Coyote Springs | OR | Morrow | 1 | CT | OP | 185.7 | 197.6 | 198 |  | 11 | 1995 | NG |  | N | Y | Y | Electric Utility |  |  |  |  | N | [57 empty] | GAS | OR | Coyote Springs | 7350 | CTG1 | 2010 |  | ARP | 7199.52 | 12 | 1072651.08 |  | 3.473 | 0.0166 | 92.561 | 688009.719 | 11577030.71 | 10 |  | Morrow | Electric Utility | 4911 | Electric Services | 45.8486 | -119.6744 | Portland General Electric Company (Owner/Operator) | Phase 2 |  | Operating | Combustion turbine | Pipeline Natural Gas | Diesel Oil |  | Water Injection Dry Low NOx Burners Selective Catalytic Reduction |  | 1900 | 10.5824 | GAS | 185 | 464.8649 | 0.0166 | 0.0006 | 10.5824
15248 | Portland General Electric Co | 7350 | Coyote Springs | OR | Morrow | 2 | CA | OP | 80.6 | 78.4 | 78.4 |  | 11 | 1995 | NG |  | N | Y | Y | Electric Utility |  |  |  |  | N | [57 empty] | GAS | [39 empty] | 0 | 0 | 10.4
15248 | Portland General Electric Co | 8073 | Beaver | OR | Columbia | 1 | CT | OP | 68.3 | 54 | 60 |  | 8 | 1974 | NG | DFO | Y | Y | N | Electric Utility |  |  |  |  | N | [57 empty] | GAS | [39 empty] | 0.065116 | 0.0007884 | 12.6398
15248 | Portland General Electric Co | 8073 | Beaver | OR | Columbia | 2 | CT | OP | 68.3 | 54 | 60 |  | 8 | 1974 | NG | DFO | Y | Y | N | Electric Utility |  |  |  |  | N | [57 empty] | GAS | [39 empty] | 0.065116 | 0.0007884 | 12.6398
15248 | Portland General Electric Co | 8073 | Beaver | OR | Columbia | 3 | CT | OP | 68.3 | 54 | 60 |  | 8 | 1974 | NG | DFO | Y | Y | N | Electric Utility |  |  |  |  | N | [57 empty] | GAS | [39 empty] | 0.065116 | 0.0007884 | 12.6398
15248 | Portland General Electric Co | 8073 | Beaver | OR | Columbia | 4 | CT | OP | 68.3 | 54 | 60 |  | 8 | 1974 | NG | DFO | Y | Y | N | Electric Utility |  |  |  |  | N | [57 empty] | GAS | [39 empty] | 0.065116 | 0.0007884 | 12.6398
15248 | Portland General Electric Co | 8073 | Beaver | OR | Columbia | 5 | CT | OP | 68.3 | 54 | 60 |  | 8 | 1974 | NG | DFO | Y | Y | N | Electric Utility |  |  |  |  | N | [57 empty] | GAS | [39 empty] | 0.065116 | 0.0007884 | 12.6398
15248 | Portland General Electric Co | 8073 | Beaver | OR | Columbia | 6 | CT | OP | 68.3 | 54 | 60 |  | 8 | 1974 | NG | DFO | Y | Y | N | Electric Utility |  |  |  |  | N | [57 empty] | GAS | [39 empty] | 0.065116 | 0.0007884 | 12.6398
15248 | Portland General Electric Co | 8073 | Beaver | OR | Columbia | 7 | CA | OP | 176.4 | 139 | 137 |  | 11 | 1977 | NG | NG | N | Y | N | Electric Utility |  |  |  |  | N | [53 empty] | OP | LN | OV¦¦SR |  | GAS | [39 empty] | 0 | 0 | 10.4
15248 | Portland General Electric Co | 8073 | Beaver | OR | Columbia | 8 | GT | OP | 24.5 | 24 | 24 |  | 8 | 2001 | NG |  | N | Y | N | Electric Utility |  |  |  |  | N | [57 empty] | GAS | [39 empty] | 0.081121 | 0.0007835 | 11.1152
15248 | Portland General Electric Co | 56227 | Port Westward | OR | Columbia | 1 | CT | OP | 312 | 232 | 252 |  | 6 | 2007 | NG |  | N | Y | N | Electric Utility |  |  |  |  | N | [57 empty] | GAS | OR | Port Westward | 56227 | PWEU1 | 2010 |  | ARP | 7315.18 | 12 | 2802602.23 |  | 21.941 | 0.0093 | 85.575 | 1127831.088 | 18977961.61 | 10 | Western Electricity Coordinating Council | Columbia | Electric Utility |  |  | 46.1792 | -123.1717 | Portland General Electric Company (Owner/Operator) | Phase 2 |  | Operating | Combined cycle | Natural Gas |  |  |  |  | 3082 | 6.7501 | GAS | 431 | 144.8413 | 0.0093 | 0.0023123 | 8.9392
15248 | Portland General Electric Co | 56227 | Port Westward | OR | Columbia | 2 | CA | OP | 171 | 140 | 140 |  | 6 | 2007 | NG |  | N | Y | N | Electric Utility |  |  |  |  | N | [6 empty] | HRSG01 | 2007 | 998000 | [48 empty] | GAS | [39 empty] | 0 | 0 | 10.4
15248 | Portland General Electric Co | 3045 | Faraday | OR | Clackamas | 6 | HY | OP | 19.2 | 23.9 | 23.9 |  | 9 | 1958 | WAT |  | N | Y | N | Electric Utility |  |  |  |  | N | [57 empty] | N/A | [39 empty] | 0 | 0 | 10.4
15248 | Portland General Electric Co | 3053 | Sullivan | OR | Clackamas | 10 | HY | OP | 1.2 | 1.5 | 1.5 |  | 12 | 1952 | WAT |  | N | Y | N | Electric Utility |  |  |  |  | N | [57 empty] | N/A | [39 empty] | 0 | 0 | 10.4
15248 | Portland General Electric Co | 3053 | Sullivan | OR | Clackamas | 11 | HY | OP | 1.2 | 1.4 | 1.4 |  | 12 | 1952 | WAT |  | N | Y | N | Electric Utility |  |  |  |  | N | [57 empty] | N/A | [39 empty] | 0 | 0 | 10.4
15248 | Portland General Electric Co | 3053 | Sullivan | OR | Clackamas | 12 | HY | OP | 1.2 | 1.4 | 1.4 |  | 12 | 1952 | WAT |  | N | Y | N | Electric Utility |  |  |  |  | N | [57 empty] | N/A | [39 empty] | 0 | 0 | 10.4
15248 | Portland General Electric Co | 3053 | Sullivan | OR | Clackamas | 13 | HY | OP | 1.2 | 1.2 | 1.2 |  | 12 | 1952 | WAT |  | N | Y | N | Electric Utility |  |  |  |  | N | [57 empty] | N/A | [39 empty] | 0 | 0 | 10.4
15248 | Portland General Electric Co | 3053 | Sullivan | OR | Clackamas | 2 | HY | OP | 1.2 | 1.5 | 1.5 |  | 12 | 1952 | WAT |  | N | Y | N | Electric Utility |  |  |  |  | N | [57 empty] | N/A | [39 empty] | 0 | 0 | 10.4
15248 | Portland General Electric Co | 3053 | Sullivan | OR | Clackamas | 3 | HY | OP | 1.2 | 1.5 | 1.5 |  | 12 | 1952 | WAT |  | N | Y | N | Electric Utility |  |  |  |  | N | [57 empty] | N/A | [39 empty] | 0 | 0 | 10.4
15248 | Portland General Electric Co | 3053 | Sullivan | OR | Clackamas | 4 | HY | OP | 1.2 | 1.5 | 1.5 |  | 12 | 1952 | WAT |  | N | Y | N | Electric Utility |  |  |  |  | N | [57 empty] | N/A | [39 empty] | 0 | 0 | 10.4
15248 | Portland General Electric Co | 3053 | Sullivan | OR | Clackamas | 5 | HY | OP | 1.2 | 1.5 | 1.5 |  | 12 | 1952 | WAT |  | N | Y | N | Electric Utility |  |  |  |  | N | [57 empty] | N/A | [39 empty] | 0 | 0 | 10.4
15248 | Portland General Electric Co | 3053 | Sullivan | OR | Clackamas | 6 | HY | OP | 1.2 | 1.5 | 1.5 |  | 12 | 1952 | WAT |  | N | Y | N | Electric Utility |  |  |  |  | N | [57 empty] | N/A | [39 empty] | 0 | 0 | 10.4
15248 | Portland General Electric Co | 3053 | Sullivan | OR | Clackamas | 7 | HY | OP | 1.2 | 1.5 | 1.5 |  | 12 | 1952 | WAT |  | N | Y | N | Electric Utility |  |  |  |  | N | [57 empty] | N/A | [39 empty] | 0 | 0 | 10.4
15248 | Portland General Electric Co | 3053 | Sullivan | OR | Clackamas | 8 | HY | OP | 1.2 | 1.4 | 1.4 |  | 12 | 1952 | WAT |  | N | Y | N | Electric Utility |  |  |  |  | N | [57 empty] | N/A | [39 empty] | 0 | 0 | 10.4
15248 | Portland General Electric Co | 3053 | Sullivan | OR | Clackamas | 9 | HY | OP | 1 | 1 | 1 |  | 5 | 1924 | WAT |  | N | Y | N | Electric Utility |  |  |  |  | N | [57 empty] | N/A | [39 empty] | 0 | 0 | 10.4
15248 | Portland General Electric Co | 4213 | PHP 1 | OR | Multnomah | 1 | HY | OP | 23.7 | 24 | 24 |  | 2 | 1982 | WAT |  | N | Y | N | Electric Utility |  |  |  |  | N | [57 empty] | N/A | [39 empty] | 0 | 0 | 10.4
15248 | Portland General Electric Co | 4214 | PHP 2 | OR | Clackamas | 2 | HY | OP | 11.8 | 13.5 | 13.5 |  | 2 | 1982 | WAT |  | N | Y | N | Electric Utility |  |  |  |  | N | [57 empty] | N/A | [39 empty] | 0 | 0 | 10.4
15248 | Portland General Electric Co | 56485 | Biglow Canyon Wind Farm | OR | Sherman | 1 | WT | OP | 125.4 | 125.4 | 125.4 |  | 12 | 2007 | WND |  | N | Y | N | Electric Utility |  |  |  |  | N | [57 empty] | N/A | [39 empty] | 0 | 0 | 10.4
15248 | Portland General Electric Co | 56485 | Biglow Canyon Wind Farm | OR | Sherman | 2 | WT | OP | 149.5 | 163.3 | 163.3 |  | 9 | 2009 | WND |  | N | Y | N | Electric Utility | [62 empty] | N/A | [39 empty] | 0 | 0 | 10.4
15248 | Portland General Electric Co | 56485 | Biglow Canyon Wind Farm | OR | Sherman | 3 | WT | OP | 174.8 | 161 | 161 |  | 8 | 2010 | WND |  | N | Y | N | Electric Utility |  |  |  |  | N | [57 empty] | N/A | [39 empty] | 0 | 0 | 10.4
15262 | Potlatch Land and Lumber LLC | 50640 | Warren Lumber Mill | AR | BRADLEY | GEN6 | ST | OP | 15 | 10 | 10 |  | 8 | 1991 | WDS |  | N | Y | Y | Industrial CHP |  |  |  |  | N | [40 empty] | OP | MC | EW | [7 empty] | 98 | 28 | 100000 |  |  |  |  | OTHER SOLID | [39 empty] | 0.44388 | 0.028364 | 13.8599
15274 | Potomac Power Resources | 603 | Benning | DC | District of Columbia | 15 | ST | OP | 290 | 275 | 275 |  | 6 | 1968 | DFO |  | N | Y | N | IPP Non-CHP |  |  |  | 2012 | N |  |  |  |  | N |  | 4 | 1968 | 565298 | [48 empty] | LIQUID | DC | Benning Generation Station | 603 | 15 | 2010 |  | ARP, CAIRNOX, CAIROS, CAIRSO2 | 1273.21 | 12 | 110830.98 |  | 479.918 | 0.259 | 196.27 | 117765.686 | 1451357.617 | 3 |  | District of Columbia | Electric Utility | 4911 | Electric Services | 38.8994 | -76.9592 | Potomac Power Resources (Owner) North American Energy Services (Operator) | Phase 2 |  | Operating | Tangentially-fired | Residual Oil |  |  |  |  | 3230 | 11.3656 | LIQUID | 284 | 1983.6364 | 0.259 | 0.66134 | 11.3656
15274 | Potomac Power Resources | 603 | Benning | DC | District of Columbia | 16 | ST | OP | 290 | 275 | 275 |  | 5 | 1972 | DFO |  | N | Y | N | IPP Non-CHP |  |  |  | 2012 | N | [6 empty] | 5 | 1972 | 510678 | [48 empty] | LIQUID | DC | Benning Generation Station | 603 | 16 | 2010 |  | ARP, CAIRNOX, CAIROS, CAIRSO2 | 1249.52 | 12 | 107247.11 |  | 393.833 | 0.2511 | 176.885 | 102999.371 | 1269330.665 | 3 |  | District of Columbia | Electric Utility | 4911 | Electric Services | 38.8994 | -76.9592 | Potomac Power Resources (Owner) North American Energy Services (Operator) | Phase 2 |  | Operating | Dry bottom wall-fired boiler | Residual Oil |  |  |  |  | 3230 | 10.2808 | LIQUID | 289 | 1974.5455 | 0.2511 | 0.62054 | 10.2808
15274 | Potomac Power Resources | 604 | Buzzard Point | DC | District of Columbia | E1 | GT | OP | 18 | 16 | 16 |  | 5 | 1968 | DFO |  | N | Y | N | IPP Non-CHP |  |  |  | 2012 | [58 empty] | LIQUID | [39 empty] | 0.74161 | 0.2954 | 13.0687
15274 | Potomac Power Resources | 604 | Buzzard Point | DC | District of Columbia | E5 | GT | OP | 18 | 16 | 16 |  | 5 | 1968 | DFO |  | N | Y | N | IPP Non-CHP |  |  |  | 2012 | [58 empty] | LIQUID | [39 empty] | 0.74161 | 0.2954 | 13.0687
15274 | Potomac Power Resources | 604 | Buzzard Point | DC | District of Columbia | W13 | GT | OP | 18 | 16 | 16 |  | 6 | 1968 | DFO |  | N | Y | N | IPP Non-CHP |  |  |  | 2012 | [58 empty] | LIQUID | [39 empty] | 0.74161 | 0.2954 | 13.0687
15274 | Potomac Power Resources | 604 | Buzzard Point | DC | District of Columbia | W9 | GT | OP | 18 | 16 | 16 |  | 6 | 1968 | DFO |  | N | Y | N | IPP Non-CHP |  |  |  | 2012 | [58 empty] | LIQUID | [39 empty] | 0.74161 | 0.2954 | 13.0687
15274 | Potomac Power Resources | 604 | Buzzard Point | DC | District of Columbia | E2 | GT | OP | 18 | 16 | 16 |  | 5 | 1968 | DFO |  | N | Y | N | IPP Non-CHP |  |  |  | 2012 | [58 empty] | LIQUID | [39 empty] | 0.74161 | 0.2954 | 13.0687
15274 | Potomac Power Resources | 604 | Buzzard Point | DC | District of Columbia | E4 | GT | OP | 18 | 16 | 16 |  | 5 | 1968 | DFO |  | N | Y | N | IPP Non-CHP |  |  |  | 2012 | [58 empty] | LIQUID | [39 empty] | 0.74161 | 0.2954 | 13.0687
15274 | Potomac Power Resources | 604 | Buzzard Point | DC | District of Columbia | E6 | GT | OP | 18 | 16 | 16 |  | 5 | 1968 | DFO |  | N | Y | N | IPP Non-CHP |  |  |  | 2012 | [58 empty] | LIQUID | [39 empty] | 0.74161 | 0.2954 | 13.0687
15274 | Potomac Power Resources | 604 | Buzzard Point | DC | District of Columbia | E7 | GT | OP | 18 | 16 | 16 |  | 5 | 1968 | DFO |  | N | Y | N | IPP Non-CHP |  |  |  | 2012 | [58 empty] | LIQUID | [39 empty] | 0.74161 | 0.2954 | 13.0687
15274 | Potomac Power Resources | 604 | Buzzard Point | DC | District of Columbia | E8 | GT | OP | 18 | 16 | 16 |  | 5 | 1968 | DFO |  | N | Y | N | IPP Non-CHP |  |  |  | 2012 | [58 empty] | LIQUID | [39 empty] | 0.74161 | 0.2954 | 13.0687
15274 | Potomac Power Resources | 604 | Buzzard Point | DC | District of Columbia | W10 | GT | OP | 18 | 16 | 16 |  | 6 | 1968 | DFO |  | N | Y | N | IPP Non-CHP |  |  |  | 2012 | [58 empty] | LIQUID | [39 empty] | 0.74161 | 0.2954 | 13.0687
15274 | Potomac Power Resources | 604 | Buzzard Point | DC | District of Columbia | W11 | GT | OP | 18 | 16 | 16 |  | 6 | 1968 | DFO |  | N | Y | N | IPP Non-CHP |  |  |  | 2012 | [58 empty] | LIQUID | [39 empty] | 0.74161 | 0.2954 | 13.0687
15274 | Potomac Power Resources | 604 | Buzzard Point | DC | District of Columbia | W12 | GT | OP | 18 | 16 | 16 |  | 6 | 1968 | DFO |  | N | Y | N | IPP Non-CHP |  |  |  | 2012 | [58 empty] | LIQUID | [39 empty] | 0.74161 | 0.2954 | 13.0687
15274 | Potomac Power Resources | 604 | Buzzard Point | DC | District of Columbia | W14 | GT | OP | 18 | 16 | 16 |  | 6 | 1968 | DFO |  | N | Y | N | IPP Non-CHP |  |  |  | 2012 | [58 empty] | LIQUID | [39 empty] | 0.74161 | 0.2954 | 13.0687
15274 | Potomac Power Resources | 604 | Buzzard Point | DC | District of Columbia | W15 | GT | OP | 18 | 16 | 16 |  | 6 | 1968 | DFO |  | N | Y | N | IPP Non-CHP |  |  |  | 2012 | [58 empty] | LIQUID | [39 empty] | 0.74161 | 0.2954 | 13.0687
15274 | Potomac Power Resources | 604 | Buzzard Point | DC | District of Columbia | W16 | GT | OP | 18 | 16 | 16 |  | 6 | 1968 | DFO |  | N | Y | N | IPP Non-CHP |  |  |  | 2012 | [58 empty] | LIQUID | [39 empty] | 0.74161 | 0.2954 | 13.0687
15276 | PPL Martins Creek LLC | 3148 | PPL Martins Creek | PA | Northampton | 3 | ST | OP | 850.5 | 850 | 850 |  | 10 | 1975 | RFO | NG | Y | Y | N | IPP Non-CHP |  |  |  |  | N | [57 empty] | LIQUID | PA | Martins Creek | 3148 | 3 | 2010 |  | ARP, CAIRNOX, CAIROS, CAIRSO2 | 1426.83 | 12 | 522044.74 |  | 320.408 | 0.1944 | 668.325 | 353238.169 | 5485921.012 | 3 | Mid-Atlantic Area Council | Northampton | Electric Utility | 4911 | Electric Services | 40.796 | -75.107 | PPL Martins Creek, LLC (Owner/Operator) | Phase 2 |  | Operating | Tangentially-fired | Residual Oil | Pipeline Natural Gas |  |  |  | 9469 | 9.6584 | LIQUID | 901 | 1970 | 0.1944 | 0.11681 | 9.6584
15276 | PPL Martins Creek LLC | 3148 | PPL Martins Creek | PA | Northampton | 4 | ST | OP | 850.5 | 780 | 780 |  | 3 | 1977 | RFO | NG | Y | Y | N | IPP Non-CHP |  |  |  |  | N | [6 empty] | 3 | 1977 | 1120000 | [48 empty] | LIQUID | PA | Martins Creek | 3148 | 4 | 2010 |  | ARP, CAIRNOX, CAIROS, CAIRSO2 | 1048.49 | 12 | 396441.73 |  | 187.289 | 0.2097 | 572.498 | 282491.854 | 4486054.719 | 3 | Mid-Atlantic Area Council | Northampton | Electric Utility | 4911 | Electric Services | 40.796 | -75.107 | PPL Martins Creek, LLC (Owner/Operator) | Phase 2 |  | Operating | Tangentially-fired | Residual Oil | Pipeline Natural Gas |  |  |  | 9303 | 10.2537 | LIQUID | 846 | 1957.6923 | 0.2097 | 0.083498 | 10.2537
15276 | PPL Martins Creek LLC | 3148 | PPL Martins Creek | PA | Northampton | CTG1 | GT | OP | 22.3 | 18 | 18 |  | 6 | 1971 | NG |  | N | Y | N | IPP Non-CHP | [62 empty] | GAS | [39 empty] | 0.2852 | 0.0050908 | 12.5462
15276 | PPL Martins Creek LLC | 3139 | PPL Martin Creek LLC Allentown | PA | Lehigh | CTG1 | GT | OP | 16 | 14 | 14 |  | 7 | 1969 | DFO |  | N | Y | N | IPP Non-CHP | [62 empty] | LIQUID | [39 empty] | 0.70451 | 0.32634 | 12.7749
15276 | PPL Martins Creek LLC | 3139 | PPL Martin Creek LLC Allentown | PA | Lehigh | CTG2 | GT | OP | 16 | 14 | 14 |  | 7 | 1969 | DFO |  | N | Y | N | IPP Non-CHP | [62 empty] | LIQUID | [39 empty] | 0.70451 | 0.32634 | 12.7749
15276 | PPL Martins Creek LLC | 3139 | PPL Martin Creek LLC Allentown | PA | Lehigh | CTG3 | GT | OP | 16 | 14 | 14 |  | 7 | 1969 | DFO |  | N | Y | N | IPP Non-CHP | [62 empty] | LIQUID | [39 empty] | 0.70451 | 0.32634 | 12.7749
15276 | PPL Martins Creek LLC | 3139 | PPL Martin Creek LLC Allentown | PA | Lehigh | CTG4 | GT | OP | 16 | 14 | 14 |  | 7 | 1969 | DFO |  | N | Y | N | IPP Non-CHP | [62 empty] | LIQUID | [39 empty] | 0.70451 | 0.32634 | 12.7749
15276 | PPL Martins Creek LLC | 3142 | PPL Martins Creek LLC Fishbach | PA | Schuylkill | UNT1 | GT | OP | 18.5 | 13.3 | 14 |  | 8 | 1969 | DFO |  | N | Y | N | IPP Non-CHP | [62 empty] | LIQUID | [39 empty] | 0.70755 | 0.30081 | 12.9232
15276 | PPL Martins Creek LLC | 3142 | PPL Martins Creek LLC Fishbach | PA | Schuylkill | UNT2 | GT | OP | 18.5 | 13.3 | 14 |  | 8 | 1969 | DFO |  | N | Y | N | IPP Non-CHP | [62 empty] | LIQUID | [39 empty] | 0.70755 | 0.30081 | 12.9232
15276 | PPL Martins Creek LLC | 3143 | PPL Martins Creek LLC Harrisburg | PA | Dauphin | CTG1 | GT | OP | 16 | 14 | 14 |  | 3 | 1969 | DFO |  | N | Y | N | IPP Non-CHP | [62 empty] | LIQUID | [39 empty] | 0.73517 | 0.29936 | 12.8204
15276 | PPL Martins Creek LLC | 3143 | PPL Martins Creek LLC Harrisburg | PA | Dauphin | CTG2 | GT | OP | 16 | 14 | 14 |  | 3 | 1969 | DFO |  | N | Y | N | IPP Non-CHP | [62 empty] | LIQUID | [39 empty] | 0.73517 | 0.29936 | 12.8204
15276 | PPL Martins Creek LLC | 3143 | PPL Martins Creek LLC Harrisburg | PA | Dauphin | CTG3 | GT | OP | 16 | 14 | 14 |  | 3 | 1969 | DFO |  | N | Y | N | IPP Non-CHP | [62 empty] | LIQUID | [39 empty] | 0.73517 | 0.29936 | 12.8204
15276 | PPL Martins Creek LLC | 3143 | PPL Martins Creek LLC Harrisburg | PA | Dauphin | CTG4 | GT | OP | 16 | 14 | 14 |  | 3 | 1969 | DFO |  | N | Y | N | IPP Non-CHP | [62 empty] | LIQUID | [39 empty] | 0.73517 | 0.29936 | 12.8204
15276 | PPL Martins Creek LLC | 3144 | PPL Martins Creek LLC Harwood | PA | Luzerne | CTG1 | GT | OP | 16 | 13 | 14 |  | 7 | 1969 | DFO |  | N | Y | N | IPP Non-CHP | [62 empty] | LIQUID | [39 empty] | 0.71694 | 0.31498 | 12.7324
15276 | PPL Martins Creek LLC | 3144 | PPL Martins Creek LLC Harwood | PA | Luzerne | CTG2 | GT | OP | 16 | 13 | 14 |  | 7 | 1969 | DFO |  | N | Y | N | IPP Non-CHP | [62 empty] | LIQUID | [39 empty] | 0.71694 | 0.31498 | 12.7324
15276 | PPL Martins Creek LLC | 3146 | PPL Martins Creek LLC Jenkins | PA | Luzerne | CTG1 | GT | OP | 16 | 13.8 | 14 |  | 11 | 1969 | DFO |  | N | Y | N | IPP Non-CHP | [62 empty] | LIQUID | [39 empty] | 0.71233 | 0.31912 | 12.6873
15276 | PPL Martins Creek LLC | 3146 | PPL Martins Creek LLC Jenkins | PA | Luzerne | CTG2 | GT | OP | 16 | 13.8 | 14 |  | 10 | 1969 | DFO |  | N | Y | N | IPP Non-CHP | [62 empty] | LIQUID | [39 empty] | 0.71233 | 0.31912 | 12.6873
15276 | PPL Martins Creek LLC | 3147 | PPL Martins Creek LLC Lock Haven | PA | Lycoming | CTG | GT | OP | 18.5 | 14 | 14 |  | 11 | 1969 | DFO |  | N | Y | N | IPP Non-CHP | [62 empty] | LIQUID | [39 empty] | 0.73474 | 0.27868 | 12.8674
15276 | PPL Martins Creek LLC | 3148 | PPL Martins Creek | PA | Northampton | CTG2 | GT | OP | 22.3 | 18 | 18 |  | 6 | 1971 | NG |  | N | Y | N | IPP Non-CHP | [62 empty] | GAS | [39 empty] | 0.2852 | 0.0050908 | 12.5462
15276 | PPL Martins Creek LLC | 3148 | PPL Martins Creek | PA | Northampton | CTG3 | GT | OP | 22.3 | 18 | 18 |  | 6 | 1971 | NG |  | N | Y | N | IPP Non-CHP | [62 empty] | GAS | [39 empty] | 0.2852 | 0.0050908 | 12.5462
15276 | PPL Martins Creek LLC | 3148 | PPL Martins Creek | PA | Northampton | CTG4 | GT | OP | 22.3 | 18 | 18 |  | 6 | 1971 | NG |  | N | Y | N | IPP Non-CHP | [62 empty] | GAS | [39 empty] | 0.2852 | 0.0050908 | 12.5462
15276 | PPL Martins Creek LLC | 3153 | PPL HW Wallenpaupack | PA | Wayne | WP1 | HY | OP | 20 | 22 | 22 |  | 6 | 1926 | WAT |  | N | Y | N | IPP Non-CHP | [62 empty] | N/A | [39 empty] | 0 | 0 | 10.4
15276 | PPL Martins Creek LLC | 3153 | PPL HW Wallenpaupack | PA | Wayne | WP2 | HY | OP | 20 | 22 | 22 |  | 6 | 1926 | WAT |  | N | Y | N | IPP Non-CHP | [62 empty] | N/A | [39 empty] | 0 | 0 | 10.4
15276 | PPL Martins Creek LLC | 3154 | PPL Martins Creek LLC West Shore | PA | Cumberland | CTG1 | GT | OP | 18.5 | 14 | 14 |  | 8 | 1969 | DFO |  | N | Y | N | IPP Non-CHP | [62 empty] | LIQUID | [39 empty] | 0.72326 | 0.28771 | 12.9879
15276 | PPL Martins Creek LLC | 3154 | PPL Martins Creek LLC West Shore | PA | Cumberland | CTG2 | GT | OP | 18.5 | 14 | 14 |  | 8 | 1969 | DFO |  | N | Y | N | IPP Non-CHP | [62 empty] | LIQUID | [39 empty] | 0.72326 | 0.28771 | 12.9879
15276 | PPL Martins Creek LLC | 3155 | PPL Martins Creek LLC Williamsport | PA | Lycoming | CTG1 | GT | OP | 16 | 13.7 | 14 |  | 8 | 1969 | DFO |  | N | Y | N | IPP Non-CHP |  |  |  |  | N | [57 empty] | LIQUID | [39 empty] | 0.73849 | 0.29664 | 12.6934
15276 | PPL Martins Creek LLC | 3155 | PPL Martins Creek LLC Williamsport | PA | Lycoming | CTG2 | GT | OP | 16 | 13.7 | 14 |  | 8 | 1969 | DFO |  | N | Y | N | IPP Non-CHP |  |  |  |  | N | [57 empty] | LIQUID | [39 empty] | 0.73849 | 0.29664 | 12.6934
15286 | Marco Power Inc | 50323 | Marco Ranch | ID | Jerome | 1 | HY | OP | 0.3 | 0.3 | 0.3 |  | 8 | 1985 | WAT |  | N | Y | N | IPP Non-CHP | [62 empty] | N/A | [39 empty] | 0 | 0 | 10.4
15286 | Marco Power Inc | 50323 | Marco Ranch | ID | Jerome | 2 | HY | OP | 0.3 | 0.3 | 0.3 |  | 8 | 1985 | WAT |  | N | Y | N | IPP Non-CHP | [62 empty] | N/A | [39 empty] | 0 | 0 | 10.4
15286 | Marco Power Inc | 50323 | Marco Ranch | ID | Jerome | 3 | HY | OP | 0.3 | 0.3 | 0.3 |  | 8 | 1985 | WAT |  | N | Y | N | IPP Non-CHP | [62 empty] | N/A | [39 empty] | 0 | 0 | 10.4
15286 | Marco Power Inc | 50323 | Marco Ranch | ID | Jerome | 4 | HY | OP | 0.3 | 0.3 | 0.3 |  | 8 | 1985 | WAT |  | N | Y | N | IPP Non-CHP | [62 empty] | N/A | [39 empty] | 0 | 0 | 10.4
15293 | Powell Valley Electric Coop | 7883 | Powell Valley | TN | Hancock | 1 | IC | OP | 2 | 1.8 | 1.8 |  | 7 | 2000 | DFO |  | N | Y | N | Electric Utility |  |  |  |  | N | [57 empty] | LIQUID | [39 empty] | 0.7385 | 0.025484 | 12.5895
15293 | Powell Valley Electric Coop | 7883 | Powell Valley | TN | Hancock | 10 | IC | OP | 2 | 1.8 | 1.8 |  | 7 | 2000 | DFO |  | N | Y | N | Electric Utility |  |  |  |  | N | [57 empty] | LIQUID | [39 empty] | 0.7385 | 0.025484 | 12.5895
15293 | Powell Valley Electric Coop | 7883 | Powell Valley | TN | Hancock | 11 | IC | OP | 2 | 1.8 | 1.8 |  | 7 | 2000 | DFO |  | N | Y | N | Electric Utility |  |  |  |  | N | [57 empty] | LIQUID | [39 empty] | 0.7385 | 0.025484 | 12.5895
15293 | Powell Valley Electric Coop | 7883 | Powell Valley | TN | Hancock | 2 | IC | OP | 2 | 1.8 | 1.8 |  | 7 | 2000 | DFO |  | N | Y | N | Electric Utility |  |  |  |  | N | [57 empty] | LIQUID | [39 empty] | 0.7385 | 0.025484 | 12.5895
15293 | Powell Valley Electric Coop | 7883 | Powell Valley | TN | Hancock | 3 | IC | OP | 2 | 1.8 | 1.8 |  | 7 | 2000 | DFO |  | N | Y | N | Electric Utility |  |  |  |  | N | [57 empty] | LIQUID | [39 empty] | 0.7385 | 0.025484 | 12.5895
15293 | Powell Valley Electric Coop | 7883 | Powell Valley | TN | Hancock | 4 | IC | OP | 2 | 1.8 | 1.8 |  | 7 | 2000 | DFO |  | N | Y | N | Electric Utility |  |  |  |  | N | [57 empty] | LIQUID | [39 empty] | 0.7385 | 0.025484 | 12.5895
15293 | Powell Valley Electric Coop | 7883 | Powell Valley | TN | Hancock | 5 | IC | OP | 2 | 1.8 | 1.8 |  | 7 | 2000 | DFO |  | N | Y | N | Electric Utility |  |  |  |  | N | [57 empty] | LIQUID | [39 empty] | 0.7385 | 0.025484 | 12.5895
15293 | Powell Valley Electric Coop | 7883 | Powell Valley | TN | Hancock | 6 | IC | OP | 2 | 1.8 | 1.8 |  | 7 | 2000 | DFO |  | N | Y | N | Electric Utility |  |  |  |  | N | [57 empty] | LIQUID | [39 empty] | 0.7385 | 0.025484 | 12.5895
15293 | Powell Valley Electric Coop | 7883 | Powell Valley | TN | Hancock | 7 | IC | OP | 2 | 1.8 | 1.8 |  | 7 | 2000 | DFO |  | N | Y | N | Electric Utility |  |  |  |  | N | [57 empty] | LIQUID | [39 empty] | 0.7385 | 0.025484 | 12.5895
15293 | Powell Valley Electric Coop | 7883 | Powell Valley | TN | Hancock | 8 | IC | OP | 2 | 1.8 | 1.8 |  | 7 | 2000 | DFO |  | N | Y | N | Electric Utility |  |  |  |  | N | [57 empty] | LIQUID | [39 empty] | 0.7385 | 0.025484 | 12.5895
15293 | Powell Valley Electric Coop | 7883 | Powell Valley | TN | Hancock | 9 | IC | OP | 2 | 1.8 | 1.8 |  | 7 | 2000 | DFO |  | N | Y | N | Electric Utility |  |  |  |  | N | [57 empty] | LIQUID | [39 empty] | 0.7385 | 0.025484 | 12.5895
15296 | New York Power Authority | 88 | Ashokan | NY | Ulster | 1 | HY | OP | 2.3 | 1.9 | 1.3 |  | 11 | 1982 | WAT |  | N | Y | N | Electric Utility | [62 empty] | N/A | [39 empty] | 0 | 0 | 10.4
15296 | New York Power Authority | 650 | Kensico | NY | Westchester | 1 | HY | OP | 1 | 0.8 | 0.6 |  | 7 | 1983 | WAT |  | N | Y | N | Electric Utility | [62 empty] | N/A | [39 empty] | 0 | 0 | 10.4
15296 | New York Power Authority | 808 | Jarvis (Hinckley) | NY | Oneida | 1 | HY | OP | 4.5 | 2 | 2 |  | 7 | 1991 | WAT |  | N | Y | N | Electric Utility | [62 empty] | N/A | [39 empty] | 0 | 0 | 10.4
15296 | New York Power Authority | 808 | Jarvis (Hinckley) | NY | Oneida | 2 | HY | OP | 4.5 | 2 | 2 |  | 7 | 1991 | WAT |  | N | Y | N | Electric Utility | [62 empty] | N/A | [39 empty] | 0 | 0 | 10.4
15296 | New York Power Authority | 2691 | Blenheim Gilboa | NY | Schoharie | 1 | PS | OP | 250 | 290 | 290 |  | 7 | 1973 | WAT |  | N | Y | N | Electric Utility | [62 empty] | N/A | [39 empty] | 0 | 0 | 10.4
15296 | New York Power Authority | 2691 | Blenheim Gilboa | NY | Schoharie | 2 | PS | OP | 250 | 290 | 290 |  | 7 | 1973 | WAT |  | N | Y | N | Electric Utility | [62 empty] | N/A | [39 empty] | 0 | 0 | 10.4
15296 | New York Power Authority | 2691 | Blenheim Gilboa | NY | Schoharie | 3 | PS | OP | 250 | 290 | 290 |  | 7 | 1973 | WAT |  | N | Y | N | Electric Utility | [62 empty] | N/A | [39 empty] | 0 | 0 | 10.4
15296 | New York Power Authority | 2691 | Blenheim Gilboa | NY | Schoharie | 4 | PS | OP | 250 | 290 | 290 |  | 7 | 1973 | WAT |  | N | Y | N | Electric Utility | [62 empty] | N/A | [39 empty] | 0 | 0 | 10.4
15296 | New York Power Authority | 2692 | Lewiston Niagara | NY | Niagara | 1 | PS | OP | 20 |  |  | C052 | 10 | 1961 | WAT |  | N | Y | N | Electric Utility | [62 empty] | N/A | [39 empty] | 0 | 0 | 10.4
15296 | New York Power Authority | 2692 | Lewiston Niagara | NY | Niagara | 10 | PS | OP | 20 |  |  | C052 | 7 | 1962 | WAT |  | N | Y | N | Electric Utility | [62 empty] | N/A | [39 empty] | 0 | 0 | 10.4
15296 | New York Power Authority | 2692 | Lewiston Niagara | NY | Niagara | 11 | PS | OP | 20 |  |  | C052 | 8 | 1962 | WAT |  | N | Y | N | Electric Utility | [62 empty] | N/A | [39 empty] | 0 | 0 | 10.4
15296 | New York Power Authority | 2692 | Lewiston Niagara | NY | Niagara | 12 | PS | OP | 20 | 240 | 240 | C052 | 10 | 1962 | WAT |  | N | Y | N | Electric Utility | [62 empty] | N/A | [39 empty] | 0 | 0 | 10.4
15296 | New York Power Authority | 2692 | Lewiston Niagara | NY | Niagara | 2 | PS | OP | 20 |  |  | C052 | 11 | 1961 | WAT |  | N | Y | N | Electric Utility | [62 empty] | N/A | [39 empty] | 0 | 0 | 10.4
15296 | New York Power Authority | 2692 | Lewiston Niagara | NY | Niagara | 3 | PS | OP | 20 |  |  | C052 | 11 | 1961 | WAT |  | N | Y | N | Electric Utility | [62 empty] | N/A | [39 empty] | 0 | 0 | 10.4
15296 | New York Power Authority | 2692 | Lewiston Niagara | NY | Niagara | 4 | PS | OP | 20 |  |  | C052 | 1 | 1962 | WAT |  | N | Y | N | Electric Utility | [62 empty] | N/A | [39 empty] | 0 | 0 | 10.4
15296 | New York Power Authority | 2692 | Lewiston Niagara | NY | Niagara | 5 | PS | OP | 20 |  |  | C052 | 2 | 1962 | WAT |  | N | Y | N | Electric Utility | [62 empty] | N/A | [39 empty] | 0 | 0 | 10.4
15296 | New York Power Authority | 2692 | Lewiston Niagara | NY | Niagara | 6 | PS | OP | 20 |  |  | C052 | 2 | 1962 | WAT |  | N | Y | N | Electric Utility | [62 empty] | N/A | [39 empty] | 0 | 0 | 10.4
15296 | New York Power Authority | 2692 | Lewiston Niagara | NY | Niagara | 7 | PS | OP | 20 |  |  | C052 | 4 | 1962 | WAT |  | N | Y | N | Electric Utility | [62 empty] | N/A | [39 empty] | 0 | 0 | 10.4
15296 | New York Power Authority | 2692 | Lewiston Niagara | NY | Niagara | 8 | PS | OP | 20 |  |  | C052 | 5 | 1962 | WAT |  | N | Y | N | Electric Utility | [62 empty] | N/A | [39 empty] | 0 | 0 | 10.4
15296 | New York Power Authority | 2692 | Lewiston Niagara | NY | Niagara | 9 | PS | OP | 20 |  |  | C052 | 6 | 1962 | WAT |  | N | Y | N | Electric Utility | [62 empty] | N/A | [39 empty] | 0 | 0 | 10.4
15296 | New York Power Authority | 2693 | Robert Moses Niagara | NY | Niagara | 1 | HY | OP | 193.5 | 181.1 | 181.1 | C789 | 1 | 1961 | WAT |  | N | Y | N | Electric Utility | [62 empty] | N/A | [39 empty] | 0 | 0 | 10.4
15296 | New York Power Authority | 2693 | Robert Moses Niagara | NY | Niagara | 10 | HY | OP | 193.5 | 181 | 181 | C789 | 12 | 1961 | WAT |  | N | Y | N | Electric Utility | [62 empty] | N/A | [39 empty] | 0 | 0 | 10.4
15296 | New York Power Authority | 2693 | Robert Moses Niagara | NY | Niagara | 11 | HY | OP | 193.5 | 181 | 181 | C789 | 2 | 1962 | WAT |  | N | Y | N | Electric Utility | [62 empty] | N/A | [39 empty] | 0 | 0 | 10.4
15296 | New York Power Authority | 2693 | Robert Moses Niagara | NY | Niagara | 12 | HY | OP | 193.5 | 181 | 181 | C789 | 3 | 1962 | WAT |  | N | Y | N | Electric Utility | [62 empty] | N/A | [39 empty] | 0 | 0 | 10.4
15296 | New York Power Authority | 2693 | Robert Moses Niagara | NY | Niagara | 13 | HY | OP | 193.5 | 181.1 | 181.1 | C789 | 5 | 1962 | WAT |  | N | Y | N | Electric Utility | [62 empty] | N/A | [39 empty] | 0 | 0 | 10.4
15296 | New York Power Authority | 2693 | Robert Moses Niagara | NY | Niagara | 2 | HY | OP | 193.5 | 181 | 181 | C789 | 2 | 1962 | WAT |  | N | Y | N | Electric Utility | [62 empty] | N/A | [39 empty] | 0 | 0 | 10.4
15296 | New York Power Authority | 2693 | Robert Moses Niagara | NY | Niagara | 3 | HY | OP | 193.5 | 181 | 181 | C789 | 3 | 1961 | WAT |  | N | Y | N | Electric Utility | [62 empty] | N/A | [39 empty] | 0 | 0 | 10.4
15296 | New York Power Authority | 2693 | Robert Moses Niagara | NY | Niagara | 4 | HY | OP | 193.5 | 181 | 181 | C789 | 4 | 1961 | WAT |  | N | Y | N | Electric Utility | [62 empty] | N/A | [39 empty] | 0 | 0 | 10.4
15296 | New York Power Authority | 2693 | Robert Moses Niagara | NY | Niagara | 5 | HY | OP | 193.5 | 181 | 181 | C789 | 6 | 1961 | WAT |  | N | Y | N | Electric Utility | [62 empty] | N/A | [39 empty] | 0 | 0 | 10.4
15296 | New York Power Authority | 2693 | Robert Moses Niagara | NY | Niagara | 6 | HY | OP | 193.5 | 181 | 181 | C789 | 7 | 1961 | WAT |  | N | Y | N | Electric Utility | [62 empty] | N/A | [39 empty] | 0 | 0 | 10.4
15296 | New York Power Authority | 2693 | Robert Moses Niagara | NY | Niagara | 7 | HY | OP | 193.5 | 181 | 181 | C789 | 8 | 1961 | WAT |  | N | Y | N | Electric Utility | [62 empty] | N/A | [39 empty] | 0 | 0 | 10.4
15296 | New York Power Authority | 2693 | Robert Moses Niagara | NY | Niagara | 8 | HY | OP | 150.3 | 181 | 181 | C789 | 9 | 1961 | WAT |  | N | Y | N | Electric Utility | [62 empty] | N/A | [39 empty] | 0 | 0 | 10.4
15296 | New York Power Authority | 2693 | Robert Moses Niagara | NY | Niagara | 9 | HY | OP | 150.3 | 181 | 181 | C789 | 11 | 1961 | WAT |  | N | Y | N | Electric Utility | [62 empty] | N/A | [39 empty] | 0 | 0 | 10.4
15296 | New York Power Authority | 2694 | Robert Moses Power Dam | NY | St Lawrence | 17 | HY | OP | 57 | 50 | 50 |  | 7 | 1959 | WAT |  | N | Y | N | Electric Utility | [62 empty] | N/A | [39 empty] | 0 | 0 | 10.4
15296 | New York Power Authority | 2694 | Robert Moses Power Dam | NY | St Lawrence | 18 | HY | OP | 57 | 50 | 50 |  | 7 | 1959 | WAT |  | N | Y | N | Electric Utility | [62 empty] | N/A | [39 empty] | 0 | 0 | 10.4
15296 | New York Power Authority | 2694 | Robert Moses Power Dam | NY | St Lawrence | 19 | HY | OP | 57 | 50 | 50 |  | 6 | 1959 | WAT |  | N | Y | N | Electric Utility | [62 empty] | N/A | [39 empty] | 0 | 0 | 10.4
15296 | New York Power Authority | 2694 | Robert Moses Power Dam | NY | St Lawrence | 20 | HY | OP | 57 | 50 | 50 |  | 5 | 1959 | WAT |  | N | Y | N | Electric Utility | [62 empty] | N/A | [39 empty] | 0 | 0 | 10.4
15296 | New York Power Authority | 2694 | Robert Moses Power Dam | NY | St Lawrence | 21 | HY | OP | 57 | 50 | 50 |  | 5 | 1959 | WAT |  | N | Y | N | Electric Utility | [62 empty] | N/A | [39 empty] | 0 | 0 | 10.4
15296 | New York Power Authority | 2694 | Robert Moses Power Dam | NY | St Lawrence | 22 | HY | OP | 57 | 50 | 50 |  | 3 | 1959 | WAT |  | N | Y | N | Electric Utility | [62 empty] | N/A | [39 empty] | 0 | 0 | 10.4
15296 | New York Power Authority | 2694 | Robert Moses Power Dam | NY | St Lawrence | 23 | HY | OP | 57 | 50 | 50 |  | 1 | 1959 | WAT |  | N | Y | N | Electric Utility | [62 empty] | N/A | [39 empty] | 0 | 0 | 10.4
15296 | New York Power Authority | 2694 | Robert Moses Power Dam | NY | St Lawrence | 24 | HY | OP | 57 | 50 | 50 |  | 12 | 1958 | WAT |  | N | Y | N | Electric Utility | [62 empty] | N/A | [39 empty] | 0 | 0 | 10.4
15296 | New York Power Authority | 2694 | Robert Moses Power Dam | NY | St Lawrence | 25 | HY | OP | 57 | 50 | 50 |  | 11 | 1958 | WAT |  | N | Y | N | Electric Utility | [62 empty] | N/A | [39 empty] | 0 | 0 | 10.4
15296 | New York Power Authority | 2694 | Robert Moses Power Dam | NY | St Lawrence | 26 | HY | OP | 57 | 50 | 50 |  | 10 | 1958 | WAT |  | N | Y | N | Electric Utility | [62 empty] | N/A | [39 empty] | 0 | 0 | 10.4
15296 | New York Power Authority | 2694 | Robert Moses Power Dam | NY | St Lawrence | 27 | HY | OP | 57 | 50 | 50 |  | 8 | 1958 | WAT |  | N | Y | N | Electric Utility | [62 empty] | N/A | [39 empty] | 0 | 0 | 10.4
15296 | New York Power Authority | 2694 | Robert Moses Power Dam | NY | St Lawrence | 28 | HY | OP | 57 | 50 | 50 |  | 8 | 1958 | WAT |  | N | Y | N | Electric Utility | [62 empty] | N/A | [39 empty] | 0 | 0 | 10.4
15296 | New York Power Authority | 2694 | Robert Moses Power Dam | NY | St Lawrence | 29 | HY | OP | 57 | 50 | 50 |  | 7 | 1958 | WAT |  | N | Y | N | Electric Utility | [62 empty] | N/A | [39 empty] | 0 | 0 | 10.4
15296 | New York Power Authority | 2694 | Robert Moses Power Dam | NY | St Lawrence | 30 | HY | OP | 57 | 50 | 50 |  | 7 | 1958 | WAT |  | N | Y | N | Electric Utility | [62 empty] | N/A | [39 empty] | 0 | 0 | 10.4
15296 | New York Power Authority | 2694 | Robert Moses Power Dam | NY | St Lawrence | 31 | HY | OP | 57 | 50 | 50 |  | 7 | 1958 | WAT |  | N | Y | N | Electric Utility | [62 empty] | N/A | [39 empty] | 0 | 0 | 10.4
15296 | New York Power Authority | 2694 | Robert Moses Power Dam | NY | St Lawrence | 32 | HY | OP | 57 | 50 | 50 |  | 7 | 1958 | WAT |  | N | Y | N | Electric Utility | [62 empty] | N/A | [39 empty] | 0 | 0 | 10.4
15296 | New York Power Authority | 7314 | Richard M Flynn | NY | Suffolk | NA1 | CT | OP | 108 | 87.6 | 113 |  | 5 | 1994 | NG | DFO | Y | Y | N | Electric Utility |  |  |  |  | N | [57 empty] | GAS | NY | Richard M Flynn (Holtsville) | 7314 | 1 | 2010 |  | ARP, CAIRNOX, CAIROS, CAIRSO2, RGGI | 6485.28 | 12 | 636512.2 |  | 6.081 | 0.0285 | 108.456 | 455709.986 | 7645851.902 | 2 | Northeast Power Coordinating Council | Suffolk | Electric Utility | 4911 | Electric Services | 40.8153 | -73.0644 | New York Power Authority (Owner/Operator) | Phase 2 |  | Operating | Combined cycle | Pipeline Natural Gas | Diesel Oil |  |  |  | 1325 | 10.4 | GAS | 127.4038 | 436.2662 | 0.0285 | 0.0015907 | 10.1956
15296 | New York Power Authority | 7314 | Richard M Flynn | NY | Suffolk | NA2 | CA | OP | 56 | 48.6 | 51.5 |  | 5 | 1994 | NG | DFO | Y | Y | N | Electric Utility |  |  |  |  | N | [57 empty] | GAS | [39 empty] | 0 | 0 | 10.4
15296 | New York Power Authority | 7909 | Vernon Boulevard | NY | Queens | VG02 | GT | OP | 47 | 39.9 | 39.9 |  | 8 | 2001 | NG |  | N | Y | N | Electric Utility |  |  |  |  | N | [57 empty] | GAS | NY | Vernon Boulevard | 7909 | VB02 | 2010 |  | ARP, CAIRNOX, CAIROS, CAIRSO2, RGGI | 807.23 | 12 | 32122.38 |  | 0.095 | 0.0195 | 1.675 | 18818.661 | 316649.693 | 2 |  | Queens | Electric Utility | 4911 | Electric Services | 40.7539 | -73.9506 | New York Power Authority (Owner/Operator) | Phase 2 |  | Operating | Combustion turbine | Pipeline Natural Gas |  |  | Selective Catalytic Reduction |  | 455 | 9.5224 | GAS | 48 | 398.4962 | 0.0195 | 0.0006 | 9.5224
15296 | New York Power Authority | 7909 | Vernon Boulevard | NY | Queens | VG03 | GT | OP | 47 | 40 | 40 |  | 8 | 2001 | NG |  | N | Y | N | Electric Utility |  |  |  |  | N | [57 empty] | GAS | NY | Vernon Boulevard | 7909 | VB01 | 2010 |  | ARP, CAIRNOX, CAIROS, CAIRSO2, RGGI | 985.31 | 12 | 40143.12 |  | 0.112 | 0.0219 | 1.844 | 22125.15 | 372301.572 | 2 |  | Queens | Electric Utility | 4911 | Electric Services | 40.7539 | -73.9506 | New York Power Authority (Owner/Operator) | Phase 2 |  | Operating | Combustion turbine | Pipeline Natural Gas |  |  | Selective Catalytic Reduction |  | 430 | 9.0461 | GAS | 48 | -100 | 0.0219 | 0.000602 | 9.0461
15296 | New York Power Authority | 7910 | Joseph J Seymour Power Project | NY | Kings | 1 | GT | OP | 47 | 39.9 | 39.9 |  | 7 | 2001 | NG |  | N | Y | N | Electric Utility |  |  |  |  | N | [57 empty] | GAS | NY | 23rd and 3rd | 7910 | 2301 | 2010 |  | ARP, CAIRNOX, CAIROS, CAIRSO2, RGGI | 2010.2 | 12 | 81988.1 |  | 0.232 | 0.0199 | 3.824 | 45965.672 | 773480.504 | 2 |  | Kings | Electric Utility | 4911 | Electric Services | 40.663 | -74 | New York Power Authority (Owner/Operator) | Phase 2 |  | Operating | Combustion turbine | Pipeline Natural Gas |  |  | Selective Catalytic Reduction |  | 505 | 9.3155 | GAS | 48 | 398.4962 | 0.0199 | 0.0006 | 9.3155
15296 | New York Power Authority | 7910 | Joseph J Seymour Power Project | NY | Kings | 2 | GT | OP | 47 | 40 | 40 |  | 7 | 2001 | NG |  | N | Y | N | Electric Utility |  |  |  |  | N | [57 empty] | GAS | NY | 23rd and 3rd | 7910 | 2301 | 2010 |  | ARP, CAIRNOX, CAIROS, CAIRSO2, RGGI | 2010.2 | 12 | 81988.1 |  | 0.232 | 0.0199 | 3.824 | 45965.672 | 773480.504 | 2 |  | Kings | Electric Utility | 4911 | Electric Services | 40.663 | -74 | New York Power Authority (Owner/Operator) | Phase 2 |  | Operating | Combustion turbine | Pipeline Natural Gas |  |  | Selective Catalytic Reduction |  | 505 | 9.3155 | GAS | 48 | 400 | 0.0199 | 0.0006 | 9.3155
15296 | New York Power Authority | 7912 | Brentwood | NY | Suffolk | 1 | GT | OP | 47 | 47 | 47 |  | 7 | 2001 | NG |  | N | Y | N | Electric Utility |  |  |  |  | N | [57 empty] | GAS | NY | Brentwood | 7912 | BW01 | 2010 |  | ARP, CAIRNOX, CAIROS, CAIRSO2, RGGI | 1518.91 | 12 | 70249.35 |  | 0.195 | 0.0304 | 3.196 | 38525.567 | 648246.496 | 2 |  | Suffolk | Electric Utility | 4911 | Electric Services | 40.7869 | -73.194 | New York Power Authority (Owner/Operator) | Phase 2 |  | Operating | Combustion turbine | Pipeline Natural Gas |  |  | Selective Catalytic Reduction |  | 480 | 9.0972 | GAS | 49 | 478.7234 | 0.0304 | 0.000602 | 9.0972
15296 | New York Power Authority | 7913 | Hell Gate | NY | Bronx | HG01 | GT | OP | 47 | 39.9 | 39.9 |  | 7 | 2001 | NG |  | N | Y | N | Electric Utility |  |  |  |  | N | [57 empty] | GAS | NY | Hell Gate | 7913 | HG01 | 2010 |  | ARP, CAIRNOX, CAIROS, CAIRSO2, RGGI | 508.74 | 12 | 20431.66 |  | 0.059 | 0.0168 | 0.935 | 11646.919 | 196014.409 | 2 |  | Bronx | Electric Utility | 4911 | Electric Services | 40.7988 | -73.9093 | New York Power Authority (Owner/Operator) | Phase 2 |  | Operating | Combustion turbine | Pipeline Natural Gas |  |  | Selective Catalytic Reduction |  | 475 | 9.2942 | GAS | 48 | 1898.4962 | 0.0168 | 0.000602 | 9.2942
15296 | New York Power Authority | 7913 | Hell Gate | NY | Bronx | HG02 | GT | OP | 47 | 40 | 40 |  | 7 | 2001 | NG |  | N | Y | N | Electric Utility |  |  |  |  | N | [57 empty] | GAS | NY | Hell Gate | 7913 | HG02 | 2010 |  | ARP, CAIRNOX, CAIROS, CAIRSO2, RGGI | 600.15 | 12 | 24651.53 |  | 0.074 | 0.0223 | 1.381 | 14743.841 | 248018.914 | 2 |  | Bronx | Electric Utility | 4911 | Electric Services | 40.7988 | -73.9093 | New York Power Authority (Owner/Operator) | Phase 2 |  | Operating | Combustion turbine | Pipeline Natural Gas |  |  | Selective Catalytic Reduction |  | 475 | 9.8522 | GAS | 49 | 1887.5 | 0.0223 | 0.000597 | 9.8522
15296 | New York Power Authority | 7914 | Harlem River Yard | NY | Bronx | HR01 | GT | OP | 47 | 39.9 | 39.9 |  | 7 | 2001 | NG |  | N | Y | N | Electric Utility |  |  |  |  | N | [57 empty] | GAS | NY | Harlem River Yard | 7914 | HR01 | 2010 |  | ARP, CAIRNOX, CAIROS, CAIRSO2, RGGI | 535.6 | 12 | 21350.37 |  | 0.066 | 0.0123 | 0.943 | 13112.056 | 220637.893 | 2 |  | Bronx | Electric Utility | 4911 | Electric Services | 40.7989 | -73.9147 | New York Power Authority (Owner/Operator) | Phase 2 |  | Operating | Combustion turbine | Pipeline Natural Gas |  |  | Selective Catalytic Reduction |  | 475 | 10.0855 | GAS | 48 | 1898.4962 | 0.0123 | 0.000598 | 10.0855
15296 | New York Power Authority | 7914 | Harlem River Yard | NY | Bronx | HR02 | GT | OP | 47 | 40 | 40 |  | 7 | 2001 | NG |  | N | Y | N | Electric Utility |  |  |  |  | N | [57 empty] | GAS | NY | Harlem River Yard | 7914 | HR02 | 2010 |  | ARP, CAIRNOX, CAIROS, CAIRSO2, RGGI | 568.66 | 12 | 23007.56 |  | 0.069 | 0.0206 | 1.208 | 13667.537 | 229987.967 | 2 |  | Bronx | Electric Utility | 4911 | Electric Services | 40.7989 | -73.9147 | New York Power Authority (Owner/Operator) | Phase 2 |  | Operating | Combustion turbine | Pipeline Natural Gas |  |  | Selective Catalytic Reduction |  | 475 | 9.6971 | GAS | 46 | 1925 | 0.0206 | 0.0006 | 9.6971
15296 | New York Power Authority | 7915 | North 1st | NY | Kings | N01 | GT | OP | 47 | 47 | 47 |  | 8 | 2001 | NG |  | N | Y | N | Electric Utility |  |  |  |  | N | [57 empty] | GAS | NY | North 1st | 7915 | NO1 | 2010 |  | ARP, CAIRNOX, CAIROS, CAIRSO2, RGGI | 1260.13 | 12 | 57962.93 |  | 0.16 | 0.0249 | 2.887 | 31757.866 | 534363.475 | 2 | Northeast Power Coordinating Council | Kings | Electric Utility | 4911 | Electric Services | 40.7168 | -73.9665 | New York Power Authority (Owner/Operator) | Phase 2 |  | Operating | Combustion turbine | Pipeline Natural Gas |  |  | Selective Catalytic Reduction |  | 475 | 9.0904 | GAS | 49 | 478.7234 | 0.0249 | 0.000599 | 9.0904
15296 | New York Power Authority | 8053 | Pouch | NY | Richmond | N01 | GT | OP | 47 | 47 | 47 |  | 8 | 2001 | NG |  | N | Y | N | Electric Utility |  |  |  |  | N | [57 empty] | GAS | NY | Pouch Terminal | 8053 | PT01 | 2010 |  | ARP, CAIRNOX, CAIROS, CAIRSO2, RGGI | 1996.72 | 12 | 91979.7 |  | 0.256 | 0.0186 | 4.109 | 50786.581 | 854611.478 | 2 | Northeast Power Coordinating Council | Richmond | Electric Utility | 4911 | Electric Services | 40.6188 | -74.069 | New York Power Authority (Owner/Operator) | Phase 2 |  | Operating | Combustion turbine | Pipeline Natural Gas |  |  | Selective Catalytic Reduction |  | 517 | 9.1234 | GAS | 49 | 478.7234 | 0.0186 | 0.000599 | 9.1234
15296 | New York Power Authority | 56196 | 500MW CC | NY | Queens | CA01 | CA | OP | 188 | 161.7 | 176.7 |  | 12 | 2005 | NG |  | N | Y | N | Electric Utility |  |  |  |  | N | [57 empty] | GAS | [39 empty] | 0 | 0 | 10.4
15296 | New York Power Authority | 56196 | 500MW CC | NY | Queens | CT01 | CT | OP | 170 | 146.2 | 159.8 |  | 12 | 2005 | NG | KER | N | Y | N | Electric Utility |  |  |  |  | N | [57 empty] | GAS | NY | Poletti 500 MW CC | 56196 | CTG7A | 2010 |  | ARP, CAIRNOX, CAIROS, CAIRSO2, RGGI | 7484.73 | 12 | 1572520.07 |  | 4.302 | 0.0085 | 36.712 | 677241.614 | 11379572.67 | 2 |  | Queens | Electric Utility |  |  | 40.7881 | -73.9056 | New York Power Authority (Owner/Operator) | Phase 2 |  | Operating | Combined cycle | Pipeline Natural Gas | Diesel Oil |  | Dry Low NOx Burners Water Injection Selective Catalytic Reduction |  | 2080 | 7.1085 | GAS | 277 | -366.7084 | 0.0085 | 0.000756 | 7.1085
15296 | New York Power Authority | 56196 | 500MW CC | NY | Queens | CT02 | CT | OP | 170 | 146.2 | 159.8 |  | 12 | 2005 | NG | KER | N | Y | N | Electric Utility |  |  |  |  | N | [57 empty] | GAS | NY | Poletti 500 MW CC | 56196 | CTG7A | 2010 |  | ARP, CAIRNOX, CAIROS, CAIRSO2, RGGI | 7484.73 | 12 | 1572520.07 |  | 4.302 | 0.0085 | 36.712 | 677241.614 | 11379572.67 | 2 |  | Queens | Electric Utility |  |  | 40.7881 | -73.9056 | New York Power Authority (Owner/Operator) | Phase 2 |  | Operating | Combined cycle | Pipeline Natural Gas | Diesel Oil |  | Dry Low NOx Burners Water Injection Selective Catalytic Reduction |  | 2080 | 7.1085 | GAS | 277 | -366.7084 | 0.0085 | 0.000756 | 7.1085
15296 | New York Power Authority | 88 | Ashokan | NY | Ulster | 2 | HY | OP | 2.3 | 1.9 | 1.3 |  | 11 | 1982 | WAT |  | N | Y | N | Electric Utility | [62 empty] | N/A | [39 empty] | 0 | 0 | 10.4
15296 | New York Power Authority | 650 | Kensico | NY | Westchester | 2 | HY | OP | 1 | 0.8 | 0.6 |  | 7 | 1983 | WAT |  | N | Y | N | Electric Utility | [62 empty] | N/A | [39 empty] | 0 | 0 | 10.4
15296 | New York Power Authority | 650 | Kensico | NY | Westchester | 3 | HY | OP | 1 | 0.8 | 0.6 |  | 7 | 1983 | WAT |  | N | Y | N | Electric Utility | [62 empty] | N/A | [39 empty] | 0 | 0 | 10.4
15296 | New York Power Authority | 2483 | Neversink | NY | Sullivan | H1 | HY | OP | 25 | 22 | 23 |  | 12 | 1953 | WAT |  | N | Y | N | Electric Utility |  |  |  |  | N | [57 empty] | N/A | [39 empty] | 0 | 0 | 10.4
15296 | New York Power Authority | 2627 | Grahamsville | NY | Sullivan | GRHM | HY | OP | 18 | 15.5 | 15.5 |  | 1 | 1956 | WAT |  | N | Y | N | IPP Non-CHP |  |  |  |  | N | [57 empty] | N/A | [39 empty] | 0 | 0 | 10.4
15296 | New York Power Authority | 2685 | Crescent | NY | Albany | 1 | HY | OP | 2.8 | 2 | 3.1 |  | 7 | 1924 | WAT |  | N | Y | N | Electric Utility | [62 empty] | N/A | [39 empty] | 0 | 0 | 10.4
15296 | New York Power Authority | 2685 | Crescent | NY | Albany | 2 | HY | OP | 2.8 | 2 | 3.1 |  | 7 | 1924 | WAT |  | N | Y | N | Electric Utility | [62 empty] | N/A | [39 empty] | 0 | 0 | 10.4
15296 | New York Power Authority | 2685 | Crescent | NY | Albany | 3 | HY | OP | 3 | 3.1 | 3.1 |  | 7 | 1991 | WAT |  | N | Y | N | Electric Utility | [62 empty] | N/A | [39 empty] | 0 | 0 | 10.4
15296 | New York Power Authority | 2685 | Crescent | NY | Albany | 4 | HY | OP | 3 | 3.1 | 3.1 |  | 7 | 1991 | WAT |  | N | Y | N | Electric Utility | [62 empty] | N/A | [39 empty] | 0 | 0 | 10.4
15296 | New York Power Authority | 2686 | Vischer Ferry | NY | Saratoga | 1 | HY | OP | 2.8 | 2 | 3 |  | 7 | 1924 | WAT |  | N | Y | N | Electric Utility | [62 empty] | N/A | [39 empty] | 0 | 0 | 10.4
15296 | New York Power Authority | 2686 | Vischer Ferry | NY | Saratoga | 2 | HY | OP | 2.8 | 2 | 3 |  | 7 | 1924 | WAT |  | N | Y | N | Electric Utility | [62 empty] | N/A | [39 empty] | 0 | 0 | 10.4
15296 | New York Power Authority | 2686 | Vischer Ferry | NY | Saratoga | 3 | HY | OP | 3 | 3.1 | 3 |  | 7 | 1991 | WAT |  | N | Y | N | Electric Utility | [62 empty] | N/A | [39 empty] | 0 | 0 | 10.4
15296 | New York Power Authority | 2686 | Vischer Ferry | NY | Saratoga | 4 | HY | OP | 3 | 3.1 | 3 |  | 7 | 1991 | WAT |  | N | Y | N | Electric Utility | [62 empty] | N/A | [39 empty] | 0 | 0 | 10.4
15298 | PPL Montana LLC | 2187 | J E Corette Plant | MT | Yellowstone | 1 | ST | OP | 172.8 | 153 | 153 |  | 6 | 1968 | SUB | NG | N | Y | N | IPP Non-CHP |  |  |  |  | N | Y | N |  |  |  |  | 2 | 1968 | 443000 | [31 empty] | OP | EK |  |  | 4 |  | 0.2 | 0.3 |  |  | 96 | 437 | 669960 |  |  |  |  | COAL | MT | J E Corette | 2187 | 2 | 2010 |  | ARP | 7401.01 | 12 | 1025596.51 |  | 2519.394 | 0.2822 | 1574.832 | 1157635.584 | 11037706.42 | 8 | Western Electricity Coordinating Council | Yellowstone | Electric Utility | 4911 | Electric Services | 45.7747 | -108.4803 | P P & L Montana, LLC (Owner/Operator) | Phase 2 | Phase II Group 1 | Operating | Tangentially-fired | Coal |  |  | Low NOx Burner Technology w/ Closed-coupled OFA | Electrostatic Precipitator | 2200 | 10.7418 | COAL | 164 | 464.0523 | 0.2822 | 0.45651 | 10.7418
15298 | PPL Montana LLC | 2188 | Kerr | MT | Lake | KER1 | HY | OP | 70.6 | 62 | 62 |  | 10 | 1938 | WAT |  | N | Y | N | IPP Non-CHP | [62 empty] | N/A | [39 empty] | 0 | 0 | 10.4
15298 | PPL Montana LLC | 2188 | Kerr | MT | Lake | KER3 | HY | OP | 86.6 | 82 | 82 |  | 11 | 1954 | WAT |  | N | Y | N | IPP Non-CHP | [62 empty] | N/A | [39 empty] | 0 | 0 | 10.4
15298 | PPL Montana LLC | 2195 | Thompson Falls | MT | Sanders | TF1 | HY | OP | 5 | 7 | 7 |  | 7 | 1917 | WAT |  | N | Y | N | IPP Non-CHP | [62 empty] | N/A | [39 empty] | 0 | 0 | 10.4
15298 | PPL Montana LLC | 2195 | Thompson Falls | MT | Sanders | TF7 | HY | OP | 57.1 | 56 | 56 |  | 7 | 1915 | WAT |  | N | Y | N | IPP Non-CHP | [62 empty] | N/A | [39 empty] | 0 | 0 | 10.4
15298 | PPL Montana LLC | 6076 | Colstrip | MT | Rosebud | 1 | ST | OP | 358 | 307 | 307 |  | 11 | 1975 | SUB | PG | N | Y | N | IPP Non-CHP |  |  |  |  | N | Y | [5 empty] | 1 | 1975 | 861000 | [16 empty] | OP: OP; DP: VE; LS: LA; N: N | 0.8 | 58.8 | 3386 | 1435000 | 100 | OP | WS |  |  | 8.5 |  | 0.8 |  |  |  | 99.5 | 339 | 478000 | OP | SN |  |  | COAL | MT | Colstrip | 6076 | 1 | 2010 |  | ARP | 8160.42 | 12 | 2563419.2 |  | 5683.947 | 0.3032 | 4138.042 | 2868837.307 | 27353513.29 | 8 | Western Electricity Coordinating Council | Rosebud | Electric Utility | 4911 | Electric Services | 45.8831 | -106.614 | Puget Sound Power & Light Company (Owner) P P & L Montana, LLC (Owner/Operator) | Phase 2 | Early Election | Operating | Tangentially-fired | Coal |  | Wet Lime FGD | Low NOx Burner Technology w/ Closed-coupled OFA | Wet Scrubber | 3390 | 10.6455 | COAL | 350 | 1929.9674 | 0.3032 | 0.41559 | 10.6455
15298 | PPL Montana LLC | 6076 | Colstrip | MT | Rosebud | 2 | ST | OP | 358 | 307 | 307 |  | 8 | 1976 | SUB | PG | N | Y | N | IPP Non-CHP |  |  |  |  | N | Y | [5 empty] | 2 | 1976 | 861000 | [16 empty] | OP: OP; DP: VE; LS: LA; N: N | 0.8 | 58.8 | 3386 | 1435000 | 100 | OP | WS |  |  | 8.5 |  | 0.8 |  |  |  | 99.5 | 339 | 478000 | OP | SN |  |  | COAL | MT | Colstrip | 6076 | 2 | 2010 |  | ARP | 7963.61 | 12 | 2406885.91 |  | 5141.054 | 0.3191 | 4224.373 | 2771472.333 | 26425207.98 | 8 | Western Electricity Coordinating Council | Rosebud | Electric Utility | 4911 | Electric Services | 45.8831 | -106.614 | Puget Sound Power & Light Company (Owner) P P & L Montana, LLC (Owner/Operator) | Phase 2 | Early Election | Operating | Tangentially-fired | Coal |  | Wet Lime FGD | Low NOx Burner Technology w/ Closed-coupled OFA | Wet Scrubber | 3390 | 10.941 | COAL | 336 | 1952.7687 | 0.3191 | 0.3891 | 10.941
15298 | PPL Montana LLC | 6076 | Colstrip | MT | Rosebud | 3 | ST | OP | 778 | 740 | 740 |  | 1 | 1984 | SUB | DFO | N | Y | N | IPP Non-CHP |  |  |  |  | N | Y | [5 empty] | 3 | 1984 | 1627200 | [16 empty] | OP: OP; DP: VE; LS: LA; N: N | 0.8 | 95 | 757 | 3036300 | 100 | OP | WS |  |  | 8.5 |  | 0.8 |  |  |  | 99.5 | 379 | 433700 |  |  |  |  | COAL | MT | Colstrip | 6076 | 3 | 2010 |  | ARP | 8411.95 | 12 | 6371363.28 |  | 2479.379 | 0.1681 | 5261.88 | 6535346.561 | 62312605.34 | 8 | Western Electricity Coordinating Council | Rosebud | Electric Utility | 4911 | Electric Services | 45.8831 | -106.614 | Avista Corporation (Owner) P P & L Montana, LLC (Owner/Operator) Pacificorp Energy Generation (Owner) Puget Sound Power & Light Company (Owner) Portland General Electric Company (Owner) | Phase 2 | Early Election | Operating | Tangentially-fired | Coal |  | Wet Lime FGD | Low NOx Burner Technology w/ Closed-coupled/Separated OFA | Wet Scrubber | 7600 | 9.7485 | COAL | 822 | 1944.5946 | 0.1681 | 0.079579 | 9.7485
15298 | PPL Montana LLC | 6076 | Colstrip | MT | Rosebud | 4 | ST | OP | 778 | 740 | 740 |  | 4 | 1986 | SUB | DFO | N | Y | N | IPP Non-CHP |  |  |  |  | N | Y | [5 empty] | 4 | 1986 | 1627200 | [16 empty] | OP: OP; DP: VE; LS: LA; N: N | 0.8 | 95 | 757 | 3036300 | 100 | OP | WS |  |  | 8.5 |  | 0.8 |  |  |  | 99.5 | 379 | 433700 |  |  |  |  | COAL | MT | Colstrip | 6076 | 4 | 2010 |  | ARP | 8416.77 | 12 | 6400129.51 |  | 2665.461 | 0.1709 | 5347.27 | 6557587.166 | 62524674.34 | 8 | Western Electricity Coordinating Council | Rosebud | Electric Utility | 4911 | Electric Services | 45.8831 | -106.614 | Avista Corporation (Owner) P P & L Montana, LLC (Owner/Operator) Puget Sound Power & Light Company (Owner) Pacificorp Energy Generation (Owner) NorthWestern Energy, LLC (Owner) Bank of New York (Owner) Portland General Electric Company (Owner) | Phase 2 | Early Election | Operating | Tangentially-fired | Coal |  | Wet Lime FGD | Low NOx Burner Technology w/ Closed-coupled/Separated OFA | Wet Scrubber | 8900 | 9.7418 | COAL | 811 | 1952.027 | 0.1709 | 0.085261 | 9.7418
15298 | PPL Montana LLC | 2181 | Black Eagle | MT | Cascade | BLA1 | HY | OP | 5.6 | 7 | 7 |  | 9 | 1927 | WAT |  | N | Y | N | IPP Non-CHP | [62 empty] | N/A | [39 empty] | 0 | 0 | 10.4
15298 | PPL Montana LLC | 2181 | Black Eagle | MT | Cascade | BLA2 | HY | OP | 5.6 | 7 | 7 |  | 9 | 1927 | WAT |  | N | Y | N | IPP Non-CHP | [62 empty] | N/A | [39 empty] | 0 | 0 | 10.4
15298 | PPL Montana LLC | 2181 | Black Eagle | MT | Cascade | BLA3 | HY | OP | 5.6 | 7 | 7 |  | 9 | 1927 | WAT |  | N | Y | N | IPP Non-CHP | [62 empty] | N/A | [39 empty] | 0 | 0 | 10.4
15298 | PPL Montana LLC | 2182 | Cochrane | MT | CASCADE | COC1 | HY | OP | 28.4 | 32 | 32 |  | 7 | 1958 | WAT |  | N | Y | N | IPP Non-CHP | [62 empty] | N/A | [39 empty] | 0 | 0 | 10.4
15298 | PPL Montana LLC | 2182 | Cochrane | MT | CASCADE | COC2 | HY | OP | 32 | 32 | 32 |  | 7 | 1958 | WAT |  | N | Y | N | IPP Non-CHP | [62 empty] | N/A | [39 empty] | 0 | 0 | 10.4
15298 | PPL Montana LLC | 2185 | Hauser | MT | Cascade | HAU1 | HY | OP | 2.8 | 3 | 3 |  | 11 | 1911 | WAT |  | N | Y | N | IPP Non-CHP | [62 empty] | N/A | [39 empty] | 0 | 0 | 10.4
15298 | PPL Montana LLC | 2185 | Hauser | MT | Cascade | HAU2 | HY | OP | 2.8 | 3 | 3 |  | 11 | 1911 | WAT |  | N | Y | N | IPP Non-CHP | [62 empty] | N/A | [39 empty] | 0 | 0 | 10.4
15298 | PPL Montana LLC | 2185 | Hauser | MT | Cascade | HAU3 | HY | OP | 2.8 | 3 | 3 |  | 11 | 1911 | WAT |  | N | Y | N | IPP Non-CHP | [62 empty] | N/A | [39 empty] | 0 | 0 | 10.4
15298 | PPL Montana LLC | 2185 | Hauser | MT | Cascade | HAU4 | HY | OP | 2.8 | 3 | 3 |  | 11 | 1911 | WAT |  | N | Y | N | IPP Non-CHP | [62 empty] | N/A | [39 empty] | 0 | 0 | 10.4
15298 | PPL Montana LLC | 2185 | Hauser | MT | Cascade | HAU5 | HY | OP | 2.8 | 3 | 3 |  | 11 | 1911 | WAT |  | N | Y | N | IPP Non-CHP | [62 empty] | N/A | [39 empty] | 0 | 0 | 10.4
15298 | PPL Montana LLC | 2185 | Hauser | MT | Cascade | HAU6 | HY | OP | 3 | 4 | 4 |  | 9 | 1915 | WAT |  | N | Y | N | IPP Non-CHP | [62 empty] | N/A | [39 empty] | 0 | 0 | 10.4
15298 | PPL Montana LLC | 2186 | Holter | MT | Cascade | HOL1 | HY | OP | 9.6 | 12 | 12 |  | 7 | 1918 | WAT |  | N | Y | N | IPP Non-CHP | [62 empty] | N/A | [39 empty] | 0 | 0 | 10.4
15298 | PPL Montana LLC | 2186 | Holter | MT | Cascade | HOL2 | HY | OP | 9.6 | 12 | 12 |  | 7 | 1918 | WAT |  | N | Y | N | IPP Non-CHP | [62 empty] | N/A | [39 empty] | 0 | 0 | 10.4
15298 | PPL Montana LLC | 2186 | Holter | MT | Cascade | HOL3 | HY | OP | 9.6 | 12 | 12 |  | 7 | 1918 | WAT |  | N | Y | N | IPP Non-CHP | [62 empty] | N/A | [39 empty] | 0 | 0 | 10.4
15298 | PPL Montana LLC | 2186 | Holter | MT | Cascade | HOL4 | HY | OP | 9.6 | 12 | 12 |  | 7 | 1918 | WAT |  | N | Y | N | IPP Non-CHP | [62 empty] | N/A | [39 empty] | 0 | 0 | 10.4
15298 | PPL Montana LLC | 2188 | Kerr | MT | Lake | KER2 | HY | OP | 50.4 | 62 | 62 |  | 5 | 1949 | WAT |  | N | Y | N | IPP Non-CHP | [62 empty] | N/A | [39 empty] | 0 | 0 | 10.4
15298 | PPL Montana LLC | 2191 | Morony | MT | Cascade | MOR1 | HY | OP | 22.5 | 24 | 24 |  | 1 | 1930 | WAT |  | N | Y | N | IPP Non-CHP | [62 empty] | N/A | [39 empty] | 0 | 0 | 10.4
15298 | PPL Montana LLC | 2191 | Morony | MT | Cascade | MOR2 | HY | OP | 22.5 | 24 | 24 |  | 1 | 1930 | WAT |  | N | Y | N | IPP Non-CHP | [62 empty] | N/A | [39 empty] | 0 | 0 | 10.4
15298 | PPL Montana LLC | 2192 | Mystic | MT | Stillwater | MYS1 | HY | OP | 6 | 6 | 6 |  | 5 | 1925 | WAT |  | N | Y | N | IPP Non-CHP | [62 empty] | N/A | [39 empty] | 0 | 0 | 10.4
15298 | PPL Montana LLC | 2192 | Mystic | MT | Stillwater | MYS2 | HY | OP | 6 | 6 | 6 |  | 5 | 1925 | WAT |  | N | Y | N | IPP Non-CHP | [62 empty] | N/A | [39 empty] | 0 | 0 | 10.4
15298 | PPL Montana LLC | 2193 | Rainbow | MT | Cascade | RAI1 | HY | OP | 4.5 | 4 | 4 |  | 7 | 1910 | WAT |  | N | Y | N | IPP Non-CHP |  |  |  | 2012 | [58 empty] | N/A | [39 empty] | 0 | 0 | 10.4
15298 | PPL Montana LLC | 2193 | Rainbow | MT | Cascade | RAI2 | HY | OP | 4.5 | 4 | 4 |  | 7 | 1910 | WAT |  | N | Y | N | IPP Non-CHP |  |  |  | 2012 | [58 empty] | N/A | [39 empty] | 0 | 0 | 10.4
15298 | PPL Montana LLC | 2193 | Rainbow | MT | Cascade | RAI3 | HY | OP | 4 | 4 | 4 |  | 7 | 1910 | WAT |  | N | Y | N | IPP Non-CHP |  |  |  | 2012 | [58 empty] | N/A | [39 empty] | 0 | 0 | 10.4
15298 | PPL Montana LLC | 2193 | Rainbow | MT | Cascade | RAI4 | HY | OP | 4 | 4 | 4 |  | 7 | 1910 | WAT |  | N | Y | N | IPP Non-CHP |  |  |  | 2012 | [58 empty] | N/A | [39 empty] | 0 | 0 | 10.4
15298 | PPL Montana LLC | 2193 | Rainbow | MT | Cascade | RAI5 | HY | OP | 4 | 4 | 4 |  | 7 | 1910 | WAT |  | N | Y | N | IPP Non-CHP |  |  |  | 2012 | [58 empty] | N/A | [39 empty] | 0 | 0 | 10.4
15298 | PPL Montana LLC | 2193 | Rainbow | MT | Cascade | RAI6 | HY | OP | 4 | 4 | 4 |  | 7 | 1910 | WAT |  | N | Y | N | IPP Non-CHP |  |  |  | 2012 | [58 empty] | N/A | [39 empty] | 0 | 0 | 10.4
15298 | PPL Montana LLC | 2193 | Rainbow | MT | Cascade | RAI7 | HY | OP | 5.8 | 6 | 6 |  | 9 | 1917 | WAT |  | N | Y | N | IPP Non-CHP |  |  |  | 2012 | [58 empty] | N/A | [39 empty] | 0 | 0 | 10.4
15298 | PPL Montana LLC | 2193 | Rainbow | MT | Cascade | RAI8 | HY | OP | 5.8 | 6 | 6 |  | 9 | 1917 | WAT |  | N | Y | N | IPP Non-CHP |  |  |  | 2012 | [58 empty] | N/A | [39 empty] | 0 | 0 | 10.4
15298 | PPL Montana LLC | 2194 | Ryan | MT | Cascade | RYA1 | HY | OP | 8 | 10 | 10 |  | 8 | 1915 | WAT |  | N | Y | N | IPP Non-CHP | [62 empty] | N/A | [39 empty] | 0 | 0 | 10.4
15298 | PPL Montana LLC | 2194 | Ryan | MT | Cascade | RYA2 | HY | OP | 8 | 10 | 10 |  | 8 | 1915 | WAT |  | N | Y | N | IPP Non-CHP | [62 empty] | N/A | [39 empty] | 0 | 0 | 10.4
15298 | PPL Montana LLC | 2194 | Ryan | MT | Cascade | RYA3 | HY | OP | 8 | 10 | 10 |  | 8 | 1915 | WAT |  | N | Y | N | IPP Non-CHP | [62 empty] | N/A | [39 empty] | 0 | 0 | 10.4
15298 | PPL Montana LLC | 2194 | Ryan | MT | Cascade | RYA4 | HY | OP | 8 | 10 | 10 |  | 8 | 1915 | WAT |  | N | Y | N | IPP Non-CHP | [62 empty] | N/A | [39 empty] | 0 | 0 | 10.4
15298 | PPL Montana LLC | 2194 | Ryan | MT | Cascade | RYA5 | HY | OP | 8 | 10 | 10 |  | 9 | 1916 | WAT |  | N | Y | N | IPP Non-CHP | [62 empty] | N/A | [39 empty] | 0 | 0 | 10.4
15298 | PPL Montana LLC | 2194 | Ryan | MT | Cascade | RYA6 | HY | OP | 8 | 10 | 10 |  | 9 | 1916 | WAT |  | N | Y | N | IPP Non-CHP | [62 empty] | N/A | [39 empty] | 0 | 0 | 10.4
15298 | PPL Montana LLC | 2195 | Thompson Falls | MT | Sanders | TF2 | HY | OP | 5 | 6 | 6 |  | 5 | 1917 | WAT |  | N | Y | N | IPP Non-CHP | [62 empty] | N/A | [39 empty] | 0 | 0 | 10.4
15298 | PPL Montana LLC | 2195 | Thompson Falls | MT | Sanders | TF3 | HY | OP | 5 | 7 | 7 |  | 11 | 1916 | WAT |  | N | Y | N | IPP Non-CHP | [62 empty] | N/A | [39 empty] | 0 | 0 | 10.4
15298 | PPL Montana LLC | 2195 | Thompson Falls | MT | Sanders | TF4 | HY | OP | 5 | 6 | 6 |  | 11 | 1916 | WAT |  | N | Y | N | IPP Non-CHP | [62 empty] | N/A | [39 empty] | 0 | 0 | 10.4
15298 | PPL Montana LLC | 2195 | Thompson Falls | MT | Sanders | TF5 | HY | OP | 5 | 6 | 6 |  | 7 | 1915 | WAT |  | N | Y | N | IPP Non-CHP | [62 empty] | N/A | [39 empty] | 0 | 0 | 10.4
15298 | PPL Montana LLC | 2195 | Thompson Falls | MT | Sanders | TF6 | HY | OP | 5 | 6 | 6 |  | 7 | 1915 | WAT |  | N | Y | N | IPP Non-CHP | [62 empty] | N/A | [39 empty] | 0 | 0 | 10.4
15298 | PPL Montana LLC | 6422 | Madison | MT | Madison | MAD1 | HY | OP | 2.2 | 2 | 2 |  | 9 | 1906 | WAT |  | N | Y | N | IPP Non-CHP | [62 empty] | N/A | [39 empty] | 0 | 0 | 10.4
15298 | PPL Montana LLC | 6422 | Madison | MT | Madison | MAD2 | HY | OP | 2.2 | 2 | 2 |  | 9 | 1906 | WAT |  | N | Y | N | IPP Non-CHP | [62 empty] | N/A | [39 empty] | 0 | 0 | 10.4
15298 | PPL Montana LLC | 6422 | Madison | MT | Madison | MAD3 | HY | OP | 2.2 | 2 | 2 |  | 9 | 1906 | WAT |  | N | Y | N | IPP Non-CHP | [62 empty] | N/A | [39 empty] | 0 | 0 | 10.4
15298 | PPL Montana LLC | 6422 | Madison | MT | Madison | MAD4 | HY | OP | 2.2 | 2 | 2 |  | 7 | 1908 | WAT |  | N | Y | N | IPP Non-CHP | [62 empty] | N/A | [39 empty] | 0 | 0 | 10.4
15300 | Power Resources Ltd | 52176 | C R Wing Cogen Plant | TX | Howard | GEN1 | CT | OP | 77.5 | 76 | 80 |  | 7 | 1987 | NG | JF | Y | Y | Y | IPP CHP |  |  |  |  | N | [57 empty] | GAS | TX | C. R. Wing Cogeneration Plant | 52176 | 1 | 2010 |  | ARP, CAIRNOX, CAIRSO2 | 1062.19 | 12 | 87245.84 |  | 0.232 | 0.1362 | 51.278 | 45982.154 | 773718.132 | 6 | Electric Reliability Council of Texas | Howard | Cogeneration |  |  | 32.2722 | -101.4222 | Power Resources Ltd. (Owner/Operator) | Phase 2 |  | Operating | Combined cycle | Pipeline Natural Gas | Diesel Oil |  | Steam Injection |  | 1100 | 8.4599 | GAS | 112 | 300 | 0.1362 | 0.0006 | 8.4599
15300 | Power Resources Ltd | 52176 | C R Wing Cogen Plant | TX | Howard | GEN2 | CT | OP | 77.5 | 76 | 80 |  | 7 | 1987 | NG | JF | Y | Y | Y | IPP CHP |  |  |  |  | N | [57 empty] | GAS | TX | C. R. Wing Cogeneration Plant | 52176 | 2 | 2010 |  | ARP, CAIRNOX, CAIRSO2 | 1030.04 | 12 | 85905.78 |  | 0.235 | 0.125 | 45.063 | 45625.318 | 767725.621 | 6 | Electric Reliability Council of Texas | Howard | Cogeneration |  |  | 32.2722 | -101.4222 | Power Resources Ltd. (Owner/Operator) | Phase 2 |  | Operating | Combined cycle | Pipeline Natural Gas | Diesel Oil |  | Steam Injection |  | 1100 | 8.581 | GAS | 114 | 287.5 | 0.125 | 0.000612 | 8.581
15300 | Power Resources Ltd | 52176 | C R Wing Cogen Plant | TX | Howard | GEN3 | CA | OP | 75 | 75 | 75 |  | 4 | 1988 | NG |  | N | Y | Y | IPP CHP |  |  |  |  | N | [57 empty] | GAS | [39 empty] | 0 | 0 | 10.4
15321 | City of Pratt- (KS) | 1317 | Pratt | KS | Pratt | 5 | ST | OP | 14 | 13 | 14 |  | 1 | 1965 | NG | DFO | Y | Y | N | Electric Utility |  |  |  |  | N | [57 empty] | GAS | [39 empty] | 0.22575 | 0.0006457 | 12.4581
15321 | City of Pratt- (KS) | 1317 | Pratt | KS | Pratt | IC1 | IC | OP | 1.5 | 1.5 | 1.5 |  | 1 | 1958 | DFO |  | N | Y | N | Electric Utility |  |  |  |  | N | [57 empty] | LIQUID | [39 empty] | 0.7385 | 0.025484 | 12.5895
15321 | City of Pratt- (KS) | 7447 | Pratt 2 | KS | Pratt | IC2 | IC | OP | 8 | 7.6 | 7.6 |  | 6 | 1994 | NG | DFO | Y | Y | N | Electric Utility |  |  |  |  | N | [57 empty] | GAS | [39 empty] | 1.1659 | 0.0016829 | 10.4
15321 | City of Pratt- (KS) | 7447 | Pratt 2 | KS | Pratt | IC3 | IC | OP | 8 | 7.6 | 7.6 |  | 4 | 2004 | NG | DFO | Y | Y | N | Electric Utility |  |  |  |  | N | [57 empty] | GAS | [39 empty] | 1.1659 | 0.0016829 | 10.4
15343 | Portside Energy Corp | 55096 | Portside Energy | IN | PORTER | GT | CT | OP | 50 | 34 | 50 |  | 9 | 1997 | NG |  | N | Y | Y | IPP CHP |  |  |  |  | N | [57 empty] | GAS | IN | Portside Energy | 55096 | CT | 2010 |  | CAIROS | 3592.16 | 6 | 101766.3 |  |  | 0.037 | 25.76 |  | 1394501.6 | 5 |  | Porter | Cogeneration |  |  | 41.6317 | -87.1728 | Portside Energy LLC (Owner/Operator) |  |  | Operating | Combustion turbine | Pipeline Natural Gas |  |  | Dry Low NOx Burners |  | 498 | 10.4 | GAS | 30 | -333.3333 | 0.037 | 0.0009211 | 10.4394
15343 | Portside Energy Corp | 55096 | Portside Energy | IN | PORTER | ST | CA | OP | 25.6 | 10 | 19 |  | 9 | 1997 | NG |  | N | Y | Y | IPP CHP |  |  |  |  | N | [57 empty] | GAS | [39 empty] | 0 | 0 | 10.4
15348 | Preston Public Utilities Comm | 2004 | Preston | MN | Fillmore | 4 | IC | OP | 0.6 | 0.8 | 0.8 |  | 1 | 1949 | DFO |  | N | Y | N | Electric Utility |  |  |  |  | N | [57 empty] | LIQUID | [39 empty] | 0.7385 | 0.025484 | 12.5895
15348 | Preston Public Utilities Comm | 2004 | Preston | MN | Fillmore | 5 | IC | OP | 1.1 | 1.1 | 1.1 |  | 1 | 1954 | DFO |  | N | Y | N | Electric Utility |  |  |  |  | N | [57 empty] | LIQUID | [39 empty] | 0.7385 | 0.025484 | 12.5895
15348 | Preston Public Utilities Comm | 2004 | Preston | MN | Fillmore | 6 | IC | OP | 2 | 2.2 | 2.2 |  | 1 | 1974 | NG | DFO | N | Y | N | Electric Utility |  |  |  |  | N | [57 empty] | GAS | [39 empty] | 1.1659 | 0.0016829 | 10.4
15349 | City of Preston | 1176 | Preston | IA | JACKSON | 1 | IC | OP | 0.7 | 0.7 | 0.7 |  | 12 | 1968 | DFO | NG | N | N | N | Electric Utility |  |  |  |  | N | [57 empty] | LIQUID | [39 empty] | 0.7385 | 0.025484 | 12.5895
15349 | City of Preston | 1176 | Preston | IA | JACKSON | 2 | IC | OP | 0.7 | 0.7 | 0.7 |  | 12 | 1968 | DFO | NG | N | N | N | Electric Utility |  |  |  |  | N | [57 empty] | LIQUID | [39 empty] | 0.7385 | 0.025484 | 12.5895
15349 | City of Preston | 1176 | Preston | IA | JACKSON | 4 | IC | OP | 1.8 | 1.8 | 1.8 |  | 12 | 1980 | NG | DFO | N | N | N | Electric Utility |  |  |  |  | N | [57 empty] | GAS | [39 empty] | 1.1659 | 0.0016829 | 10.4
15371 | Town of Princeton - (MA) | 7501 | Princeton Wind Farm | MA | Worcester | 2 | WT | OP | 3 | 3 | 3 |  | 1 | 2010 | WND |  | N | N | N | Electric Utility |  |  |  |  | N | [57 empty] | N/A | [39 empty] | 0 | 0 | 10.4
15375 | Procter&Gamble Paper Products Co-Oxnard | 50464 | Oxnard | CA | Ventura | GEN1 | GT | OP | 19.2 | 22.5 | 22.5 |  | 7 | 1982 | NG |  | N | Y | Y | Industrial CHP |  |  |  | 2019 | N | [57 empty] | GAS | [39 empty] | 0.16584 | 0.0017405 | 11.522
15375 | Procter&Gamble Paper Products Co-Oxnard | 50464 | Oxnard | CA | Ventura | GEN2 | GT | OP | 49.5 | 45 | 45 |  | 11 | 1989 | NG |  | N | Y | Y | Industrial CHP |  |  |  | 2019 | N | [57 empty] | GAS | [39 empty] | 0.099773 | 0.001182 | 12.4473
15377 | City of Primghar - (IA) | 1177 | Primghar | IA | O Brien | 4 | IC | OP | 0.6 | 0.5 | 0.5 |  | 1 | 1972 | DFO |  | N | Y | N | Electric Utility |  |  |  |  | N | [57 empty] | LIQUID | [39 empty] | 0.7385 | 0.025484 | 12.5895
15377 | City of Primghar - (IA) | 1177 | Primghar | IA | O Brien | 5 | IC | OP | 1.1 | 0.9 | 0.9 |  | 5 | 1992 | DFO |  | N | Y | N | Electric Utility |  |  |  |  | N | [57 empty] | LIQUID | [39 empty] | 0.7385 | 0.025484 | 12.5895
15380 | Prince George's County | 50060 | Brown Station Road Plant I | MD | PRINCE GEORGES | 3972 | IC | OP | 0.9 | 0.8 | 0.8 |  | 10 | 1987 | LFG |  | N | Y | N | Commercial Non-CHP |  |  |  |  | N | [57 empty] | GAS | [39 empty] | 1.1659 | 0.0016829 | 10.4
15380 | Prince George's County | 50060 | Brown Station Road Plant I | MD | PRINCE GEORGES | 9314 | IC | OP | 0.9 | 0.8 | 0.8 |  | 10 | 1987 | LFG |  | N | Y | N | Commercial Non-CHP |  |  |  |  | N | [57 empty] | GAS | [39 empty] | 1.1659 | 0.0016829 | 10.4
15380 | Prince George's County | 55964 | Brown Station Road Plant II | MD | PRINCE GEORGES | 1 | IC | OP | 1 | 0.8 | 0.8 |  | 12 | 2003 | LFG | WO | Y | Y | N | Commercial Non-CHP |  |  |  |  | N | [57 empty] | GAS | [39 empty] | 1.1659 | 0.0016829 | 10.4
15380 | Prince George's County | 55964 | Brown Station Road Plant II | MD | PRINCE GEORGES | 2 | IC | OP | 1 | 0.8 | 0.8 |  | 12 | 2003 | LFG | WO | Y | Y | N | Commercial Non-CHP |  |  |  |  | N | [57 empty] | GAS | [39 empty] | 1.1659 | 0.0016829 | 10.4
15380 | Prince George's County | 55964 | Brown Station Road Plant II | MD | PRINCE GEORGES | 3 | IC | OP | 1 | 0.8 | 0.8 |  | 12 | 2003 | LFG | WO | N | Y | N | Commercial Non-CHP |  |  |  |  | N | [57 empty] | GAS | [39 empty] | 1.1659 | 0.0016829 | 10.4
15380 | Prince George's County | 55964 | Brown Station Road Plant II | MD | PRINCE GEORGES | 4 | IC | OP | 1 | 0.8 | 0.8 |  | 12 | 2003 | LFG |  | N | Y | N | Commercial Non-CHP |  |  |  |  | N | [57 empty] | GAS | [39 empty] | 1.1659 | 0.0016829 | 10.4
15387 | Princeton Public Utils Comm | 2005 | Princeton | MN | MILLE LACS | 3 | IC | OP | 2.4 | 2.6 | 2.6 |  | 12 | 1978 | DFO |  | N | Y | N | Electric Utility |  |  |  |  | N | [57 empty] | LIQUID | [39 empty] | 0.7385 | 0.025484 | 12.5895
15387 | Princeton Public Utils Comm | 2005 | Princeton | MN | MILLE LACS | 4 | IC | OP | 1.2 | 1.3 | 1.3 |  | 9 | 1967 | DFO |  | N | Y | N | Electric Utility |  |  |  |  | N | [57 empty] | LIQUID | [39 empty] | 0.7385 | 0.025484 | 12.5895
15387 | Princeton Public Utils Comm | 2005 | Princeton | MN | MILLE LACS | 5 | IC | OP | 1 | 1 | 1 |  | 9 | 1953 | DFO |  | N | Y | N | Electric Utility |  |  |  |  | N | [57 empty] | LIQUID | [39 empty] | 0.7385 | 0.025484 | 12.5895
15387 | Princeton Public Utils Comm | 2005 | Princeton | MN | MILLE LACS | 6 | IC | OP | 2.7 | 2.9 | 2.9 |  | 9 | 1963 | DFO |  | N | Y | N | Electric Utility |  |  |  |  | N | [57 empty] | LIQUID | [39 empty] | 0.7385 | 0.025484 | 12.5895
15387 | Princeton Public Utils Comm | 2005 | Princeton | MN | MILLE LACS | 7 | IC | OP | 5 | 5 | 5 |  | 7 | 2003 | DFO |  | N | Y | N | Electric Utility |  |  |  |  | N | [57 empty] | LIQUID | [39 empty] | 0.7385 | 0.025484 | 12.5895
15394 | Procter & Gamble Ppr Prdts Co | 50463 | Procter & Gamble Mehoopany Mill | PA | Wyoming | GEN1 | GT | OP | 53.6 | 40 | 59 |  | 6 | 1985 | NG |  | N | Y | Y | Industrial CHP |  |  |  |  | N | [57 empty] | GAS | PA | Procter & Gamble Paper Products | 50463 | 328001 | 2010 |  | SIPNOX | 8719.97 | 12 | 366719.42 |  |  | 0.1615 | 352.907 |  | 4384489.225 | 3 |  | Wyoming | Cogeneration | 2621 | Paper Mills Exc Building Paper | 41.573 | -76.0426 | Procter & Gamble Company (Owner/Operator) |  |  | Operating | Combustion turbine | Pipeline Natural Gas |  |  | Steam Injection |  | 668 | 10.4 | GAS | 55 | -36.3636 | 0.1615 | 0.0031214 | 13.1942
15394 | Procter & Gamble Ppr Prdts Co | 50463 | Procter & Gamble Mehoopany Mill | PA | Wyoming | GEN2 | ST | OP | 2.6 | 0.9 | 1.6 |  | 10 | 1984 | NG |  | N | Y | Y | Industrial CHP |  |  |  |  | N | [57 empty] | GAS | [39 empty] | 0.777 | 0.0021011 | 11.4526
15399 | Iberdrola Renewables Inc | 56112 | Mountain View III | CA | Riverside | V47 | WT | OP | 22.4 | 22.4 | 22.4 |  | 12 | 2003 | WND |  | N | Y | N | IPP Non-CHP | [62 empty] | N/A | [39 empty] | 0 | 0 | 10.4
15399 | Iberdrola Renewables Inc | 56172 | Flying Cloud Power Partners LLC | IA | Dickinson | FC | WT | OP | 43.5 | 43.5 | 43.5 |  | 12 | 2003 | WND |  | N | Y | N | IPP Non-CHP | [62 empty] | N/A | [39 empty] | 0 | 0 | 10.4
15399 | Iberdrola Renewables Inc | 56173 | Colorado Green Holdings LLC | CO | Prowers | CG | WT | OP | 162 | 162 | 162 |  | 12 | 2003 | WND |  | N | Y | N | IPP Non-CHP | [62 empty] | N/A | [39 empty] | 0 | 0 | 10.4
15399 | Iberdrola Renewables Inc | 56174 | Moraine Wind LLC | MN | Pipestone | MOR | WT | OP | 51 | 51 | 51 |  | 12 | 2003 | WND |  | N | Y | N | IPP Non-CHP |  |  |  |  | N | [57 empty] | N/A | [39 empty] | 0 | 0 | 10.4
15399 | Iberdrola Renewables Inc | 56296 | Trimont Area Wind Farm | MN | Martin | 1 | WT | OP | 100.5 | 100.5 | 100.5 |  | 11 | 2005 | WND |  | N | Y | N | IPP Non-CHP | [62 empty] | N/A | [39 empty] | 0 | 0 | 10.4
15399 | Iberdrola Renewables Inc | 56303 | Elk River Wind | KS | Butler | 1 | WT | OP | 150 | 150 | 150 |  | 12 | 2005 | WND |  | N | Y | N | IPP Non-CHP | [62 empty] | N/A | [39 empty] | 0 | 0 | 10.4
15399 | Iberdrola Renewables Inc | 56361 | Big Horn Wind Project | WA | Klickitat | 1 | WT | OP | 199 | 199 | 199 |  | 10 | 2006 | WND |  | N | Y | N | IPP Non-CHP |  |  |  |  | N | [57 empty] | N/A | [39 empty] | 0 | 0 | 10.4
15399 | Iberdrola Renewables Inc | 56362 | Shiloh I Wind Project | CA | Solano | 1 | WT | OP | 150 | 150 | 150 |  | 5 | 2006 | WND |  | N | Y | N | IPP Non-CHP | [62 empty] | N/A | [39 empty] | 0 | 0 | 10.4
15399 | Iberdrola Renewables Inc | 56460 | Twin Buttes Wind Project | CO | Bent | WT1 | WT | OP | 75 | 75 | 75 |  | 7 | 2007 | WND |  | N | Y | N | IPP Non-CHP |  |  |  |  | N | [57 empty] | N/A | [39 empty] | 0 | 0 | 10.4
15399 | Iberdrola Renewables Inc | 56622 | Providence Heights Wind LLC | IL | Bureau | 1 | WT | OP | 72 | 72 | 72 |  | 8 | 2008 | WND |  | N | Y | N | IPP Non-CHP | [62 empty] | N/A | [39 empty] | 0 | 0 | 10.4
15399 | Iberdrola Renewables Inc | 56764 | Winnebago Wind Power Project | IA | Hancock | 1 | WT | OP | 20 | 20 | 20 |  | 9 | 2008 | WND |  | N | Y | N | IPP Non-CHP | [62 empty] | N/A | [39 empty] | 0 | 0 | 10.4
15399 | Iberdrola Renewables Inc | 56767 | Farmers City Wind LLC | MO | Atchison | 1 | WT | OP | 146 | 146 | 146 |  | 4 | 2009 | WND |  | N | Y | N | IPP Non-CHP | [62 empty] | N/A | [39 empty] | 0 | 0 | 10.4
15399 | Iberdrola Renewables Inc | 56770 | Locust Ridge II LLC | PA | Schuylkill | 1 | WT | OP | 102 | 102 | 102 |  | 5 | 2009 | WND |  | N | Y | N | IPP Non-CHP | [62 empty] | N/A | [39 empty] | 0 | 0 | 10.4
15399 | Iberdrola Renewables Inc | 56793 | Elm Creek Wind LLC | MN | Martin | 1 | WT | OP | 99 | 99 | 99 |  | 12 | 2008 | WND |  | N | Y | N | IPP Non-CHP |  |  |  |  | N | [57 empty] | N/A | [39 empty] | 0 | 0 | 10.4
15399 | Iberdrola Renewables Inc | 56794 | Moraine II Wind LLC | MN | Pipestone | 1 | WT | OP | 49.5 | 49.5 | 49.5 |  | 2 | 2009 | WND |  | N | Y | N | IPP Non-CHP |  |  |  |  | N | [57 empty] | N/A | [39 empty] | 0 | 0 | 10.4
15399 | Iberdrola Renewables Inc | 57094 | Streator Cayuga Ridge South | IL | Livingston | 1 | WT | OP | 300 | 300 | 300 |  | 3 | 2010 | WND |  | N | Y | N | IPP Non-CHP | [62 empty] | N/A | [39 empty] | 0 | 0 | 10.4
15399 | Iberdrola Renewables Inc | 57097 | Rugby Wind Power Project | ND | Bottineau | 1 | WT | OP | 149 | 149 | 149 |  | 12 | 2009 | WND |  | N | Y | N | IPP Non-CHP | [62 empty] | N/A | [39 empty] | 0 | 0 | 10.4
15399 | Iberdrola Renewables Inc | 55871 | Klondike Wind Power | OR | Sherman | Ph 1 | WT | OP | 24.5 | 24 | 24 |  | 1 | 2002 | WND |  | N | Y | N | IPP Non-CHP | [62 empty] | N/A | [39 empty] | 0 | 0 | 10.4
15399 | Iberdrola Renewables Inc | 56359 | Klondike Windpower II | OR | Sherman | PH2 | WT | OP | 75 | 75 | 75 |  | 7 | 2005 | WND |  | N | Y | N | IPP Non-CHP | [62 empty] | N/A | [39 empty] | 0 | 0 | 10.4
15399 | Iberdrola Renewables Inc | 56369 | Casselman Wind Power Project | PA | Somerset | 1 | WT | OP | 34.5 | 34.5 | 34.5 |  | 12 | 2007 | WND |  | N | Y | N | IPP Non-CHP |  |  |  |  | N | [57 empty] | N/A | [39 empty] | 0 | 0 | 10.4
15399 | Iberdrola Renewables Inc | 56383 | Northern Iowa Windpower II | IA | Worth | TOI2 | WT | OP | 80 | 80 | 80 |  | 1 | 2008 | WND |  | N | Y | N | IPP Non-CHP |  |  |  |  | N | [57 empty] | N/A | [39 empty] | 0 | 0 | 10.4
15399 | Iberdrola Renewables Inc | 56399 | Lempster Wind LLC | NH | Sullivan | 1 | WT | OP | 24 | 24 | 24 |  | 12 | 2008 | WND |  | N | Y | N | IPP Non-CHP | [62 empty] | N/A | [39 empty] | 0 | 0 | 10.4
15399 | Iberdrola Renewables Inc | 56459 | MinnDakota Wind LLC | SD | Brookings | 2 | WT | OP | 150 | 150 | 150 |  | 1 | 2008 | WND |  | N | Y | N | IPP Non-CHP |  |  |  |  | N | [57 empty] | N/A | [39 empty] | 0 | 0 | 10.4
15399 | Iberdrola Renewables Inc | 56468 | Klondike Windpower III | OR | Sherman | 1 | WT | OP | 221 | 221 | 221 |  | 11 | 2007 | WND |  | N | Y | N | IPP Non-CHP |  |  |  |  | N | [57 empty] | N/A | [39 empty] | 0 | 0 | 10.4
15399 | Iberdrola Renewables Inc | 56468 | Klondike Windpower III | OR | Sherman | 2 | WT | OP | 76.5 | 76.5 | 76.5 |  | 7 | 2008 | WND |  | N | Y | N | IPP Non-CHP |  |  |  |  | N | [57 empty] | N/A | [39 empty] | 0 | 0 | 10.4
15399 | Iberdrola Renewables Inc | 56470 | Locust Ridge | PA | Schuylkill | LRWF | WT | OP | 26 | 26 | 26 |  | 3 | 2007 | WND |  | N | Y | N | IPP Non-CHP |  |  |  |  | N | [57 empty] | N/A | [39 empty] | 0 | 0 | 10.4
15399 | Iberdrola Renewables Inc | 56765 | Barton Windpower LLC | IA | Worth | 1 | WT | OP | 28 | 28 | 28 |  | 6 | 2009 | WND |  | N | Y | N | IPP Non-CHP | [62 empty] | N/A | [39 empty] | 0 | 0 | 10.4
15399 | Iberdrola Renewables Inc | 56765 | Barton Windpower LLC | IA | Worth | 2 | WT | OP | 132 | 132 | 132 |  | 6 | 2009 | WND |  | N | Y | N | IPP Non-CHP | [62 empty] | N/A | [39 empty] | 0 | 0 | 10.4
15399 | Iberdrola Renewables Inc | 56789 | Pebble Springs Wind LLC | OR | Gilliam | 1 | WT | OP | 98.7 | 98.7 | 98.7 |  | 1 | 2009 | WND |  | N | Y | N | IPP Non-CHP |  |  |  |  | N | [57 empty] | N/A | [39 empty] | 0 | 0 | 10.4
15399 | Iberdrola Renewables Inc | 56790 | Hay Canyon Wind Power LLC | OR | Sherman | 1 | WT | OP | 108 | 108 | 108 |  | 2 | 2009 | WND |  | N | Y | N | IPP Non-CHP |  |  |  |  | N | [57 empty] | N/A | [39 empty] | 0 | 0 | 10.4
15399 | Iberdrola Renewables Inc | 56791 | Dillon Wind LLC | CA | Riverside | 1 | WT | OP | 45 | 45 | 45 |  | 4 | 2008 | WND |  | N | Y | N | IPP Non-CHP |  |  |  |  | N | [57 empty] | N/A | [39 empty] | 0 | 0 | 10.4
15399 | Iberdrola Renewables Inc | 56792 | Buffalo Ridge I LLC | SD | Brookings | 1 | WT | OP | 50.4 | 50.4 | 50.4 |  | 4 | 2009 | WND |  | N | Y | N | IPP Non-CHP |  |  |  |  | N | [57 empty] | N/A | [39 empty] | 0 | 0 | 10.4
15399 | Iberdrola Renewables Inc | 56795 | Penascal Wind Power LLC | TX | Kenedy | 1 | WT | OP | 201.6 | 201.6 | 201.6 |  | 4 | 2009 | WND |  | N | Y | N | IPP Non-CHP |  |  |  |  | N | [57 empty] | N/A | [39 empty] | 0 | 0 | 10.4
15399 | Iberdrola Renewables Inc | 57095 | Penascal II Wind Project LLC | TX | Kenedy | 1 | WT | OP | 201 | 201 | 201 |  | 3 | 2010 | WND |  | N | Y | N | IPP Non-CHP | [62 empty] | N/A | [39 empty] | 0 | 0 | 10.4
15399 | Iberdrola Renewables Inc | 57096 | Star Point Wind Project LLC | OR | Sherman | 1 | WT | OP | 98.7 | 98.7 | 98.7 |  | 2 | 2010 | WND |  | N | Y | N | IPP Non-CHP | [62 empty] | N/A | [39 empty] | 0 | 0 | 10.4
15399 | Iberdrola Renewables Inc | 57098 | Dry Lake Wind LLC | AZ | Navajo | 1 | WT | OP | 63 | 63 | 63 |  | 8 | 2009 | WND |  | N | Y | N | IPP Non-CHP | [62 empty] | N/A | [39 empty] | 0 | 0 | 10.4
15399 | Iberdrola Renewables Inc | 57156 | Barton Chapel Wind Farm | TX | Jack | BC | WT | OP | 120 | 120 | 120 |  | 1 | 2009 | WND |  | N | Y | N | IPP Non-CHP | [62 empty] | N/A | [39 empty] | 0 | 0 | 10.4
15399 | Iberdrola Renewables Inc | 57287 | Hardscrabble Wind Power LLC | NY | Herkimer | 1 | WT | OP | 74 | 74 | 74 |  | 1 | 2011 | WND |  | N | Y | N | IPP Non-CHP |  |  |  |  | N | [57 empty] | N/A | [39 empty] | 0 | 0 | 10.4
15399 | Iberdrola Renewables Inc | 57317 | San Luis Valley Solar Ranch | CO | Alamosa | 1 | PV | OP | 35 | 35 | 35 |  | 12 | 2011 | SUN |  | N | Y | N | IPP Non-CHP |  |  |  |  | N | [57 empty] | N/A | [39 empty] | 0 | 0 | 10.4
15399 | Iberdrola Renewables Inc | 57318 | Copper Crossing Solar LLC | AZ | GILA | 1 | PV | OP | 20 | 20 | 20 |  | 12 | 2011 | SUN |  | N | Y | N | IPP Non-CHP |  |  |  |  | N | [57 empty] | N/A | [39 empty] | 0 | 0 | 10.4
15399 | Iberdrola Renewables Inc | 57319 | Big Horn Wind II | WA | Klickitat | 1 | WT | OP | 50 | 50 | 50 |  | 1 | 2011 | WND |  | N | Y | N | IPP Non-CHP |  |  |  |  | N | [57 empty] | N/A | [39 empty] | 0 | 0 | 10.4
15399 | Iberdrola Renewables Inc | 57320 | Juniper Canyon I Wind Project | WA | Klickitat | 1 | WT | OP | 151.2 | 151.2 | 151.2 |  | 3 | 2011 | WND |  | N | Y | N | IPP Non-CHP | [62 empty] | N/A | [39 empty] | 0 | 0 | 10.4
15399 | Iberdrola Renewables Inc | 57333 | Leaning Juniper Wind Power II | OR | Gilliam | 1 | WT | OP | 201 | 201 | 201 |  | 3 | 2011 | WND |  | N | Y | N | IPP Non-CHP |  |  |  |  | N | [57 empty] | N/A | [39 empty] | 0 | 0 | 10.4
15399 | Iberdrola Renewables Inc | 57379 | Dry Lake Wind II LLC | AZ | Navajo | 1 | WT | OP | 65.1 | 65.1 | 65.1 |  | 12 | 2010 | WND |  | N | Y | N | IPP Non-CHP | [62 empty] | N/A | [39 empty] | 0 | 0 | 10.4
15399 | Iberdrola Renewables Inc | 57424 | Buffalo Ridge II LLC | SD | Brookings | 1 | WT | OP | 210 | 210 | 210 |  | 12 | 2010 | WND |  | N | Y | N | IPP Non-CHP | [62 empty] | N/A | [39 empty] | 0 | 0 | 10.4
15399 | Iberdrola Renewables Inc | 57649 | Elm Creek Wind II LLC | MN | Martin | 1 | WT | OP | 148.8 | 148.8 | 148.8 |  | 12 | 2010 | WND |  | N | Y | N | IPP Non-CHP | [62 empty] | N/A | [39 empty] | 0 | 0 | 10.4
15400 | Procter & Gamble Co | 50456 | Procter & Gamble Cincinnati Plant | OH | Hamilton | GEN1 | ST | OP | 12.5 | 11.7 | 11.8 |  | 11 | 1965 | BIT | NG | Y | Y | Y | Industrial CHP |  |  |  |  | N | Y |  | Y | [37 empty] | OP | EW |  |  | 11 | 0.5 | 1.3 |  | 1 |  | 97.5 | 15 | 162000 |  |  |  |  | COAL | [39 empty] | 0.65036 | 1.1892 | 12.679
15430 | Detroit Renewable Power | 10033 | Greater Detroit Resource Recovery | MI | Wayne | GEN1 | ST | OP | 68.4 | 63.6 | 64.3 |  | 12 | 1988 | MSW |  | N | Y | Y | Commercial CHP |  |  |  |  | N | [25 empty] | OP: OP; DP: SD; LS: LI; N: N |  | 90 | 45 | 287841 | 100 | OP | BR | [8 empty] | 99.9 | 11 | 292876 |  |  |  |  | OTHER SOLID | [39 empty] | 0 | 0 | 10.4
15444 | Provo City Corp | 3686 | Provo | UT | UTAH | 5 | IC | OP | 2.5 | 2.5 | 2.5 |  | 5 | 1980 | NG | DFO | Y | N | N | Electric Utility | [62 empty] | GAS | [39 empty] | 1.1659 | 0.0016829 | 10.4
15444 | Provo City Corp | 3686 | Provo | UT | UTAH | 6 | IC | OP | 2.5 | 2.5 | 2.5 |  | 5 | 1980 | NG | DFO | Y | N | N | Electric Utility | [62 empty] | GAS | [39 empty] | 1.1659 | 0.0016829 | 10.4
15444 | Provo City Corp | 3686 | Provo | UT | UTAH | 7 | IC | OP | 2.5 | 2.5 | 2.5 |  | 5 | 1980 | NG | DFO | Y | N | N | Electric Utility | [62 empty] | GAS | [39 empty] | 1.1659 | 0.0016829 | 10.4
15444 | Provo City Corp | 3686 | Provo | UT | UTAH | 8 | IC | OP | 2.5 | 2.5 | 2.5 |  | 5 | 1980 | NG | DFO | Y | N | N | Electric Utility | [62 empty] | GAS | [39 empty] | 1.1659 | 0.0016829 | 10.4
15452 | PSEG Power Connecticut LLC | 568 | Bridgeport Station | CT | Fairfield | 3 | ST | OP | 400 | 383.4 | 387.5 |  | 8 | 1968 | SUB | RFO | N | Y | N | IPP Non-CHP |  |  |  |  | N | Y |  | Y |  |  |  | BHS3 | 1968 | 538025 | [31 empty] | OP | EK |  |  | 6.7 | 0.1 | 0.5 |  | 1 |  | 99.5 | 111 | 1347977 |  |  |  |  | COAL | CT | Bridgeport Harbor Station | 568 | BHB3 | 2010 |  | ARP, CAIROS, RGGI | 4583.08 | 12 | 1302618.06 |  | 1260.179 | 0.141 | 934.065 | 1381071.157 | 13168116.44 | 1 | Northeast Power Coordinating Council | Fairfield | Electric Utility | 4911 | Electric Services | 41.1706 | -73.1843 | PSEG Power Connecticut, LLC (Owner/Operator) | Phase 2 | Early Election | Operating | Tangentially-fired | Coal | Diesel Oil, Residual Oil |  | Low NOx Burner Technology w/ Separated OFA | Electrostatic Precipitator | 4100 | 9.8261 | COAL | 405 | 477.4194 | 0.141 | 0.1914 | 9.8261
15452 | PSEG Power Connecticut LLC | 568 | Bridgeport Station | CT | Fairfield | 4 | GT | OP | 18.6 | 18.3 | 18.5 |  | 10 | 1967 | JF |  | N | Y | N | IPP Non-CHP |  |  |  |  | N |  |  |  |  | N | [52 empty] | LIQUID | CT | Bridgeport Harbor Station | 568 | BHB4 | 2010 |  | CAIROS | 11.31 | 6 | 113.53 |  |  | 0.7093 | 0.718 |  | 2025.7 | 1 | Northeast Power Coordinating Council | Fairfield | Electric Utility | 4911 | Electric Services | 41.1706 | -73.1843 | PSEG Power Connecticut, LLC (Owner/Operator) |  |  | Operating | Combustion turbine | Other Oil |  |  |  |  | 287 | 10.4 | LIQUID | 16 | 421.875 | 0.7093 | 0.026988 | 10.4
15452 | PSEG Power Connecticut LLC | 6156 | New Haven Harbor | CT | New Haven | 1 | ST | OP | 460 | 449.9 | 454.6 |  | 7 | 1975 | RFO | NG | Y | Y | N | IPP Non-CHP |  |  |  |  | N | [6 empty] | NHS1 | 1975 | 577450 | [31 empty] | OP | EK |  |  |  | 0.2 |  |  | 1 |  | 95 | 95 | 889000 |  |  |  |  | LIQUID | CT | New Haven Harbor | 6156 | NHB1 | 2010 |  | ARP, CAIROS, RGGI | 1077.41 | 12 | 168255.55 |  | 256.61 | 0.1274 | 127.542 | 149117.046 | 1842327.569 | 1 |  | New Haven | Electric Utility | 4911 | Electric Services | 41.2836 | -72.9042 | PSEG (Owner/Operator) | Phase 2 |  | Operating | Tangentially-fired | Residual Oil | Diesel Oil, Pipeline Natural Gas |  |  | Electrostatic Precipitator | 4425 | 10.0557 | LIQUID | 475 | 477.5627 | 0.1274 | 0.27857 | 10.0557
15458 | PPL Holtwood LLC | 3145 | PPL Holtwood | PA | Lancaster | HW1 | HY | OP | 10.4 | 10 | 10 |  | 10 | 1910 | WAT |  | N | Y | N | IPP Non-CHP | [62 empty] | N/A | [39 empty] | 0 | 0 | 10.4
15458 | PPL Holtwood LLC | 3145 | PPL Holtwood | PA | Lancaster | HW10 | HY | OP | 12 | 13.5 | 13.5 |  | 3 | 1924 | WAT |  | N | Y | N | IPP Non-CHP | [62 empty] | N/A | [39 empty] | 0 | 0 | 10.4
15458 | PPL Holtwood LLC | 3145 | PPL Holtwood | PA | Lancaster | HW2 | HY | OP | 10.4 | 11 | 11 |  | 2 | 1911 | WAT |  | N | Y | N | IPP Non-CHP | [62 empty] | N/A | [39 empty] | 0 | 0 | 10.4
15458 | PPL Holtwood LLC | 3145 | PPL Holtwood | PA | Lancaster | HW3 | HY | OP | 10.4 | 12.9 | 12.9 |  | 2 | 1911 | WAT |  | N | Y | N | IPP Non-CHP | [62 empty] | N/A | [39 empty] | 0 | 0 | 10.4
15458 | PPL Holtwood LLC | 3145 | PPL Holtwood | PA | Lancaster | HW4 | HY | OP | 10.4 | 11.8 | 11.8 |  | 5 | 1911 | WAT |  | N | Y | N | IPP Non-CHP | [62 empty] | N/A | [39 empty] | 0 | 0 | 10.4
15458 | PPL Holtwood LLC | 3145 | PPL Holtwood | PA | Lancaster | HW5 | HY | OP | 10.4 | 12.3 | 12.3 |  | 7 | 1911 | WAT |  | N | Y | N | IPP Non-CHP | [62 empty] | N/A | [39 empty] | 0 | 0 | 10.4
15458 | PPL Holtwood LLC | 3145 | PPL Holtwood | PA | Lancaster | HW6 | HY | OP | 10.4 | 12.2 | 12.2 |  | 12 | 1911 | WAT |  | N | Y | N | IPP Non-CHP | [62 empty] | N/A | [39 empty] | 0 | 0 | 10.4
15458 | PPL Holtwood LLC | 3145 | PPL Holtwood | PA | Lancaster | HW7 | HY | OP | 10.4 | 10.8 | 10.8 |  | 10 | 1913 | WAT |  | N | Y | N | IPP Non-CHP | [62 empty] | N/A | [39 empty] | 0 | 0 | 10.4
15458 | PPL Holtwood LLC | 3145 | PPL Holtwood | PA | Lancaster | HW8 | HY | OP | 10.4 | 11 | 11 |  | 12 | 1914 | WAT |  | N | Y | N | IPP Non-CHP | [62 empty] | N/A | [39 empty] | 0 | 0 | 10.4
15458 | PPL Holtwood LLC | 3145 | PPL Holtwood | PA | Lancaster | HW9 | HY | OP | 12 | 13.5 | 13.5 |  | 2 | 1914 | WAT |  | N | Y | N | IPP Non-CHP | [62 empty] | N/A | [39 empty] | 0 | 0 | 10.4
15458 | PPL Holtwood LLC | 3145 | PPL Holtwood | PA | Lancaster | HW11 | HY | OP | 1.4 | 1.3 | 1.3 |  | 6 | 2011 | WAT |  | N | Y | N | IPP Non-CHP | [62 empty] | N/A | [39 empty] | 0 | 0 | 10.4
15458 | PPL Holtwood LLC | 3145 | PPL Holtwood | PA | Lancaster | HW13 | HY | OP | 1.4 | 1.3 | 1.3 |  | 6 | 2011 | WAT |  | N | Y | N | IPP Non-CHP | [62 empty] | N/A | [39 empty] | 0 | 0 | 10.4
15466 | Public Service Co of Colorado | 464 | Alamosa | CO | Alamosa | CT1 | GT | OP | 26.6 | 12.8 | 17 |  | 6 | 1973 | NG | DFO | Y | Y | N | Electric Utility |  |  |  |  | N | [57 empty] | GAS | [39 empty] | 0.18911 | 0.0024096 | 12.7783
15466 | Public Service Co of Colorado | 464 | Alamosa | CO | Alamosa | CT2 | GT | OP | 26.6 | 13.5 | 18.2 |  | 6 | 1977 | NG | DFO | Y | Y | N | Electric Utility |  |  |  |  | N | [57 empty] | GAS | [39 empty] | 0.17815 | 0.0022505 | 12.5148
15466 | Public Service Co of Colorado | 467 | Cabin Creek | CO | Clear Creek | A | PS | OP | 150 | 162 | 162 |  | 6 | 1967 | WAT |  | N | Y | N | Electric Utility | [62 empty] | N/A | [39 empty] | 0 | 0 | 10.4
15466 | Public Service Co of Colorado | 467 | Cabin Creek | CO | Clear Creek | B | PS | OP | 150 | 162 | 162 |  | 6 | 1967 | WAT |  | N | Y | N | Electric Utility |  |  |  |  | N | [57 empty] | N/A | [39 empty] | 0 | 0 | 10.4
15466 | Public Service Co of Colorado | 469 | Cherokee | CO | Adams | 1 | ST | OP | 125 | 107 | 107 |  | 6 | 1957 | BIT | NG | Y | Y | N | Electric Utility |  |  |  | 2012 | N | Y | [5 empty] | 1 | 1957 | 359000 | [16 empty] | OP: OP; DP: SP; LS: SC; N: N | 0.4 | 50 | 450 | 500000 | 100 | OP | BR |  |  | 5.2 |  | 0.6 |  |  |  | 99.9 | 58 | 757000 | OP | LA |  |  | COAL | CO | Cherokee | 469 | 1 | 2010 |  | ARP | 6052.28 | 12 | 571601.98 |  | 2006.694 | 0.3003 | 1057.999 | 702485.396 | 6860953.461 | 8 |  | Adams | Electric Utility | 4911 | Electric Services | 39.8034 | -104.9458 | Public Service Company of Colorado (Owner/Operator) | Phase 2 | Group 2 | Operating | Dry bottom vertically-fired boiler | Coal | Natural Gas | Sodium Based | Low NOx Burner Technology w/ Overfire Air | Baghouse | 1420 | 11.4512 | COAL | 120 | 1939.2523 | 0.3003 | 0.58496 | 11.4512
15466 | Public Service Co of Colorado | 469 | Cherokee | CO | Adams | 3 | ST | OP | 170.5 | 152 | 152 |  | 6 | 1962 | BIT | NG | Y | Y | N | Electric Utility |  |  |  | 2015 | N | Y | N |  |  |  |  | 3 | 1959 | 403000 | [16 empty] | OP: OP; DP: SD; LS: LA; N: N | 0.4 | 85 | 200 | 825000 | 100 | OP | BR |  |  | 5.1 |  | 0.5 |  |  |  | 99.9 | 28 | 825000 | OP | FR | LN | LA | COAL | CO | Cherokee | 469 | 3 | 2010 |  | ARP | 6435.15 | 12 | 872728.14 |  | 957.403 | 0.3569 | 1762.224 | 995247.291 | 9715456.022 | 8 |  | Adams | Electric Utility | 4911 | Electric Services | 39.8034 | -104.9458 | Public Service Company of Colorado (Owner/Operator) | Phase 2 | Early Election | Operating | Dry bottom wall-fired boiler | Coal | Natural Gas | Dry Lime FGD | Low NOx Burner Technology w/ Overfire Air | Baghouse | 2355 | 10.9615 | COAL | 185 | 1891.4474 | 0.3569 | 0.19709 | 10.9615
15466 | Public Service Co of Colorado | 469 | Cherokee | CO | Adams | 4 | ST | OP | 380.8 | 352 | 352 |  | 6 | 1968 | BIT | NG | Y | Y | N | Electric Utility |  |  |  |  | N | Y | N |  |  |  |  | 4 | 1968 | 680000 | [16 empty] | OP: OP; DP: SD; LS: LA; N: N | 0.4 | 85 | 350 | 1600000 | 100 | OP | BR |  |  | 10 |  | 0.4 |  |  |  | 99.9 | 10 | 1600000 |  |  |  |  | COAL | CO | Cherokee | 469 | 4 | 2010 |  | ARP | 6359.62 | 12 | 1879907.93 |  | 1660.423 | 0.2923 | 2611.324 | 1762136.982 | 17303461.18 | 8 |  | Adams | Electric Utility | 4911 | Electric Services | 39.8034 | -104.9458 | Public Service Company of Colorado (Owner/Operator) | Phase 2 | Early Election | Operating | Tangentially-fired | Coal | Natural Gas | Dry Lime FGD | Low NOx Burner Technology w/ Closed-coupled/Separated OFA | Baghouse | 4190 | 9.0008 | COAL | 399 | 1933.2386 | 0.2923 | 0.19192 | 9.0008
15466 | Public Service Co of Colorado | 470 | Comanche | CO | Pueblo | 1 | ST | OP | 382.5 | 325 | 325 |  | 6 | 1973 | SUB |  | N | Y | N | Electric Utility |  |  |  |  | N | Y | N |  |  |  |  | 1 | 1973 | 631000 | [16 empty] | OP: OP; DP: SD; LS: LA; N: N | 0.6 | 94 | 234 | 2893983 | 100 | OP | BR |  |  | 5.2 |  | 0.6 |  |  |  | 99.9 | 24.4 | 1577700 |  |  |  |  | COAL | CO | Comanche (470) | 470 | 1 | 2010 |  | ARP | 7759.36 | 12 | 2306387.19 |  | 701.087 | 0.1254 | 1338.702 | 2182533.643 | 21058562.87 | 8 | Western Electricity Coordinating Council | Pueblo | Electric Utility | 4911 | Electric Services | 38.2081 | -104.5747 | Public Service Company of Colorado (Owner/Operator) | Phase 2 | Early Election | Operating | Tangentially-fired | Coal | Natural Gas | Dry Lime FGD | Low NOx Burner Technology w/ Closed-coupled/Separated OFA | Baghouse | 3363 | 9.0587 | COAL | 362 | 1943.0769 | 0.1254 | 0.066585 | 9.0587
15466 | Public Service Co of Colorado | 470 | Comanche | CO | Pueblo | 2 | ST | OP | 396 | 335 | 335 |  | 6 | 1975 | SUB |  | N | Y | N | Electric Utility |  |  |  |  | N | Y | N |  |  |  |  | 2 | 1975 | 631000 | [16 empty] | OP: OP; DP: SD; LS: LA; N: N | 0.6 | 94 | 234 | 1282613 | 100 | OP | BR |  |  | 5.2 |  | 0.6 |  |  |  | 99.9 | 17.5 | 1392700 |  |  |  |  | COAL | CO | Comanche (470) | 470 | 2 | 2010 |  | ARP | 6290.84 | 12 | 1881701.71 |  | 599.043 | 0.1576 | 1473.878 | 1886702.443 | 18156972.8 | 8 | Western Electricity Coordinating Council | Pueblo | Electric Utility | 4911 | Electric Services | 38.2081 | -104.5747 | Public Service Company of Colorado (Owner/Operator) | Phase 2 | Early Election | Operating | Dry bottom wall-fired boiler | Coal | Natural Gas | Dry Lime FGD | Low NOx Burner Technology w/ Overfire Air | Baghouse | 3750 | 9.557 | COAL | 375 | 1940.2985 | 0.1576 | 0.065985 | 9.557
15466 | Public Service Co of Colorado | 471 | Fruita | CO | Mesa | 1 | GT | OP | 26.6 | 18 | 18 |  | 6 | 1973 | NG | DFO | Y | Y | N | Electric Utility |  |  |  |  | N | [57 empty] | GAS | [39 empty] | 0.18454 | 0.0022869 | 12.8211
15466 | Public Service Co of Colorado | 476 | Shoshone | CO | Garfield | A | HY | OP | 7.2 | 7.5 | 4 |  | 6 | 1909 | WAT |  | N | Y | N | Electric Utility | [62 empty] | N/A | [39 empty] | 0 | 0 | 10.4
15466 | Public Service Co of Colorado | 476 | Shoshone | CO | Garfield | B | HY | OP | 7.2 | 7.5 | 4 |  | 6 | 1909 | WAT |  | N | Y | N | Electric Utility | [62 empty] | N/A | [39 empty] | 0 | 0 | 10.4
15466 | Public Service Co of Colorado | 477 | Valmont | CO | Boulder | 5 | ST | OP | 191.7 | 184 | 184 |  | 5 | 1964 | BIT | NG | Y | Y | N | Electric Utility |  |  |  | 2018 | N | Y | N |  |  |  |  | 5 | 1964 | 491000 | [16 empty] | OP: OP; DP: SD; LS: LA; N: N | 0.6 | 85 | 350 | 1300000 | 100 | OP | BR |  |  | 5.2 |  | 0.6 |  |  |  | 99.9 | 11.8 | 638357 |  |  |  |  | COAL | CO | Valmont | 477 | 5 | 2010 |  | ARP | 7120.91 | 12 | 1151714.74 |  | 1137.439 | 0.3444 | 2052.718 | 1222576.283 | 11915931.54 | 8 | Western Electricity Coordinating Council | Boulder | Electric Utility | 4911 | Electric Services | 40.0195 | -105.202 | Public Service Company of Colorado (Owner/Operator) | Phase 2 | Early Election | Operating | Tangentially-fired | Coal | Natural Gas | Dry Lime FGD | Low NOx Burner Technology w/ Closed-coupled/Separated OFA | Baghouse | 2095 | 10.3332 | COAL | 198 | 1961.9565 | 0.3444 | 0.19091 | 10.3332
15466 | Public Service Co of Colorado | 477 | Valmont | CO | Boulder | 6 | GT | OP | 59.3 | 43 | 53 |  | 5 | 1973 | NG |  | N | Y | N | Electric Utility |  |  |  |  | N | [57 empty] | GAS | [39 empty] | 0.1405 | 0.0020338 | 14.7693
15466 | Public Service Co of Colorado | 478 | Zuni | CO | Denver | 2 | ST | OP | 75 | 65 | 65 |  | 6 | 1954 | NG | RFO | Y | Y | N | Electric Utility |  |  |  | 2014 | N | N | [5 empty] | 1¦¦2¦¦3 | 1948¦¦ 1954 | [49 empty] | GAS | CO | Zuni | 478 | 1 | 2010 |  | ARP | 5103.49 | 12 |  | 617142.3 | 0.219 | 0.2144 | 80.855 | 43417.127 | 730598.994 | 8 | Western Electricity Coordinating Council | Denver | Cogeneration | 4911 | Electric Services | 39.7369 | -105.0169 | Public Service Company of Colorado (Owner/Operator) | Phase 2 |  | Operating | Dry bottom wall-fired boiler | Pipeline Natural Gas | Residual Oil |  |  |  | 450 | 10.4 | GAS | 51.9941 | 374.929 | 0.2144 | 0.0006 | 11.8131
15466 | Public Service Co of Colorado | 525 | Hayden | CO | Routt | 1 | ST | OP | 163.2 | 184 | 184 |  | 7 | 1965 | BIT |  | N | Y | N | Electric Utility |  |  |  |  | N | Y | N |  |  |  |  | H1 | 1965 | 687750 | [16 empty] | OP: OP; DP: SD; LS: LA; N: N | 0.4 | 85 | 300 | 815000 | 100 | OP | BR |  |  | 8.7 |  | 0.4 |  |  |  | 99.9 | 56 | 816000 |  |  |  |  | COAL | CO | Hayden | 525 | H1 | 2010 |  | ARP | 8514.21 | 12 | 1616213.34 |  | 1200.629 | 0.4308 | 3905.73 | 1848729.245 | 18018798.22 | 8 |  | Routt | Electric Utility | 4911 | Electric Services | 40.4856 | -107.185 | Pacificorp Energy Generation (Owner) Public Service Company of Colorado (Owner/Operator) | Phase 2 | Phase II Group 1 | Operating | Dry bottom wall-fired boiler | Coal | Diesel Oil, Natural Gas | Dry Lime FGD | Low NOx Burner Technology w/ Overfire Air | Baghouse | 2365 | 11.2839 | COAL | 205 | 442.9348 | 0.4308 | 0.13326 | 11.1488
15466 | Public Service Co of Colorado | 525 | Hayden | CO | Routt | 2 | ST | OP | 275.4 | 262 | 262 |  | 9 | 1976 | BIT |  | N | Y | N | Electric Utility |  |  |  |  | N | Y | N |  |  |  |  | H2 | 1976 | 626800 | [16 empty] | OP: OP; DP: SD; LS: LA; N: N | 0.4 | 85 | 350 | 1300000 | 100 | OP | BR |  |  | 8.7 |  | 0.4 |  |  |  | 99.9 | 56 | 816000 |  |  |  |  | COAL | CO | Hayden | 525 | H2 | 2010 |  | ARP | 8666.37 | 12 | 2196444.98 |  | 1425.78 | 0.3218 | 3576.903 | 2270022.121 | 22124936.96 | 8 |  | Routt | Electric Utility | 4911 | Electric Services | 40.4856 | -107.185 | Public Service Company of Colorado (Owner/Operator) Pacificorp Energy Generation (Owner) Salt River Project (Owner) | Phase 2 | Phase II Group 1 | Operating | Tangentially-fired | Coal | Diesel Oil | Dry Lime FGD | Low NOx Burner Technology w/ Closed-coupled/Separated OFA | Baghouse | 3000 | 10.0405 | COAL | 286 | 454.1985 | 0.3218 | 0.12888 | 10.0405
15466 | Public Service Co of Colorado | 6112 | Fort St Vrain | CO | Weld | 1 | CA | OP | 342.6 | 301 | 304 |  | 7 | 1998 | NG |  | N | Y | N | Electric Utility |  |  |  |  | N | [6 empty] | 1 | 1998 | [49 empty] | GAS | [39 empty] | 0 | 0 | 10.4
15466 | Public Service Co of Colorado | 6112 | Fort St Vrain | CO | Weld | 2 | CT | OP | 175.1 | 123 | 134 |  | 5 | 1996 | NG |  | N | Y | N | Electric Utility |  |  |  |  | N | [57 empty] | GAS | CO | Fort St. Vrain | 6112 | 2 | 2010 |  | ARP | 7064.37 | 12 | 1130604.4 |  | 2.527 | 0.0534 | 211.049 | 500527.729 | 8422323.532 | 8 | Western Electricity Coordinating Council | Weld | Electric Utility | 4911 | Electric Services | 40.2461 | -104.8742 | Public Service Company of Colorado (Owner/Operator) | Phase 2 |  | Operating | Combined cycle | Pipeline Natural Gas |  |  | Dry Low NOx Burners |  | 2242 | 7.0666 | GAS | 264 | 1514.9254 | 0.0534 | 0.0006 | 7.0666
15466 | Public Service Co of Colorado | 6112 | Fort St Vrain | CO | Weld | 3 | CT | OP | 175.1 | 128 | 139 |  | 1 | 1999 | NG |  | N | Y | N | Electric Utility |  |  |  |  | N | [57 empty] | GAS | CO | Fort St. Vrain | 6112 | 3 | 2010 |  | ARP | 6695.98 | 12 | 1008885.93 |  | 2.387 | 0.0677 | 253.528 | 472875.18 | 7957046.036 | 8 | Western Electricity Coordinating Council | Weld | Electric Utility | 4911 | Electric Services | 40.2461 | -104.8742 | Public Service Company of Colorado (Owner/Operator) | Phase 2 |  | Operating | Combined cycle | Pipeline Natural Gas |  |  | Dry Low NOx Burners |  | 2242 | 7.2438 | GAS | 276 | 1507.1942 | 0.0677 | 0.0006 | 7.2438
15466 | Public Service Co of Colorado | 6112 | Fort St Vrain | CO | Weld | 4 | CT | OP | 175.1 | 128 | 139 |  | 6 | 2001 | NG |  | N | Y | N | Electric Utility |  |  |  |  | N | [57 empty] | GAS | CO | Fort St. Vrain | 6112 | 4 | 2010 |  | ARP | 7295.27 | 12 | 1178805.43 |  | 2.68 | 0.0188 | 78.404 | 530790.441 | 8931520.218 | 8 | Western Electricity Coordinating Council | Weld | Electric Utility | 4911 | Electric Services | 40.2461 | -104.8742 | Public Service Company of Colorado (Owner/Operator) | Phase 2 |  | Operating | Combined cycle | Pipeline Natural Gas |  |  | Selective Catalytic Reduction |  | 2242 | 7.3369 | GAS | 250 | 1600.7194 | 0.0188 | 0.0006 | 7.3369
15466 | Public Service Co of Colorado | 6112 | Fort St Vrain | CO | Weld | 5 | GT | OP | 140.3 | 145 | 160 |  | 5 | 2009 | NG |  | N | N | N | Electric Utility |  |  |  |  | N | [57 empty] | GAS | CO | Fort St. Vrain | 6112 | 5 | 2010 |  | ARP | 465.45 | 12 | 42563.06 |  | 0.149 | 0.0404 | 7.703 | 29559.762 | 497393.992 | 8 | Western Electricity Coordinating Council | Weld | Electric Utility | 4911 | Electric Services | 40.2461 | -104.8742 | Public Service Company of Colorado (Owner/Operator) | Phase 2 |  | Operating | Combustion turbine | Pipeline Natural Gas |  |  | Dry Low NOx Burners |  | 1700 | 10.2371 | GAS | 163 | 1990.625 | 0.0404 | 0.000599 | 10.2371
15466 | Public Service Co of Colorado | 6112 | Fort St Vrain | CO | Weld | 6 | GT | OP | 140.3 | 144 | 159 |  | 5 | 2009 | NG |  | N | N | N | Electric Utility |  |  |  |  | N | [57 empty] | GAS | CO | Fort St. Vrain | 6112 | 6 | 2010 |  | ARP | 433.24 | 12 | 41938.36 |  | 0.143 | 0.0401 | 7.699 | 28383.094 | 477596.085 | 8 | Western Electricity Coordinating Council | Weld | Electric Utility | 4911 | Electric Services | 40.2461 | -104.8742 | Public Service Company of Colorado (Owner/Operator) | Phase 2 |  | Operating | Combustion turbine | Pipeline Natural Gas |  |  | Dry Low NOx Burners |  | 1700 | 10.4189 | GAS | 159 | 2000 | 0.0401 | 0.000599 | 10.4189
15466 | Public Service Co of Colorado | 6248 | Pawnee | CO | Morgan | 1 | ST | OP | 552.3 | 505 | 505 |  | 11 | 1981 | SUB |  | N | Y | N | Electric Utility |  |  |  |  | N | Y | N |  |  |  |  | 1 | 1981 | 1774570 | [31 empty] | OP | BR |  |  | 5 |  | 0.6 |  |  |  | 99.9 | 66 | 2251000 |  |  |  |  | COAL | CO | Pawnee | 6248 | 1 | 2010 |  | ARP | 7936.61 | 12 | 3588345.9 |  | 13143.799 | 0.2208 | 4098.784 | 3813679.824 | 36365751.9 | 8 | Western Electricity Coordinating Council | Morgan | Electric Utility | 4911 | Electric Services | 40.2217 | -103.6803 | Public Service Company of Colorado (Owner/Operator) | Phase 2 | Early Election | Operating | Dry bottom wall-fired boiler | Coal | Natural Gas |  | Low NOx Burner Technology w/ Overfire Air | Baghouse | 5555 | 10.1841 | COAL | 546 | 1959.4059 | 0.2208 | 0.72287 | 10.1344
15466 | Public Service Co of Colorado | 8067 | Fort Lupton | CO | Adams | 1 | GT | OP | 39.2 | 44.7 | 50 |  | 4 | 1972 | NG | DFO | Y | Y | N | Electric Utility |  |  |  |  | N | [57 empty] | GAS | [39 empty] | 0.16719 | 0.0022875 | 13.869
15466 | Public Service Co of Colorado | 8067 | Fort Lupton | CO | Adams | 2 | GT | OP | 39.2 | 44.7 | 50 |  | 4 | 1972 | NG | DFO | Y | Y | N | Electric Utility |  |  |  |  | N | [57 empty] | GAS | [39 empty] | 0.16719 | 0.0022875 | 13.869
15466 | Public Service Co of Colorado | 55645 | Blue Spruce Energy Center | CO | Adams | CT01 | GT | OP | 198.9 | 130 | 144 |  | 5 | 2003 | NG | DFO | Y | Y | N | Electric Utility |  |  |  |  | N | [57 empty] | GAS | CO | Blue Spruce Energy Center | 55645 | CT-01 | 2010 |  | ARP | 2134.94 | 12 | 223338.61 |  | 0.789 | 0.0408 | 41.987 | 155035.35 | 2608707.869 | 8 |  | Adams | Electric Utility | 4911 | Electric Services | 39.7436 | -104.68 | Blue Spruce Energy Center, LLC (Owner) Calpine Operating Services Company, Inc. (Operator) | Phase 2 |  | Operating | Combustion turbine | Pipeline Natural Gas | Diesel Oil |  | Dry Low NOx Burners Water Injection |  | 2707 | 11.1603 | GAS | 149 | 482.6389 | 0.0408 | 0.000605 | 11.1603
15466 | Public Service Co of Colorado | 55645 | Blue Spruce Energy Center | CO | Adams | CT02 | GT | OP | 198.9 | 134 | 148 |  | 5 | 2003 | NG | DFO | Y | Y | N | Electric Utility |  |  |  |  | N | [57 empty] | GAS | CO | Blue Spruce Energy Center | 55645 | CT-02 | 2010 |  | ARP | 1519.14 | 12 | 162101.42 |  | 0.569 | 0.051 | 35.297 | 111424.576 | 1874851.059 | 8 |  | Adams | Electric Utility | 4911 | Electric Services | 39.7436 | -104.68 | Blue Spruce Energy Center, LLC (Owner) Calpine Operating Services Company, Inc. (Operator) | Phase 2 |  | Operating | Combustion turbine | Pipeline Natural Gas | Diesel Oil |  | Dry Low NOx Burners Water Injection |  | 2707 | 11.0621 | GAS | 148 | 500 | 0.051 | 0.000607 | 11.0621
15466 | Public Service Co of Colorado | 55835 | Rocky Mountain Energy Center | CO | Weld | CTG1 | CT | OP | 175.1 | 145 | 157 |  | 5 | 2004 | NG |  | N | Y | N | Electric Utility |  |  |  |  | N | [57 empty] | GAS | CO | Rocky Mountain Energy Center | 55835 | 1 | 2010 |  | ARP | 7213.62 | 12 | 1537103.75 |  | 3.352 | 0.0075 | 40.49 | 665371.107 | 11196198.18 | 8 |  | Weld | Electric Utility |  |  | 40.0911 | -104.5947 | Rocky Mountain Energy Center (Owner) Calpine Operating Services Company, Inc. (Operator) | Phase 2 |  | Operating | Combined cycle | Pipeline Natural Gas |  |  | Dry Low NOx Burners Selective Catalytic Reduction |  | 2460 | 7.2082 | GAS | 311 | 9.5541 | 0.0075 | 0.000599 | 7.2082
15466 | Public Service Co of Colorado | 55835 | Rocky Mountain Energy Center | CO | Weld | CTG2 | CT | OP | 175.1 | 145 | 157 |  | 5 | 2004 | NG |  | N | Y | N | Electric Utility |  |  |  |  | N | [57 empty] | GAS | CO | Rocky Mountain Energy Center | 55835 | 2 | 2010 |  | ARP | 6982.62 | 12 | 1470476.28 |  | 3.226 | 0.0076 | 39.86 | 639987.352 | 10769030.53 | 8 |  | Weld | Electric Utility |  |  | 40.0911 | -104.5947 | Rocky Mountain Energy Center (Owner) Calpine Operating Services Company, Inc. (Operator) | Phase 2 |  | Operating | Combined cycle | Pipeline Natural Gas |  |  | Dry Low NOx Burners Selective Catalytic Reduction |  | 2373 | 7.2354 | GAS | 311 | 9.5541 | 0.0076 | 0.000599 | 7.2354
15466 | Public Service Co of Colorado | 55835 | Rocky Mountain Energy Center | CO | Weld | STG1 | CA | OP | 334.9 | 290 | 301 |  | 5 | 2004 | NG |  | N | Y | N | Electric Utility |  |  |  |  | N | [6 empty] | STACK1¦¦STACK2 | 2004 | 493333 | [48 empty] | GAS | [39 empty] | 0 | 0 | 10.4
15466 | Public Service Co of Colorado | 465 | Arapahoe | CO | Denver | 3 | ST | OP | 40 | 44 | 44 |  | 6 | 1951 | SUB | NG | Y | Y | N | Electric Utility |  |  |  | 2014 | N | Y | N |  |  |  |  | 3 | 1951 | 170000 | [16 empty] | OP: OP; DP: SP; LS: SC; N: N | 0.4 | 50 | 300 | 315000 | 100 | OP | BR |  |  | 5 |  | 0.6 |  |  |  | 99.9 | 6 | 315000 |  |  |  |  | COAL | CO | Arapahoe | 465 | 3 | 2010 |  | ARP | 6309.57 | 12 | 209144.44 |  | 800.741 | 0.7856 | 1243.28 | 323351.928 | 3083082.539 | 8 | Western Electricity Coordinating Council | Denver | Electric Utility | 4911 | Electric Services | 39.67 | -105.0028 | Public Service Company of Colorado (Owner/Operator) | Phase 2 | Group 2 | Operating | Dry bottom vertically-fired boiler | Coal | Natural Gas | Sodium Based |  | Baghouse | 755 | 14.3576 | COAL | 47 | 1965.9091 | 0.7856 | 0.51944 | 14.3576
15466 | Public Service Co of Colorado | 465 | Arapahoe | CO | Denver | 4 | ST | OP | 112.5 | 109 | 109 |  | 6 | 1955 | SUB | NG | Y | Y | N | Electric Utility |  |  |  |  | N | Y | N |  |  |  |  | 3 | 1951 | 170000 | [16 empty] | OP: OP; DP: SP; LS: SC; N: N | 0.4 | 50 | 450 | 450000 | 100 | OP | BR |  |  | 5 |  | 0.6 |  |  |  | 99.9 | 7 | 600000 |  |  |  |  | COAL | CO | Arapahoe | 465 | 4 | 2010 |  | ARP | 5251.53 | 12 | 461812.89 |  | 1201.059 | 0.2593 | 814.171 | 634165.67 | 6046577.502 | 8 | Western Electricity Coordinating Council | Denver | Electric Utility | 4911 | Electric Services | 39.67 | -105.0028 | Public Service Company of Colorado (Owner/Operator) | Phase 2 | Group 2 | Operating | Dry bottom vertically-fired boiler | Coal | Natural Gas | Sodium Based | Low NOx Burner Technology w/ Overfire Air | Baghouse | 1709 | 13.064 | COAL | 117 | 1963.3028 | 0.2593 | 0.39727 | 13.064
15466 | Public Service Co of Colorado | 470 | Comanche | CO | Pueblo | 3 | ST | OP | 856.8 | 766 | 783 |  | 7 | 2010 | SUB |  | N | Y | N | Electric Utility |  |  |  |  | N | N | N |  | Y |  |  | 3 | 2010 | 1558000 | [16 empty] | OP: OP; DP: SD; LS: LA; N: N | 0.6 | 94 | 234 | 1305196 | 100 | OP | BP |  |  | 4.4 |  | 0.2 | 0.4 |  |  | 99.9 | 70 | 2926421 |  |  |  |  | COAL | CO | Comanche (470) | 470 | 3 | 2010 |  | ARP | 5744.66 | 12 | 3561906.85 |  | 1269.079 | 0.0807 | 1064.331 | 3110266.327 | 30015931.48 | 8 | Western Electricity Coordinating Council | Pueblo | Electric Utility | 4911 | Electric Services | 38.2081 | -104.5747 | Public Service Company of Colorado (Owner/Operator) Holly Cross Energy (Owner) Intermountain Rural Electric Authority (Owner) | Phase 2 |  | Operating | Tangentially-fired | Coal | Natural Gas | Dry Lime FGD | Selective Catalytic Reduction | Baghouse | 9050 | 8.6678 | COAL | 872 | 1943.1673 | 0.0807 | 0.08456 | 8.4269
15466 | Public Service Co of Colorado | 472 | Georgetown | CO | Clear Creek | 1 | HY | OP | 0.6 | 0.8 | 0.6 |  | 1 | 1906 | WAT |  | N | Y | N | Electric Utility |  |  |  |  | N | [57 empty] | N/A | [39 empty] | 0 | 0 | 10.4
15466 | Public Service Co of Colorado | 472 | Georgetown | CO | Clear Creek | 2 | HY | OP | 0.6 | 0.8 | 0.6 |  | 1 | 1908 | WAT |  | N | Y | N | Electric Utility |  |  |  |  | N | [57 empty] | N/A | [39 empty] | 0 | 0 | 10.4
15466 | Public Service Co of Colorado | 474 | Salida | CO | Chaffee | 1 | HY | OP | 0.8 | 0.8 | 0.6 |  | 6 | 1929 | WAT |  | N | Y | N | Electric Utility |  |  |  |  | N | [57 empty] | N/A | [39 empty] | 0 | 0 | 10.4
15466 | Public Service Co of Colorado | 474 | Salida | CO | Chaffee | 2 | HY | OP | 0.6 | 0.6 | 0.6 |  | 6 | 1908 | WAT |  | N | Y | N | Electric Utility |  |  |  |  | N | [57 empty] | N/A | [39 empty] | 0 | 0 | 10.4
15466 | Public Service Co of Colorado | 6206 | Tacoma | CO | La Plata | 1 | HY | OP | 2.3 | 2.3 | 2.3 |  | 6 | 1906 | WAT |  | N | Y | N | Electric Utility | [62 empty] | N/A | [39 empty] | 0 | 0 | 10.4
15466 | Public Service Co of Colorado | 6206 | Tacoma | CO | La Plata | 2 | HY | OP | 2.3 | 2.3 | 2.3 |  | 6 | 1905 | WAT |  | N | Y | N | Electric Utility |  |  |  |  | N | [57 empty] | N/A | [39 empty] | 0 | 0 | 10.4
15466 | Public Service Co of Colorado | 6207 | Ames Hydro | CO | San Miguel | 1 | HY | OP | 3.6 | 3.8 | 3.8 |  | 6 | 1906 | WAT |  | N | Y | N | Electric Utility |  |  |  |  | N | [57 empty] | N/A | [39 empty] | 0 | 0 | 10.4
15466 | Public Service Co of Colorado | 7937 | Ponnequin | CO | Weld | 30 | WT | OP | 9.9 | 9.9 | 9.9 |  | 8 | 2001 | WND |  | N | Y | N | Electric Utility |  |  |  |  | N | [57 empty] | N/A | [39 empty] | 0 | 0 | 10.4
15466 | Public Service Co of Colorado | 7937 | Ponnequin | CO | Weld | 8 | WT | OP | 15.4 | 15.4 | 15.4 |  | 2 | 1999 | WND |  | N | Y | N | Electric Utility |  |  |  |  | N | [57 empty] | N/A | [39 empty] | 0 | 0 | 10.4
15470 | Duke Energy Indiana Inc | 1001 | Cayuga | IN | Vermillion | 1 | ST | OP | 531 | 500 | 505 |  | 10 | 1970 | BIT |  | N | Y | N | Electric Utility |  |  |  |  | N | Y | [24 empty] | OP: OP; DP: SP; DP: TR; LS: LS; N: n | 3.5 | 97 | 1018 | 1719029 | 100 | ¦¦OP | ¦¦EK |  |  | ¦¦ 7 |  | ¦¦ 1.2 | ¦¦ 3 |  |  | ¦¦ 99 | ¦¦ 450 | ¦¦ 1723000 |  |  |  |  | COAL | IN | Cayuga | 1001 | 1 | 2010 |  | ARP, CAIRNOX, CAIROS, CAIRSO2 | 8128.12 | 12 | 3356722.28 |  | 958.57 | 0.262 | 4357.481 | 3320253.037 | 32361188.36 | 5 | East Central Area Reliability Coordination Agreement | Vermillion | Electric Utility | 4911 | Electric Services | 39.9239 | -87.4272 | Duke Energy Corporation (Owner/Operator) | Table 1 | Phase 1 Group 1 | Operating | Tangentially-fired | Coal | Diesel Oil | Wet Limestone | Low NOx Burner Technology w/ Separated OFA | Electrostatic Precipitator | 5300 | 9.6059 | COAL | 535 | 1970.297 | 0.262 | 0.059242 | 9.6059
15470 | Duke Energy Indiana Inc | 1001 | Cayuga | IN | Vermillion | 2 | ST | OP | 531 | 495 | 500 |  | 6 | 1972 | BIT |  | N | Y | N | Electric Utility |  |  |  |  | N | Y | [24 empty] | OP: OP; DP: SP; DP: TR; LS: LS; N: n | 3.5 | 97 | 1018 | 1719029 | 100 | ¦¦OP | ¦¦EK |  |  | ¦¦ 7 |  | ¦¦ 1.2 | ¦¦ 3 |  |  | ¦¦ 99 | ¦¦ 450 | ¦¦ 1723000 |  |  |  |  | COAL | IN | Cayuga | 1001 | 2 | 2010 |  | ARP, CAIRNOX, CAIROS, CAIRSO2 | 8006.31 | 12 | 3239338.46 |  | 1056.826 | 0.2536 | 3971.556 | 3094247.301 | 30158395.79 | 5 | East Central Area Reliability Coordination Agreement | Vermillion | Small Power Producer | 4911 | Electric Services | 39.9239 | -87.4272 | Duke Energy Corporation (Owner/Operator) | Table 1 | Phase 1 Group 1 | Operating | Tangentially-fired | Coal | Diesel Oil | Wet Limestone | Low NOx Burner Technology w/ Separated OFA | Electrostatic Precipitator | 5300 | 9.332 | COAL | 536 | 1964 | 0.2536 | 0.070085 | 9.31
15470 | Duke Energy Indiana Inc | 1001 | Cayuga | IN | Vermillion | 4 | GT | OP | 121 | 99 | 120 |  | 6 | 1993 | NG | DFO | Y | Y | N | Electric Utility |  |  |  |  | N | [57 empty] | GAS | IN | Cayuga | 1001 | 4 | 2010 |  | ARP, CAIRNOX, CAIROS, CAIRSO2 | 111.08 | 12 | 6963.14 |  | 0.03 | 0.1063 | 3.55 | 5930.833 | 99795.955 | 5 | East Central Area Reliability Coordination Agreement | Vermillion | Electric Utility | 4911 | Electric Services | 39.9239 | -87.4272 | Duke Energy Corporation (Owner/Operator) | Phase 2 |  | Operating | Combustion turbine | Pipeline Natural Gas | Diesel Oil |  | Dry Low NOx Burners |  | 1300 | 12.87 | GAS | 93 | 1854.8387 | 0.1063 | 0.000601 | 12.87
15470 | Duke Energy Indiana Inc | 1002 | Connersville | IN | Fayette | 1 | GT | OP | 41.8 | 43 | 49 |  | 5 | 1972 | DFO |  | N | Y | N | Electric Utility | [62 empty] | LIQUID | IN | Connersville Peaking Station | 1002 | 1A | 2010 |  | CAIRNOX, CAIROS, CAIRSO2 | 1.6 | 12 | 25.02 |  | 0 | 0.4847 | 0.116 |  | 373.579 | 5 |  | Fayette | Electric Utility |  |  | 39.6561 | -85.1758 | Duke Energy Corporation (Owner/Operator) |  |  | Operating | Combustion turbine | Diesel Oil |  |  |  |  | 582 | 10.7941 | LIQUID | 19 | -289.4737 | 0.4847 | 0.026002 | 10.7941
15470 | Duke Energy Indiana Inc | 1002 | Connersville | IN | Fayette | 2 | GT | OP | 41.8 | 43 | 49 |  | 5 | 1972 | DFO |  | N | Y | N | Electric Utility | [62 empty] | LIQUID | IN | Connersville Peaking Station | 1002 | 2B | 2010 |  | CAIRNOX, CAIROS, CAIRSO2 | 4.99 | 12 | 73.62 |  | 0.001 | 0.4394 | 0.288 |  | 1048.676 | 5 |  | Fayette | Electric Utility |  |  | 39.6561 | -85.1758 | Duke Energy Corporation (Owner/Operator) |  |  | Operating | Combustion turbine | Diesel Oil |  |  |  |  | 582 | 13.809 | LIQUID | 19 | -289.4737 | 0.4394 | 0.0019072 | 13.809
15470 | Duke Energy Indiana Inc | 1005 | Markland | IN | Switzerland | 1 | HY | OP | 21.6 | 15 | 15 |  | 4 | 1967 | WAT |  | N | Y | N | Electric Utility | [62 empty] | N/A | [39 empty] | 0 | 0 | 10.4
15470 | Duke Energy Indiana Inc | 1005 | Markland | IN | Switzerland | 2 | HY | OP | 21.6 | 15 | 15 |  | 1 | 1967 | WAT |  | N | Y | N | Electric Utility | [62 empty] | N/A | [39 empty] | 0 | 0 | 10.4
15470 | Duke Energy Indiana Inc | 1005 | Markland | IN | Switzerland | 3 | HY | OP | 21.6 | 15 | 15 |  | 2 | 1967 | WAT |  | N | Y | N | Electric Utility | [62 empty] | N/A | [39 empty] | 0 | 0 | 10.4
15470 | Duke Energy Indiana Inc | 1006 | Miami Wabash | IN | Wabash | 1 | GT | OP | 18 | 16 | 17 |  | 6 | 1968 | DFO |  | N | Y | N | Electric Utility | [62 empty] | LIQUID | [39 empty] | 0.95278 | 0.17781 | 12.8193
15470 | Duke Energy Indiana Inc | 1006 | Miami Wabash | IN | Wabash | 2 | GT | OP | 18 | 16 | 17 |  | 6 | 1968 | DFO |  | N | Y | N | Electric Utility | [62 empty] | LIQUID | [39 empty] | 0.95278 | 0.17781 | 12.8193
15470 | Duke Energy Indiana Inc | 1006 | Miami Wabash | IN | Wabash | 3 | GT | OP | 18 | 16 | 17 |  | 6 | 1968 | DFO |  | N | Y | N | Electric Utility | [62 empty] | LIQUID | [39 empty] | 0.95278 | 0.17781 | 12.8193
15470 | Duke Energy Indiana Inc | 1006 | Miami Wabash | IN | Wabash | 5 | GT | OP | 16.3 | 16 | 17 |  | 8 | 1969 | DFO |  | N | Y | N | Electric Utility | [62 empty] | LIQUID | [39 empty] | 0.94659 | 0.17772 | 12.7718
15470 | Duke Energy Indiana Inc | 1006 | Miami Wabash | IN | Wabash | 6 | GT | OP | 16.3 | 16 | 17 |  | 7 | 1969 | DFO |  | N | Y | N | Electric Utility | [62 empty] | LIQUID | [39 empty] | 0.94659 | 0.17772 | 12.7718
15470 | Duke Energy Indiana Inc | 1007 | Noblesville | IN | Hamilton | 1 | CA | OP | 50 | 46 | 46 |  | 12 | 1950 | NG |  | N | Y | N | Electric Utility | [62 empty] | GAS | [39 empty] | 0 | 0 | 10.4
15470 | Duke Energy Indiana Inc | 1007 | Noblesville | IN | Hamilton | 2 | CA | OP | 50 | 46 | 46 |  | 9 | 1950 | NG |  | N | Y | N | Electric Utility | [62 empty] | GAS | [39 empty] | 0 | 0 | 10.4
15470 | Duke Energy Indiana Inc | 1007 | Noblesville | IN | Hamilton | 3 | CT | OP | 76 | 64.4 | 72.7 |  | 6 | 2003 | NG |  | N | Y | N | Electric Utility | [62 empty] | GAS | IN | Noblesville | 1007 | CT3 | 2010 |  | ARP, CAIRNOX, CAIROS, CAIRSO2 | 1032.79 | 12 | 49304.74 |  | 0.168 | 0.0461 | 9.281 | 33184.736 | 558403.457 | 5 | East Central Area Reliability Coordination Agreement | Hamilton | Electric Utility | 4911 | Electric Services | 40.0969 | -85.9714 | Duke Energy Corporation (Owner/Operator) | Phase 2 |  | Operating | Combined cycle | Pipeline Natural Gas |  |  | Dry Low NOx Burners Selective Catalytic Reduction |  | 833.9 | 10.4511 | GAS | 74 | 491.0591 | 0.0461 | 0.000602 | 10.4511
15470 | Duke Energy Indiana Inc | 1007 | Noblesville | IN | Hamilton | 4 | CT | OP | 76 | 64.4 | 72.7 |  | 6 | 2003 | NG |  | N | Y | N | Electric Utility | [62 empty] | GAS | IN | Noblesville | 1007 | CT4 | 2010 |  | ARP, CAIRNOX, CAIROS, CAIRSO2 | 1094.6 | 12 | 52393.09 |  | 0.181 | 0.0353 | 7.872 | 35850.909 | 603287.67 | 5 | East Central Area Reliability Coordination Agreement | Hamilton | Electric Utility | 4911 | Electric Services | 40.0969 | -85.9714 | Duke Energy Corporation (Owner/Operator) | Phase 2 |  | Operating | Combined cycle | Pipeline Natural Gas |  |  | Dry Low NOx Burners Selective Catalytic Reduction |  | 833.9 | 10.6507 | GAS | 74 | 491.0591 | 0.0353 | 0.0006 | 10.6507
15470 | Duke Energy Indiana Inc | 1007 | Noblesville | IN | Hamilton | 5 | CT | OP | 76 | 64.4 | 72.7 |  | 6 | 2003 | NG |  | N | Y | N | Electric Utility | [62 empty] | GAS | IN | Noblesville | 1007 | CT5 | 2010 |  | ARP, CAIRNOX, CAIROS, CAIRSO2 | 1306.07 | 12 | 61471.81 |  | 0.22 | 0.0302 | 7.518 | 43581.266 | 733374.468 | 5 | East Central Area Reliability Coordination Agreement | Hamilton | Electric Utility | 4911 | Electric Services | 40.0969 | -85.9714 | Duke Energy Corporation (Owner/Operator) | Phase 2 |  | Operating | Combined cycle | Pipeline Natural Gas |  |  | Dry Low NOx Burners Selective Catalytic Reduction |  | 833.9 | 10.8612 | GAS | 75 | 484.1816 | 0.0302 | 0.0006 | 10.8612
15470 | Duke Energy Indiana Inc | 1008 | R Gallagher | IN | Floyd | 1 | ST | OP | 150 | 140 | 140 |  | 6 | 1959 | BIT |  | N | Y | N | Electric Utility |  |  |  | 2012 | N | Y | [5 empty] | A | 1958 | 695575 | [31 empty] | ¦¦OP | ¦¦BP | [5 empty] | ¦¦ 2.7 |  |  | ¦¦ 99.9 | ¦¦ 23 | ¦¦ 641000 |  |  |  |  | COAL | IN | R Gallagher | 1008 | 1 | 2010 | CS0001 | ARP, CAIRNOX, CAIROS, CAIRSO2 | 5279.74 | 12 | 574907.76 |  | 5545.18 | 0.3603 | 942.553 | 533580.908 | 5200628.628 | 5 | East Central Area Reliability Coordination Agreement | Floyd | Electric Utility | 4911 | Electric Services | 38.2636 | -85.8381 | Duke Energy Corporation (Owner/Operator) | Table 1 | Phase 1 Group 1 | Operating | Dry bottom wall-fired boiler | Coal | Diesel Oil |  | Low NOx Burner Technology w/ Overfire Air | Electrostatic Precipitator Baghouse | 1460 | 8.9159 | COAL | 154 | 1950 | 0.3603 | 2.1325 | 8.9159
15470 | Duke Energy Indiana Inc | 1008 | R Gallagher | IN | Floyd | 2 | ST | OP | 150 | 140 | 140 |  | 12 | 1958 | BIT |  | N | Y | N | Electric Utility |  |  |  |  | N | Y | [5 empty] | A | 1958 | 695575 | [16 empty] | OP: OP; DP: DP; LS: OT; N: N | 1.3 | 60 | 1320 | 630000 | 100 | ¦¦OP | ¦¦BP | [5 empty] | ¦¦ 2.7 |  |  | ¦¦ 99.9 | ¦¦ 23 | ¦¦ 641000 | OP | SN | FR |  | COAL | IN | R Gallagher | 1008 | 2 | 2010 | CS0001 | ARP, CAIRNOX, CAIROS, CAIRSO2 | 6576.46 | 12 | 739364.67 |  | 6558.533 | 0.3533 | 1194.912 | 682962.583 | 6656588.881 | 5 | East Central Area Reliability Coordination Agreement | Floyd | Electric Utility | 4911 | Electric Services | 38.2636 | -85.8381 | Duke Energy Corporation (Owner/Operator) | Table 1 | Phase 1 Group 1 | Operating | Dry bottom wall-fired boiler | Coal | Diesel Oil |  | Low NOx Burner Technology w/ Overfire Air | Electrostatic Precipitator Baghouse | 1460 | 8.8792 | COAL | 155 | 1946.4286 | 0.3533 | 1.9705 | 8.8792
15470 | Duke Energy Indiana Inc | 1008 | R Gallagher | IN | Floyd | 3 | ST | OP | 150 | 140 | 140 |  | 4 | 1960 | BIT |  | N | Y | N | Electric Utility |  |  |  | 2012 | N | Y | [5 empty] | B | 1960 | 695575 | [31 empty] | ¦¦OP | ¦¦BP | [5 empty] | ¦¦ 2.7 |  |  | ¦¦ 99.9 | ¦¦ 23 | ¦¦ 641000 | OP | SN | FR |  | COAL | IN | R Gallagher | 1008 | 3 | 2010 | CS0002 | ARP, CAIRNOX, CAIROS, CAIRSO2 | 4306.79 | 12 | 473744.33 |  | 4418.805 | 0.3443 | 735.964 | 434966.218 | 4239469.609 | 5 | East Central Area Reliability Coordination Agreement | Floyd | Electric Utility | 4911 | Electric Services | 38.2636 | -85.8381 | Duke Energy Corporation (Owner/Operator) | Table 1 | Phase 1 Group 1 | Operating | Dry bottom wall-fired boiler | Coal | Diesel Oil |  | Low NOx Burner Technology w/ Overfire Air | Electrostatic Precipitator Baghouse | 1460 | 8.9363 | COAL | 155 | 1946.4286 | 0.3443 | 2.0846 | 8.9363
15470 | Duke Energy Indiana Inc | 1008 | R Gallagher | IN | Floyd | 4 | ST | OP | 150 | 140 | 140 |  | 3 | 1961 | BIT |  | N | Y | N | Electric Utility |  |  |  |  | N | Y | [5 empty] | B | 1960 | 695575 | [16 empty] | OP: OP; DP: DP; LS: OT; N: N | 1.3 | 60 | 1320 | 630000 | 100 | ¦¦OP | ¦¦BP | [5 empty] | ¦¦ 2.7 |  |  | ¦¦ 99.9 | ¦¦ 23 | ¦¦ 641000 |  |  |  |  | COAL | IN | R Gallagher | 1008 | 4 | 2010 | CS0002 | ARP, CAIRNOX, CAIROS, CAIRSO2 | 6262.87 | 12 | 699492.05 |  | 6565.986 | 0.3351 | 1048.547 | 627700.25 | 6117993.415 | 5 | East Central Area Reliability Coordination Agreement | Floyd | Electric Utility | 4911 | Electric Services | 38.2636 | -85.8381 | Duke Energy Corporation (Owner/Operator) | Table 1 | Phase 1 Group 1 | Operating | Dry bottom wall-fired boiler | Coal | Diesel Oil |  | Low NOx Burner Technology w/ Overfire Air | Electrostatic Precipitator Baghouse | 1460 | 8.7046 | COAL | 154 | 1950 | 0.3351 | 2.1465 | 8.7046
15470 | Duke Energy Indiana Inc | 1010 | Wabash River | IN | Vigo | 2 | ST | OP | 112.5 | 85 | 85 |  | 8 | 1953 | BIT |  | N | Y | N | Electric Utility |  |  |  |  | N | Y | [5 empty] | A | 1983 | 1490355 | [31 empty] | OP | EK |  |  | 13.1 |  | 3.5 |  |  |  | 98.5 | 122 | 400000 |  |  |  |  | COAL | IN | Wabash River Gen Station | 1010 | 4 | 2010 | CS0005 | ARP, CAIRNOX, CAIROS, CAIRSO2 | 8323.81 | 12 | 712689.69 |  | 10949.995 | 0.3215 | 1194.427 | 755404.923 | 7362631.948 | 5 |  | Vigo | Electric Utility | 4911 | Electric Services | 39.53 | -87.4247 | Duke Energy Corporation (Owner/Operator) | Phase 2 | Phase II Group 1 | Operating | Dry bottom wall-fired boiler | Coal | Diesel Oil |  | Low NOx Burner Technology w/ Overfire Air | Electrostatic Precipitator | 960 | 10.1766 | COAL | 94 | 447.0588 | 0.3215 | 2.9745 | 10.1766
15470 | Duke Energy Indiana Inc | 1010 | Wabash River | IN | Vigo | 3 | ST | OP | 123.2 | 85 | 85 |  | 9 | 1954 | BIT |  | N | Y | N | Electric Utility |  |  |  |  | N | Y | [5 empty] | A | 1983 | 1490355 | [31 empty] | OP | EC |  |  | 13.1 |  | 2.5 | 3.5 |  |  | 98.5 | 124 | 400000 |  |  |  |  | COAL | IN | Wabash River Gen Station | 1010 | 4 | 2010 | CS0005 | ARP, CAIRNOX, CAIROS, CAIRSO2 | 8323.81 | 12 | 712689.69 |  | 10949.995 | 0.3215 | 1194.427 | 755404.923 | 7362631.948 | 5 |  | Vigo | Electric Utility | 4911 | Electric Services | 39.53 | -87.4247 | Duke Energy Corporation (Owner/Operator) | Phase 2 | Phase II Group 1 | Operating | Dry bottom wall-fired boiler | Coal | Diesel Oil |  | Low NOx Burner Technology w/ Overfire Air | Electrostatic Precipitator | 960 | 10.1766 | COAL | 94 | 447.0588 | 0.3215 | 2.9745 | 10.1766
15470 | Duke Energy Indiana Inc | 1010 | Wabash River | IN | Vigo | 4 | ST | OP | 112.5 | 85 | 85 |  | 1 | 1955 | BIT |  | N | Y | N | Electric Utility |  |  |  |  | N | Y | [5 empty] | A | 1983 | 1490355 | [31 empty] | OP | EK |  |  | 13.1 |  | 2.5 | 3.5 |  |  | 98.8 | 124 | 400000 |  |  |  |  | COAL | IN | Wabash River Gen Station | 1010 | 4 | 2010 | CS0005 | ARP, CAIRNOX, CAIROS, CAIRSO2 | 8323.81 | 12 | 712689.69 |  | 10949.995 | 0.3215 | 1194.427 | 755404.923 | 7362631.948 | 5 |  | Vigo | Electric Utility | 4911 | Electric Services | 39.53 | -87.4247 | Duke Energy Corporation (Owner/Operator) | Phase 2 | Phase II Group 1 | Operating | Dry bottom wall-fired boiler | Coal | Diesel Oil |  | Low NOx Burner Technology w/ Overfire Air | Electrostatic Precipitator | 960 | 10.1766 | COAL | 94 | 1947.0588 | 0.3215 | 2.9745 | 10.1766
15470 | Duke Energy Indiana Inc | 1010 | Wabash River | IN | Vigo | 5 | ST | OP | 125 | 95 | 95 |  | 5 | 1956 | BIT |  | N | Y | N | Electric Utility |  |  |  |  | N | Y | [5 empty] | A | 1983 | 1490355 | [31 empty] | OP | EK |  |  | 13.1 |  | 2.5 | 3.5 |  |  | 98.9 | 147 | 500000 |  |  |  |  | COAL | IN | Wabash River Gen Station | 1010 | 4 | 2010 | CS0005 | ARP, CAIRNOX, CAIROS, CAIRSO2 | 8323.81 | 12 | 712689.69 |  | 10949.995 | 0.3215 | 1194.427 | 755404.923 | 7362631.948 | 5 |  | Vigo | Electric Utility | 4911 | Electric Services | 39.53 | -87.4247 | Duke Energy Corporation (Owner/Operator) | Phase 2 | Phase II Group 1 | Operating | Dry bottom wall-fired boiler | Coal | Diesel Oil |  | Low NOx Burner Technology w/ Overfire Air | Electrostatic Precipitator | 960 | 10.1766 | COAL | 94 | 494.6809 | 0.3215 | 2.9745 | 10.1766
15470 | Duke Energy Indiana Inc | 1010 | Wabash River | IN | Vigo | 6 | ST | OP | 387 | 318 | 318 |  | 8 | 1968 | BIT |  | N | Y | N | Electric Utility |  |  |  |  | N | Y | [5 empty] | A | 1983 | 1490355 | [31 empty] | OP | EK |  |  | 13.1 |  | 1.2 | 3.5 |  |  | 99.5 | 401 | 1211900 |  |  |  |  | COAL | IN | Wabash River Gen Station | 1010 | 6 | 2010 | CS0005 | ARP, CAIRNOX, CAIROS, CAIRSO2 | 7431.17 | 12 | 2403465.98 |  | 34732.6 | 0.3084 | 3599.203 | 2408246.589 | 23472160.04 | 5 |  | Vigo | Electric Utility | 4911 | Electric Services | 39.53 | -87.4247 | Duke Energy Corporation (Owner/Operator) | Table 1 | Phase 1 Group 1 | Operating | Tangentially-fired | Coal | Diesel Oil |  | Low NOx Burner Technology w/ Separated OFA | Electrostatic Precipitator | 3600 | 9.7687 | COAL | 350 | 1949.6855 | 0.3084 | 2.9595 | 9.766
15470 | Duke Energy Indiana Inc | 1010 | Wabash River | IN | Vigo | 71 | IC | OP | 2.7 | 3 | 3 |  | 5 | 1967 | DFO |  | N | Y | N | Electric Utility |  |  |  |  | N | [57 empty] | LIQUID | [39 empty] | 0.7385 | 0.025484 | 12.5895
15470 | Duke Energy Indiana Inc | 1010 | Wabash River | IN | Vigo | 72 | IC | OP | 2.7 | 3 | 3 |  | 5 | 1967 | DFO |  | N | Y | N | Electric Utility |  |  |  |  | N | [57 empty] | LIQUID | [39 empty] | 0.7385 | 0.025484 | 12.5895
15470 | Duke Energy Indiana Inc | 1010 | Wabash River | IN | Vigo | 73 | IC | OP | 2.7 | 2 | 2 |  | 5 | 1967 | DFO |  | N | Y | N | Electric Utility |  |  |  |  | N | [57 empty] | LIQUID | [39 empty] | 0.7385 | 0.025484 | 12.5895
15470 | Duke Energy Indiana Inc | 6113 | Gibson | IN | Gibson | 1 | ST | OP | 667.9 | 630 | 635 |  | 5 | 1976 | BIT |  | N | Y | N | Electric Utility | [5 empty] | Y | [5 empty] | 1 | 2007 | [17 empty] | OP: OP; DP: SP; DP: TR; LS: LS; N: n | 3.6 | 97 | 1205 | 2074000 | 100 | OP | EK |  |  | 11.8 |  | 1.2 |  |  |  | 99.8 | 0 | 2600000 |  |  |  |  | COAL | IN | Gibson | 6113 | 1 | 2010 |  | ARP, CAIRNOX, CAIROS, CAIRSO2 | 6867.51 | 12 | 4181704.58 |  | 2139.528 | 0.1281 | 2229.33 | 3672926.405 | 35798529.67 | 5 |  | Gibson | Electric Utility | 4911 | Electric Services | 38.3722 | -87.7661 | Duke Energy Corporation (Owner/Operator) | Table 1 | Phase 1 Group 1 | Operating | Dry bottom wall-fired boiler | Coal | Diesel Oil | Wet Limestone | Low NOx Burner Technology w/ Overfire Air Selective Catalytic Reduction | Electrostatic Precipitator | 6500 | 8.5438 | COAL | 683 | 1962.2047 | 0.1281 | 0.11953 | 8.5438
15470 | Duke Energy Indiana Inc | 6113 | Gibson | IN | Gibson | 2 | ST | OP | 667.9 | 630 | 635 |  | 4 | 1975 | BIT |  | N | Y | N | Electric Utility | [5 empty] | Y | [5 empty] | 2 | 2007 | [17 empty] | OP: OP; DP: SP; DP: TR; LS: LS; N: n | 3.6 | 97 | 1205 | 2074000 | 100 | OP | EK |  |  | 11.8 |  | 1.2 |  |  |  | 99.8 | 0 | 2600000 |  |  |  |  | COAL | IN | Gibson | 6113 | 2 | 2010 |  | ARP, CAIRNOX, CAIROS, CAIRSO2 | 8085.96 | 12 | 4622012.01 |  | 2522.137 | 0.1345 | 2896.137 | 4470832.584 | 43575379.38 | 5 |  | Gibson | Electric Utility | 4911 | Electric Services | 38.3722 | -87.7661 | Duke Energy Corporation (Owner/Operator) | Table 1 | Phase 1 Group 1 | Operating | Dry bottom wall-fired boiler | Coal | Diesel Oil | Wet Limestone | Low NOx Burner Technology w/ Overfire Air Selective Catalytic Reduction | Electrostatic Precipitator | 6800 | 9.3693 | COAL | 687 | 1959.0551 | 0.1345 | 0.11576 | 9.3693
15470 | Duke Energy Indiana Inc | 6113 | Gibson | IN | Gibson | 3 | ST | OP | 667.9 | 630 | 635 |  | 3 | 1978 | BIT |  | N | Y | N | Electric Utility | [5 empty] | Y | [5 empty] | 3 | 2006 | [17 empty] | OP: OP; DP: SP; DP: TR; LS: LS; N: n | 3.6 | 97 | 1205 | 2074000 | 100 | OP | EK |  |  | 15.3 |  | 3.1 |  |  |  | 99.1 | 705 | 2282000 |  |  |  |  | COAL | IN | Gibson | 6113 | 3 | 2010 |  | ARP, CAIRNOX, CAIROS, CAIRSO2 | 8322.27 | 12 | 4892640.15 |  | 3172.557 | 0.1475 | 3420.352 | 4724335.939 | 46046113.09 | 5 |  | Gibson | Electric Utility | 4911 | Electric Services | 38.3722 | -87.7661 | Duke Energy Corporation (Owner/Operator) | Table 1 | Phase 1 Group 1 | Operating | Dry bottom wall-fired boiler | Coal | Diesel Oil | Wet Limestone | Low NOx Burner Technology w/ Overfire Air Selective Catalytic Reduction | Electrostatic Precipitator | 6500 | 9.3503 | COAL | 685 | 1960.6299 | 0.1475 | 0.1378 | 9.3503
15470 | Duke Energy Indiana Inc | 6113 | Gibson | IN | Gibson | 4 | ST | OP | 667.9 | 622 | 627 |  | 3 | 1979 | BIT |  | N | Y | N | Electric Utility | [5 empty] | Y | [24 empty] | OP: OP; DP: SP; LS: LS; N: Y | 3.5 | 92 | 3068 | 2282000 | 100 | OP | EK |  |  | 15.3 |  | 3.1 |  |  |  | 99.1 | 705 | 2282000 |  |  |  |  | COAL | IN | Gibson | 6113 | 4 | 2010 |  | ARP, CAIRNOX, CAIROS, CAIRSO2 | 8317.5 | 12 | 4856072.41 |  | 3900.863 | 0.0883 | 1768.237 | 4190457.432 | 40842755.1 | 5 |  | Gibson | Electric Utility | 4911 | Electric Services | 38.3722 | -87.7661 | Duke Energy Corporation (Owner/Operator) | Table 1 | Phase 1 Group 1 | Operating | Dry bottom wall-fired boiler | Coal | Diesel Oil | Wet Limestone | Low NOx Burner Technology w/ Overfire Air Selective Catalytic Reduction | Electrostatic Precipitator | 7100 | 8.3767 | COAL | 671 | 1964.9123 | 0.0883 | 0.19102 | 8.3767
15470 | Duke Energy Indiana Inc | 6113 | Gibson | IN | Gibson | 5 | ST | OP | 667.9 | 620 | 625 |  | 10 | 1982 | BIT |  | N | Y | N | Electric Utility | [5 empty] | Y | [5 empty] | C | 1982 | 999333 | [16 empty] | OP: OP; DP: SP; LS: LS; N: Y | 3.6 | 95 | 1987 | 2187681 | 98 | OP | EK |  |  | 15.3 |  | 3.1 |  |  |  | 99.5 | 590 | 2282000 |  |  |  |  | COAL | IN | Gibson | 6113 | 5 | 2010 |  | ARP, CAIRNOX, CAIROS, CAIRSO2 | 6218.44 | 12 | 3338905.81 |  | 10138.881 | 0.1349 | 1704.392 | 2621427.694 | 25549996.16 | 5 |  | Gibson | Electric Utility | 4911 | Electric Services | 38.3722 | -87.7661 | Duke Energy Corporation (Owner/Operator) | Phase 2 | Phase II Group 1 | Operating | Dry bottom wall-fired boiler | Coal | Diesel Oil | Wet Limestone | Low NOx Burner Technology w/ Overfire Air Selective Catalytic Reduction | Electrostatic Precipitator | 6500 | 7.5239 | COAL | 681 | 1955.2 | 0.1349 | 0.79365 | 7.5239
15470 | Duke Energy Indiana Inc | 7763 | Henry County | IN | Henry | 1 | GT | OP | 45 | 43 | 43 |  | 7 | 2001 | NG |  | N | Y | N | Electric Utility | [62 empty] | GAS | IN | Henry County Generating Station | 7763 | 1 | 2010 |  | ARP, CAIRNOX, CAIROS, CAIRSO2 | 942.06 | 12 | 18064.82 |  | 0.067 | 0.0961 | 9.747 | 13305.614 | 223890.352 | 5 |  | Henry | Electric Utility | 4911 | Electric Services | 39.9528 | -85.5039 | Duke Energy Corporation (Owner/Operator) | Phase 2 |  | Operating | Combustion turbine | Pipeline Natural Gas |  |  | Water Injection |  | 450 | 9.8102 | GAS | 47 | 1953.4884 | 0.0961 | 0.000599 | 9.8102
15470 | Duke Energy Indiana Inc | 7763 | Henry County | IN | Henry | 2 | GT | OP | 45 | 43 | 43 |  | 7 | 2001 | NG |  | N | Y | N | Electric Utility | [62 empty] | GAS | IN | Henry County Generating Station | 7763 | 2 | 2010 |  | ARP, CAIRNOX, CAIROS, CAIRSO2 | 872.9 | 12 | 17363.36 |  | 0.065 | 0.0915 | 9.039 | 12796.781 | 215326.04 | 5 |  | Henry | Electric Utility | 4911 | Electric Services | 39.9528 | -85.5039 | Duke Energy Corporation (Owner/Operator) | Phase 2 |  | Operating | Combustion turbine | Pipeline Natural Gas |  |  | Water Injection |  | 450 | 9.8273 | GAS | 46 | 1965.1163 | 0.0915 | 0.000604 | 9.8273
15470 | Duke Energy Indiana Inc | 7763 | Henry County | IN | Henry | 3 | GT | OP | 45 | 43 | 43 |  | 7 | 2001 | NG |  | N | Y | N | Electric Utility | [62 empty] | GAS | IN | Henry County Generating Station | 7763 | 3 | 2010 |  | ARP, CAIRNOX, CAIROS, CAIRSO2 | 816.68 | 12 | 16386.63 |  | 0.061 | 0.0923 | 8.581 | 12001.354 | 201946.554 | 5 |  | Henry | Electric Utility | 4911 | Electric Services | 39.9528 | -85.5039 | Duke Energy Corporation (Owner/Operator) | Phase 2 |  | Operating | Combustion turbine | Pipeline Natural Gas |  |  | Water Injection |  | 450 | 9.837 | GAS | 45 | 1976.7442 | 0.0923 | 0.000604 | 9.837
15470 | Duke Energy Indiana Inc | 55110 | Madison | OH | Butler | CT1 | GT | OP | 85.4 | 72 | 88 |  | 6 | 2000 | NG |  | N | Y | N | Electric Utility | [62 empty] | GAS | OH | Madison Generating Station | 55110 | 1 | 2010 |  | ARP, CAIRNOX, CAIROS, CAIRSO2 | 532.51 | 12 | 24760.05 |  | 0.109 | 0.0485 | 5.553 | 21579.345 | 363113.243 | 5 |  | Butler | Electric Utility | 4911 | Electric Services | 39.4522 | -84.465 | Duke Energy Corporation (Owner/Operator) | Phase 2 |  | Operating | Combustion turbine | Pipeline Natural Gas |  |  | Dry Low NOx Burners |  | 1169 | 13.4097 | GAS | 85 | 482.3529 | 0.0485 | 0.0006 | 13.4097
15470 | Duke Energy Indiana Inc | 55110 | Madison | OH | Butler | CT2 | GT | OP | 85.4 | 72 | 88 |  | 6 | 2000 | NG |  | N | Y | N | Electric Utility | [62 empty] | GAS | OH | Madison Generating Station | 55110 | 2 | 2010 |  | ARP, CAIRNOX, CAIROS, CAIRSO2 | 360.33 | 12 | 16835.64 |  | 0.074 | 0.0611 | 4.869 | 14704.368 | 247426.326 | 5 |  | Butler | Electric Utility | 4911 | Electric Services | 39.4522 | -84.465 | Duke Energy Corporation (Owner/Operator) | Phase 2 |  | Operating | Combustion turbine | Pipeline Natural Gas |  |  | Dry Low NOx Burners |  | 1169 | 13.4383 | GAS | 85 | 482.3529 | 0.0611 | 0.000598 | 13.4383
15470 | Duke Energy Indiana Inc | 55110 | Madison | OH | Butler | CT3 | GT | OP | 85.4 | 72 | 88 |  | 6 | 2000 | NG |  | N | Y | N | Electric Utility | [62 empty] | GAS | OH | Madison Generating Station | 55110 | 3 | 2010 |  | ARP, CAIRNOX, CAIROS, CAIRSO2 | 338.29 | 12 | 15681.94 |  | 0.068 | 0.0544 | 4.34 | 13521.248 | 227510.029 | 5 |  | Butler | Electric Utility | 4911 | Electric Services | 39.4522 | -84.465 | Duke Energy Corporation (Owner/Operator) | Phase 2 |  | Operating | Combustion turbine | Pipeline Natural Gas |  |  | Dry Low NOx Burners |  | 1169 | 13.21 | GAS | 84 | 476.1905 | 0.0544 | 0.000598 | 13.21
15470 | Duke Energy Indiana Inc | 55110 | Madison | OH | Butler | CT4 | GT | OP | 85.4 | 72 | 88 |  | 6 | 2000 | NG |  | N | Y | N | Electric Utility | [62 empty] | GAS | OH | Madison Generating Station | 55110 | 4 | 2010 |  | ARP, CAIRNOX, CAIROS, CAIRSO2 | 292.51 | 12 | 13935.07 |  | 0.06 | 0.0558 | 3.395 | 11862.853 | 199631.777 | 5 |  | Butler | Electric Utility | 4911 | Electric Services | 39.4522 | -84.465 | Duke Energy Corporation (Owner/Operator) | Phase 2 |  | Operating | Combustion turbine | Pipeline Natural Gas |  |  | Dry Low NOx Burners |  | 1169 | 13.0624 | GAS | 90 | 488.6364 | 0.0558 | 0.000601 | 13.0624
15470 | Duke Energy Indiana Inc | 55110 | Madison | OH | Butler | CT5 | GT | OP | 85.4 | 72 | 88 |  | 6 | 2000 | NG |  | N | Y | N | Electric Utility | [62 empty] | GAS | OH | Madison Generating Station | 55110 | 5 | 2010 |  | ARP, CAIRNOX, CAIROS, CAIRSO2 | 360.97 | 12 | 17105.79 |  | 0.075 | 0.0541 | 4.121 | 14814.217 | 249278.563 | 5 |  | Butler | Electric Utility | 4911 | Electric Services | 39.4522 | -84.465 | Duke Energy Corporation (Owner/Operator) | Phase 2 |  | Operating | Combustion turbine | Pipeline Natural Gas |  |  | Dry Low NOx Burners |  | 1169 | 13.2929 | GAS | 86 | 488.3721 | 0.0541 | 0.000602 | 13.2929
15470 | Duke Energy Indiana Inc | 55110 | Madison | OH | Butler | CT6 | GT | OP | 85.4 | 72 | 88 |  | 6 | 2000 | NG |  | N | Y | N | Electric Utility | [62 empty] | GAS | OH | Madison Generating Station | 55110 | 6 | 2010 |  | ARP, CAIRNOX, CAIROS, CAIRSO2 | 292.29 | 12 | 13938.46 |  | 0.061 | 0.0508 | 3.274 | 12000.744 | 201937.843 | 5 |  | Butler | Electric Utility | 4911 | Electric Services | 39.4522 | -84.465 | Duke Energy Corporation (Owner/Operator) | Phase 2 |  | Operating | Combustion turbine | Pipeline Natural Gas |  |  | Dry Low NOx Burners |  | 1169 | 13.3395 | GAS | 83 | 469.8795 | 0.0508 | 0.000604 | 13.3395
15470 | Duke Energy Indiana Inc | 55110 | Madison | OH | Butler | CT7 | GT | OP | 85.4 | 72 | 88 |  | 6 | 2000 | NG |  | N | Y | N | Electric Utility | [62 empty] | GAS | OH | Madison Generating Station | 55110 | 7 | 2010 |  | ARP, CAIRNOX, CAIROS, CAIRSO2 | 332.95 | 12 | 16148.74 |  | 0.067 | 0.0553 | 3.734 | 13318.506 | 224105.53 | 5 |  | Butler | Electric Utility | 4911 | Electric Services | 39.4522 | -84.465 | Duke Energy Corporation (Owner/Operator) | Phase 2 |  | Operating | Combustion turbine | Pipeline Natural Gas |  |  | Dry Low NOx Burners |  | 1169 | 12.6677 | GAS | 90 | 488.6364 | 0.0553 | 0.000598 | 12.6677
15470 | Duke Energy Indiana Inc | 55110 | Madison | OH | Butler | CT8 | GT | OP | 85.4 | 72 | 88 |  | 6 | 2000 | NG |  | N | Y | N | Electric Utility | [62 empty] | GAS | OH | Madison Generating Station | 55110 | 8 | 2010 |  | ARP, CAIRNOX, CAIROS, CAIRSO2 | 365.38 | 12 | 17228.28 |  | 0.075 | 0.0551 | 4.241 | 14762.267 | 248394.147 | 5 |  | Butler | Electric Utility | 4911 | Electric Services | 39.4522 | -84.465 | Duke Energy Corporation (Owner/Operator) | Phase 2 |  | Operating | Combustion turbine | Pipeline Natural Gas |  |  | Dry Low NOx Burners |  | 1169 | 13.2381 | GAS | 85 | 482.3529 | 0.0551 | 0.000604 | 13.2381
15470 | Duke Energy Indiana Inc | 55224 | Wheatland Generating Facility | IN | Knox | CTG1 | GT | OP | 135 | 115 | 122 |  | 6 | 2000 | NG |  | N | Y | N | Electric Utility |  |  |  |  | N | [57 empty] | GAS | IN | Wheatland Generating Facility LLC | 55224 | EU-01 | 2010 |  | ARP, CAIRNOX, CAIROS, CAIRSO2 | 304.32 | 12 | 17614.04 |  | 0.081 | 0.1393 | 17.657 | 15974.516 | 268805.338 | 5 |  | Knox | Electric Utility | 4911 | Electric Services | 38.6716 | -87.2931 | Duke Energy Corporation (Owner/Operator) | Phase 2 |  | Operating | Combustion turbine | Pipeline Natural Gas |  |  | Water Injection |  | 1600 | 13.3251 | GAS | 119 | 487.395 | 0.1393 | 0.000603 | 13.3251
15470 | Duke Energy Indiana Inc | 55224 | Wheatland Generating Facility | IN | Knox | CTG2 | GT | OP | 135 | 115 | 122 |  | 6 | 2000 | NG |  | N | Y | N | Electric Utility |  |  |  |  | N | [57 empty] | GAS | IN | Wheatland Generating Facility LLC | 55224 | EU-02 | 2010 |  | ARP, CAIRNOX, CAIROS, CAIRSO2 | 252.21 | 12 | 14634.27 |  | 0.065 | 0.1431 | 14.263 | 12918.567 | 217384.475 | 5 |  | Knox | Electric Utility | 4911 | Electric Services | 38.6716 | -87.2931 | Duke Energy Corporation (Owner/Operator) | Phase 2 |  | Operating | Combustion turbine | Pipeline Natural Gas |  |  | Water Injection |  | 1600 | 12.9875 | GAS | 117 | 478.6325 | 0.1431 | 0.000598 | 12.9875
15470 | Duke Energy Indiana Inc | 55224 | Wheatland Generating Facility | IN | Knox | CTG3 | GT | OP | 135 | 115 | 122 |  | 6 | 2000 | NG |  | N | Y | N | Electric Utility |  |  |  |  | N | [57 empty] | GAS | IN | Wheatland Generating Facility LLC | 55224 | EU-03 | 2010 |  | ARP, CAIRNOX, CAIROS, CAIRSO2 | 183.82 | 12 | 10998.12 |  | 0.048 | 0.1376 | 9.981 | 9538.68 | 160501.068 | 5 |  | Knox | Electric Utility | 4911 | Electric Services | 38.6716 | -87.2931 | Duke Energy Corporation (Owner/Operator) | Phase 2 |  | Operating | Combustion turbine | Pipeline Natural Gas |  |  | Water Injection |  | 1600 | 12.904 | GAS | 123 | 495.9016 | 0.1376 | 0.000598 | 12.904
15470 | Duke Energy Indiana Inc | 55224 | Wheatland Generating Facility | IN | Knox | CTG4 | GT | OP | 135 | 115 | 122 |  | 6 | 2000 | NG |  | N | Y | N | Electric Utility |  |  |  |  | N | [57 empty] | GAS | IN | Wheatland Generating Facility LLC | 55224 | EU-04 | 2010 |  | ARP, CAIRNOX, CAIROS, CAIRSO2 | 207.08 | 12 | 11951.5 |  | 0.054 | 0.1377 | 11.46 | 10666.137 | 179465.263 | 5 |  | Knox | Electric Utility | 4911 | Electric Services | 38.6716 | -87.2931 | Duke Energy Corporation (Owner/Operator) | Phase 2 |  | Operating | Combustion turbine | Pipeline Natural Gas |  |  | Water Injection |  | 1600 | 13.1394 | GAS | 118 | 483.0508 | 0.1377 | 0.000602 | 13.1394
15470 | Duke Energy Indiana Inc | 1001 | Cayuga | IN | Vermillion | 31 | IC | OP | 2.6 | 3 | 3 |  | 6 | 1972 | DFO |  | N | Y | N | Electric Utility |  |  |  |  | N | N | [56 empty] | LIQUID | [39 empty] | 0.7385 | 0.025484 | 12.5895
15470 | Duke Energy Indiana Inc | 1001 | Cayuga | IN | Vermillion | 32 | IC | OP | 2.6 | 3 | 3 |  | 6 | 1972 | DFO |  | N | Y | N | Electric Utility |  |  |  |  | N | [57 empty] | LIQUID | [39 empty] | 0.7385 | 0.025484 | 12.5895
15470 | Duke Energy Indiana Inc | 1001 | Cayuga | IN | Vermillion | 33 | IC | OP | 2.6 | 2 | 3 |  | 6 | 1972 | DFO |  | N | Y | N | Electric Utility |  |  |  |  | N | [57 empty] | LIQUID | [39 empty] | 0.7385 | 0.025484 | 12.5895
15470 | Duke Energy Indiana Inc | 1001 | Cayuga | IN | Vermillion | 34 | IC | OP | 2.6 | 2 | 2 |  | 6 | 1972 | DFO |  | N | Y | N | Electric Utility |  |  |  |  | N | [57 empty] | LIQUID | [39 empty] | 0.7385 | 0.025484 | 12.5895
15472 | Public Service Co of NH | 2355 | Ayers Island | NH | Grafton | 1 | HY | OP | 2.8 | 2.8 | 3 |  | 8 | 1925 | WAT |  | N | Y | N | Electric Utility | [62 empty] | N/A | [39 empty] | 0 | 0 | 10.4
15472 | Public Service Co of NH | 2357 | Garvins Falls | NH | Merrimack | 1 | HY | OP | 3.4 | 3.4 | 3.4 |  | 12 | 1981 | WAT |  | N | Y | N | Electric Utility | [62 empty] | N/A | [39 empty] | 0 | 0 | 10.4
15472 | Public Service Co of NH | 2360 | Jackman | NH | Hillsborough | 1 | HY | OP | 3.2 | 3.6 | 3.4 |  | 2 | 1926 | WAT |  | N | Y | N | Electric Utility | [62 empty] | N/A | [39 empty] | 0 | 0 | 10.4
15472 | Public Service Co of NH | 2364 | Merrimack | NH | Merrimack | 1 | ST | OP | 113.6 | 112.5 | 114 |  | 12 | 1960 | BIT |  | N | Y | N | Electric Utility |  |  |  |  | N |  |  | Y |  |  |  | 1 | 1960 | 188100 | [16 empty] | OP: OP; DP: SP; LS: LS; N: Y | 1.6 | 96.5 | 732 | 1340000 | 100 | OP | EK |  |  | 10 |  | 2.5 |  |  |  | 90¦¦ 99 | 149¦¦ 20 | 329000¦¦ 524000 |  |  |  |  | COAL | NH | Merrimack | 2364 | 1 | 2010 |  | ARP, NHNOX, RGGI | 6740.58 | 12 | 730369.13 |  | 10074.751 | 0.2878 | 1071.408 | 776119.073 | 7564343.851 | 1 | Northeast Power Coordinating Council | Merrimack | Electric Utility | 4911 | Electric Services | 43.1411 | -71.4692 | Public Service of New Hampshire (Owner/Operator) | Table 1 |  | Operating | Cyclone boiler | Coal |  |  | Selective Catalytic Reduction | Electrostatic Precipitator | 1351 | 10.3471 | COAL | 135 | 1907.8947 | 0.2878 | 2.6637 | 10.3471
15472 | Public Service Co of NH | 2364 | Merrimack | NH | Merrimack | 2 | ST | OP | 345.6 | 338.4 | 343 |  | 5 | 1968 | BIT |  | N | Y | N | Electric Utility |  |  |  |  | N |  |  | Y |  |  |  | 2 | 1968 | 455400 | [16 empty] | OP: OP; DP: SP; LS: LS; N: Y | 1.6 | 96.5 | 732 | 1340000 | 100 | OP | EK |  |  | 7¦¦ 5 |  | 1.5¦¦ .5 | ¦¦ 2.8 |  |  | 97.5¦¦ 96.7 | 163¦¦ 53 | 885000 |  |  |  |  | COAL | NH | Merrimack | 2364 | 2 | 2010 |  | ARP, NHNOX, RGGI | 6854.25 | 12 | 2088203.52 |  | 23173.307 | 0.2419 | 2342.634 | 2038920.505 | 19870941.09 | 1 | Northeast Power Coordinating Council | Merrimack | Electric Utility | 4911 | Electric Services | 43.1411 | -71.4692 | Public Service of New Hampshire (Owner/Operator) | Table 1 | Group 2 | Operating | Cyclone boiler | Coal |  |  | Selective Catalytic Reduction | Electrostatic Precipitator | 3667 | 9.4965 | COAL | 375 | 1953.3528 | 0.2419 | 2.3324 | 9.4965
15472 | Public Service Co of NH | 2364 | Merrimack | NH | Merrimack | GT1 | GT | OP | 18.6 | 16.8 | 21.7 |  | 8 | 1968 | JF |  | N | Y | N | Electric Utility | [62 empty] | LIQUID | NH | Merrimack | 2364 | CT1 | 2010 |  | NHNOX | 20 | 6 | 164 |  |  | 0.8 | 1.916 |  | 4790 | 1 | Northeast Power Coordinating Council | Merrimack | Electric Utility | 4911 | Electric Services | 43.1411 | -71.4692 | Public Service of New Hampshire (Owner/Operator) |  |  | Operating | Combustion turbine | Other Oil |  |  |  |  | 240 | 10.4 | LIQUID | 20 | 457.5 | 0.8 | 0.026988 | 10.4
15472 | Public Service Co of NH | 2364 | Merrimack | NH | Merrimack | GT2 | GT | OP | 18.6 | 16.8 | 21.3 |  | 8 | 1969 | JF |  | N | Y | N | Electric Utility | [62 empty] | LIQUID | NH | Merrimack | 2364 | CT2 | 2010 |  | NHNOX | 14 | 6 | 103 |  |  | 0.86 | 1.434 |  | 3336.2 | 1 | Northeast Power Coordinating Council | Merrimack | Electric Utility | 4911 | Electric Services | 43.1411 | -71.4692 | Public Service of New Hampshire (Owner/Operator) |  |  | Operating | Combustion turbine | Other Oil |  |  |  |  | 238 | 10.4 | LIQUID | 20 | 467.5 | 0.86 | 0.026988 | 10.4
15472 | Public Service Co of NH | 2367 | Schiller | NH | Rockingham | 4 | ST | OP | 50 | 47.5 | 48 |  | 10 | 1952 | BIT | RFO | Y | Y | N | Electric Utility |  |  |  |  | N | Y |  | Y |  |  |  | 4 | 1952 | 110000 | [31 empty] | OP | EK |  |  | 9 | 0.1 | 0.8 | 1.7 | 2 |  | 98.9 | 57 | 213000 |  |  |  |  | COAL | NH | Schiller | 2367 | 4 | 2010 |  | ARP, NHNOX, RGGI | 7212.7 | 12 | 248400.22 |  | 1646.202 | 0.2879 | 415.606 | 294581.469 | 2878000.966 | 1 |  | Rockingham | Electric Utility | 4911 | Electric Services | 43.0978 | -70.7842 | Public Service of New Hampshire (Owner/Operator) | Phase 2 | Phase II Group 1 | Operating | Dry bottom wall-fired boiler | Coal | Residual Oil |  | Selective Non-catalytic Reduction Low NOx Burner Technology w/ Overfire Air | Electrostatic Precipitator | 573.3 | 11.2905 | COAL | 53 | 1947.9167 | 0.2879 | 1.144 | 11.2905
15472 | Public Service Co of NH | 2367 | Schiller | NH | Rockingham | 5 | ST | OP | 50 | 43.1 | 42.6 |  | 5 | 1955 | WDS | BIT | Y | Y | N | Electric Utility | [5 empty] | N | Y | Y |  |  |  | 5W | 2006 | 110000 | [31 empty] | OP | BP | MC |  |  |  |  | 2 |  |  | 98.9 | 7.2 | 263100 |  |  |  |  | OTHER SOLID | NH | Schiller | 2367 | 5 | 2010 |  | ARP, NHNOX, RGGI | 7810.81 | 12 | 352747.31 |  | 1.659 | 0.0661 | 166.111 | 520855.881 | 4995472.038 | 1 |  | Rockingham | Electric Utility | 4911 | Electric Services | 43.0978 | -70.7842 | Public Service of New Hampshire (Owner/Operator) | Phase 2 | Phase II Group 1 | Operating | Circulating fluidized bed boiler | Wood | Coal, Pipeline Natural Gas | Fluidized Bed Limestone Injection | Selective Non-catalytic Reduction | Baghouse | 729.7 | 14.1294 | OTHER SOLID | 51 | 1901.4085 | 0.0661 | 0.000664 | 14.1294
15472 | Public Service Co of NH | 2367 | Schiller | NH | Rockingham | 6 | ST | OP | 50 | 47.9 | 48.6 |  | 7 | 1957 | BIT | RFO | Y | Y | N | Electric Utility | [5 empty] | Y |  | Y |  |  |  | 6 | 1957 | 111000 | [31 empty] | OP | EK |  |  | 9 | 0.1 | 0.8 | 1.7 | 2 |  | 98.9 | 57 | 213000 |  |  |  |  | COAL | NH | Schiller | 2367 | 6 | 2010 |  | ARP, NHNOX, RGGI | 6892.25 | 12 | 241049.05 |  | 1608.124 | 0.2962 | 409.567 | 286882.653 | 2802883.46 | 1 |  | Rockingham | Electric Utility | 4911 | Electric Services | 43.0978 | -70.7842 | Public Service of New Hampshire (Owner/Operator) | Phase 2 | Phase II Group 1 | Operating | Dry bottom wall-fired boiler | Coal | Residual Oil |  | Selective Non-catalytic Reduction Low NOx Burner Technology w/ Overfire Air | Electrostatic Precipitator | 610 | 11.4165 | COAL | 54 | 1944.4444 | 0.2962 | 1.1475 | 11.4165
15472 | Public Service Co of NH | 2367 | Schiller | NH | Rockingham | GT1 | GT | OP | 21.2 | 17 | 18 |  | 11 | 1970 | JF | NG | Y | Y | N | Electric Utility | [62 empty] | LIQUID | NH | Schiller | 2367 | CT1 | 2010 |  | NHNOX | 28 | 6 | 239 |  |  | 0.9 | 3.56 |  | 7912.8 | 1 |  | Rockingham | Electric Utility | 4911 | Electric Services | 43.0978 | -70.7842 | Public Service of New Hampshire (Owner/Operator) |  |  | Operating | Combustion turbine | Other Oil |  |  |  |  | 283 | 10.4 | LIQUID | 19 | 472.2222 | 0.9 | 0.026988 | 10.4
15472 | Public Service Co of NH | 2368 | Smith | NH | Coos | 1 | HY | OP | 15 | 11.7 | 15.2 |  | 8 | 1948 | WAT |  | N | Y | N | Electric Utility | [62 empty] | N/A | [39 empty] | 0 | 0 | 10.4
15472 | Public Service Co of NH | 8002 | Newington | NH | Rockingham | 1 | ST | OP | 414 | 400.2 | 400.2 |  | 6 | 1974 | RFO | NG | Y | Y | N | Electric Utility |  |  |  |  | N | [6 empty] | 1 | 1974 | 887440 | [31 empty] | OP | EW |  |  |  | 0.1 |  |  | 2 |  | 93 | 73 | 1714000 |  |  |  |  | LIQUID | NH | Newington | 8002 | 1 | 2010 |  | ARP, NHNOX, RGGI | 1878.12 | 12 | 242492.94 |  | 318.763 | 0.0852 | 181.273 | 216602.575 | 3413619.188 | 1 | Northeast Power Coordinating Council | Rockingham | Electric Utility | 4911 | Electric Services | 43.0974 | -70.7834 | Public Service of New Hampshire (Owner/Operator) | Phase 2 |  | Operating | Tangentially-fired | Residual Oil | Pipeline Natural Gas |  |  | Electrostatic Precipitator | 5469.5 | 12.3147 | LIQUID | 425 | 1969.0155 | 0.0852 | 0.18676 | 12.3147
15472 | Public Service Co of NH | 2354 | Amoskeag | NH | Hillsborough | 1 | HY | OP | 6 | 6.2 | 6.5 |  | 8 | 1924 | WAT |  | N | Y | N | Electric Utility | [62 empty] | N/A | [39 empty] | 0 | 0 | 10.4
15472 | Public Service Co of NH | 2354 | Amoskeag | NH | Hillsborough | 2 | HY | OP | 5 | 5.3 | 5.5 |  | 8 | 1922 | WAT |  | N | Y | N | Electric Utility | [62 empty] | N/A | [39 empty] | 0 | 0 | 10.4
15472 | Public Service Co of NH | 2354 | Amoskeag | NH | Hillsborough | 3 | HY | OP | 5 | 5.3 | 5.5 |  | 8 | 1922 | WAT |  | N | Y | N | Electric Utility | [62 empty] | N/A | [39 empty] | 0 | 0 | 10.4
15472 | Public Service Co of NH | 2355 | Ayers Island | NH | Grafton | 2 | HY | OP | 2.8 | 2.8 | 3 |  | 8 | 1925 | WAT |  | N | Y | N | Electric Utility | [62 empty] | N/A | [39 empty] | 0 | 0 | 10.4
15472 | Public Service Co of NH | 2355 | Ayers Island | NH | Grafton | 3 | HY | OP | 2.8 | 2.8 | 3 |  | 8 | 1925 | WAT |  | N | Y | N | Electric Utility | [62 empty] | N/A | [39 empty] | 0 | 0 | 10.4
15472 | Public Service Co of NH | 2356 | Eastman Falls | NH | Merrimack | 1 | HY | OP | 1.8 | 1.8 | 1.8 |  | 8 | 1937 | WAT |  | N | Y | N | Electric Utility | [62 empty] | N/A | [39 empty] | 0 | 0 | 10.4
15472 | Public Service Co of NH | 2356 | Eastman Falls | NH | Merrimack | 2 | HY | OP | 4.6 | 3.8 | 4.7 |  | 11 | 1983 | WAT |  | N | Y | N | Electric Utility | [62 empty] | N/A | [39 empty] | 0 | 0 | 10.4
15472 | Public Service Co of NH | 2357 | Garvins Falls | NH | Merrimack | 2 | HY | OP | 3.4 | 3.3 | 3.4 |  | 12 | 1981 | WAT |  | N | Y | N | Electric Utility | [62 empty] | N/A | [39 empty] | 0 | 0 | 10.4
15472 | Public Service Co of NH | 2357 | Garvins Falls | NH | Merrimack | 3 | HY | OP | 2.4 | 2.4 | 2.4 |  | 8 | 1925 | WAT |  | N | Y | N | Electric Utility | [62 empty] | N/A | [39 empty] | 0 | 0 | 10.4
15472 | Public Service Co of NH | 2357 | Garvins Falls | NH | Merrimack | 4 | HY | OP | 3.2 | 3.2 | 3.2 |  | 8 | 1925 | WAT |  | N | Y | N | Electric Utility | [62 empty] | N/A | [39 empty] | 0 | 0 | 10.4
15472 | Public Service Co of NH | 2358 | Gorham | NH | Coos | 1 | HY | OP | 0.4 | 0.4 | 0.4 |  | 8 | 1917 | WAT |  | N | Y | N | Electric Utility | [62 empty] | N/A | [39 empty] | 0 | 0 | 10.4
15472 | Public Service Co of NH | 2358 | Gorham | NH | Coos | 2 | HY | OP | 0.4 | 0.4 | 0.4 |  | 8 | 1917 | WAT |  | N | Y | N | Electric Utility | [62 empty] | N/A | [39 empty] | 0 | 0 | 10.4
15472 | Public Service Co of NH | 2358 | Gorham | NH | Coos | 3 | HY | OP | 0.7 | 0.6 | 0.6 |  | 8 | 1923 | WAT |  | N | Y | N | Electric Utility | [62 empty] | N/A | [39 empty] | 0 | 0 | 10.4
15472 | Public Service Co of NH | 2358 | Gorham | NH | Coos | 4 | HY | OP | 0.7 | 0.6 | 0.6 |  | 8 | 1923 | WAT |  | N | Y | N | Electric Utility | [62 empty] | N/A | [39 empty] | 0 | 0 | 10.4
15472 | Public Service Co of NH | 2359 | Hooksett | NH | Merrimack | 1 | HY | OP | 1.6 | 1.6 | 1.6 |  | 8 | 1927 | WAT |  | N | Y | N | Electric Utility | [62 empty] | N/A | [39 empty] | 0 | 0 | 10.4
15472 | Public Service Co of NH | 2362 | Lost Nation | NH | Coos | GT1 | GT | OP | 18 | 14 | 18.1 |  | 9 | 1969 | DFO |  | N | Y | N | Electric Utility | [62 empty] | LIQUID | NH | Lost Nation | 2362 | CT1 | 2010 |  | NHNOX | 19 | 6 | 151 |  |  | 0.57 | 1.408 |  | 4940 | 1 |  | Coos | Electric Utility | 4911 | Electric Services | 44.5942 | -71.4943 | Public Service of New Hampshire (Owner/Operator) |  |  | Operating | Combustion turbine | Diesel Oil |  |  |  |  | 260 | 10.4 | LIQUID | 16 | 434.375 | 0.57 | 0.40867 | 12.3861
15472 | Public Service Co of NH | 2369 | White Lake | NH | Carroll | GT1 | GT | OP | 18.6 | 17.5 | 22.4 |  | 7 | 1968 | JF |  | N | Y | N | Electric Utility | [62 empty] | LIQUID | NH | White Lake | 2369 | CT1 | 2010 |  | NHNOX | 23 | 6 | 189 |  |  | 0.69 | 1.911 |  | 5540.7 | 1 |  | Carroll | Electric Utility | 4911 | Electric Services | 43.8478 | -71.2069 | Public Service of New Hampshire (Owner/Operator) |  |  | Operating | Combustion turbine | Other Oil |  |  |  |  | 241 | 10.4 | LIQUID | 19 | 410.5263 | 0.69 | 0.026988 | 10.4
15472 | Public Service Co of NH | 3750 | Canaan | VT | Essex | 1 | HY | OP | 1.1 | 1.1 | 1.1 |  | 8 | 1927 | WAT |  | N | Y | N | Electric Utility | [62 empty] | N/A | [39 empty] | 0 | 0 | 10.4
15473 | Public Service Co of NM | 2450 | Reeves | NM | Bernalillo | 1 | ST | OP | 44 | 44 | 44 |  | 8 | 1960 | NG |  | N | Y | N | Electric Utility | [11 empty] | 1 | 1960 | 106000 | [48 empty] | GAS | NM | Reeves Generating Station | 2450 | 1 | 2010 |  | ARP | 1024.3 | 12 | 20252.81 |  | 0.073 | 0.1662 | 23 | 14529.533 | 244473.928 | 6 | Western Electricity Coordinating Council | Bernalillo | Electric Utility | 4911 | Electric Services | 35.1716 | -106.6019 | Public Service Company of New Mexico (Owner/Operator) | Phase 2 |  | Operating | Dry bottom wall-fired boiler | Pipeline Natural Gas |  |  |  |  | 623.4 | 10.5716 | GAS | 52 | 1909.0909 | 0.1662 | 0.000597 | 10.5716
15473 | Public Service Co of NM | 2450 | Reeves | NM | Bernalillo | 2 | ST | OP | 44 | 44 | 44 |  | 3 | 1960 | NG |  | N | Y | N | Electric Utility | [11 empty] | 2 | 1959 | 106000 | [48 empty] | GAS | NM | Reeves Generating Station | 2450 | 2 | 2010 |  | ARP | 1088.52 | 12 | 21154.98 |  | 0.076 | 0.1805 | 26.693 | 15118.979 | 254417.889 | 6 | Western Electricity Coordinating Council | Bernalillo | Electric Utility | 4911 | Electric Services | 35.1716 | -106.6019 | Public Service Company of New Mexico (Owner/Operator) | Phase 2 |  | Operating | Dry bottom wall-fired boiler | Pipeline Natural Gas |  |  |  |  | 623 | 9.2878 | GAS | 52 | 1909.0909 | 0.1805 | 0.000597 | 9.2878
15473 | Public Service Co of NM | 2450 | Reeves | NM | Bernalillo | 3 | ST | OP | 66 | 66 | 66 |  | 7 | 1962 | NG |  | N | Y | N | Electric Utility | [11 empty] | 3 | 1962 | 170000 | [48 empty] | GAS | NM | Reeves Generating Station | 2450 | 3 | 2010 |  | ARP | 1743.88 | 12 | 45432.01 |  | 0.165 | 0.1935 | 57.226 | 32741.129 | 550953.486 | 6 | Western Electricity Coordinating Council | Bernalillo | Electric Utility | 4911 | Electric Services | 35.1716 | -106.6019 | Public Service Company of New Mexico (Owner/Operator) | Phase 2 |  | Operating | Dry bottom wall-fired boiler | Pipeline Natural Gas |  |  |  |  | 872 | 10.841 | GAS | 75 | 1931.8182 | 0.1935 | 0.000599 | 10.841
15473 | Public Service Co of NM | 2451 | San Juan | NM | San Juan | 1 | ST | OP | 369 | 321.7 | 321.7 |  | 12 | 1976 | SUB | DFO | N | Y | N | Electric Utility | [5 empty] | Y |  | Y |  |  |  | 1 | 1976 | 1001013 | [16 empty] | OP: OP; DP: SP; LS: LS; N: N | 0.9 | 90 | 1239 | 1356176 | 100 | OP | EH | BP |  | 20.4 |  | 0.8 |  |  |  | 99.8 | 63 | 2300000 |  |  |  |  | COAL | NM | San Juan | 2451 | 1 | 2010 |  | ARP | 7671.72 | 12 | 2588580.74 |  | 799.49 | 0.2799 | 3669.314 | 2727438.589 | 26010421.17 | 6 | Western Electricity Coordinating Council | San Juan | Electric Utility | 4911 | Electric Services | 36.8006 | -108.4386 | Tucson Electric Power Company (Owner) Public Service Company of New Mexico (Owner/Operator) | Phase 2 | Phase II Group 1 | Operating | Dry bottom wall-fired boiler | Coal |  | Wet Limestone | Low NOx Burner Technology w/ Overfire Air | Wet Scrubber Baghouse | 4709.7 | 10.0046 | COAL | 376 | 1915.6046 | 0.2799 | 0.061475 | 10.0046
15473 | Public Service Co of NM | 2451 | San Juan | NM | San Juan | 2 | ST | OP | 369 | 319.8 | 319.8 |  | 11 | 1973 | SUB | DFO | N | Y | N | Electric Utility | [5 empty] | Y |  | Y |  |  |  | 2 | 1973 | 1007549 | [16 empty] | OP: OP; DP: SP; LS: LS; N: N | 0.9 | 75 | 1445 | 1318504 | 100 | OP | EH | BP |  | 20.4 |  | 0.8 |  |  |  | 99.5 | 94 | 2000000 |  |  |  |  | COAL | NM | San Juan | 2451 | 2 | 2010 |  | ARP | 6659.48 | 12 | 2166811.4 |  | 965.496 | 0.277 | 3068.044 | 2240214.79 | 21353534.53 | 6 | Western Electricity Coordinating Council | San Juan | Electric Utility | 4911 | Electric Services | 36.8006 | -108.4386 | Tucson Electric Power Company (Owner) Public Service Company of New Mexico (Owner/Operator) | Phase 2 | Phase II Group 1 | Operating | Dry bottom wall-fired boiler | Coal |  | Wet Limestone | Overfire Air | Wet Scrubber Baghouse | 6770 | 9.7895 | COAL | 375 | 1913.6961 | 0.277 | 0.09043 | 9.7895
15473 | Public Service Co of NM | 2451 | San Juan | NM | San Juan | 3 | ST | OP | 555 | 495.4 | 495.4 |  | 12 | 1979 | SUB | DFO | N | Y | N | Electric Utility | [5 empty] | Y |  | Y |  |  |  | 3 | 1979 | 1863399 | [16 empty] | OP: OP; DP: SP; LS: LS; N: N | 0.9 | 90 | 1858 | 2034264 | 100 | OP | EH | BP | WS | 20.4 |  | 0.8 |  |  |  | 99.9 | 75 | 4095605 |  |  |  |  | COAL | NM | San Juan | 2451 | 3 | 2010 |  | ARP | 6174.32 | 12 | 2888430.06 |  | 1176.177 | 0.263 | 3811.009 | 2922846.989 | 27867193.56 | 6 | Western Electricity Coordinating Council | San Juan | Electric Utility | 4911 | Electric Services | 36.8006 | -108.4386 | South California Public Power Authority (Owner) Tri-State Generation & Transmission (Owner) Public Service Company of New Mexico (Owner/Operator) | Phase 2 | Phase II Group 1 | Operating | Dry bottom wall-fired boiler | Coal |  | Wet Limestone | Low NOx Burner Technology w/ Overfire Air | Wet Scrubber Baghouse Electrostatic Precipitator | 7213.9 | 9.5929 | COAL | 554 | 1940.8559 | 0.263 | 0.084413 | 9.5929
15473 | Public Service Co of NM | 2451 | San Juan | NM | San Juan | 4 | ST | OP | 555 | 506.1 | 506.1 |  | 4 | 1982 | SUB | DFO | N | Y | N | Electric Utility | [5 empty] | Y |  | Y |  |  |  | 4 | 1982 | 1863399 | [16 empty] | OP: OP; DP: SP; LS: LS; N: N | 0.9 | 90 | 1858 | 2034264 | 100 | OP | EH | BP | WS | 20.4 |  | 0.8 |  |  |  | 99.9 | 75 | 4095605 |  |  |  |  | COAL | NM | San Juan | 2451 | 4 | 2010 |  | ARP | 7231.46 | 12 | 3603740.42 |  | 1351.22 | 0.2802 | 5226.434 | 3850910.336 | 36714889.15 | 6 | Western Electricity Coordinating Council | San Juan | Electric Utility | 4911 | Electric Services | 36.8006 | -108.4386 | City of Anaheim (Owner) City of Farmington (Owner) Utah Associated Municipal Power Systems (Owner) M-S-R (Owner) Los Alamos County (Owner) Public Service Company of New Mexico (Owner/Operator) | Phase 2 | Phase II Group 1 | Operating | Dry bottom wall-fired boiler | Coal |  | Wet Limestone | Low NOx Burner Technology w/ Overfire Air | Wet Scrubber Baghouse Electrostatic Precipitator | 7749.9 | 10.1558 | COAL | 564 | 1942.7979 | 0.2802 | 0.073606 | 10.1558
15473 | Public Service Co of NM | 7967 | Lordsburg Generating | NM | Hidalgo | GT1 | GT | OP | 44 | 37 | 43 |  | 6 | 2002 | NG |  | N | Y | N | Electric Utility | [62 empty] | GAS | NM | Lordsburg Generating Station | 7967 | 1 | 2010 |  | ARP | 899.25 | 12 | 18797.5 |  | 0.064 | 0.1163 | 10.497 | 13032.125 | 219293.425 | 6 |  | Hidalgo | Electric Utility | 4911 | Electric Services | 32.3494 | -108.6975 | Public Service Company of New Mexico (Owner/Operator) | Phase 2 |  | Operating | Combustion turbine | Pipeline Natural Gas |  |  | Water Injection |  | 410 | 9.8411 | GAS | 42 | 488.0952 | 0.1163 | 0.000584 | 9.8411
15473 | Public Service Co of NM | 7967 | Lordsburg Generating | NM | Hidalgo | GT2 | GT | OP | 44 | 37 | 43 |  | 6 | 2002 | NG |  | N | Y | N | Electric Utility | [62 empty] | GAS | NM | Lordsburg Generating Station | 7967 | 2 | 2010 |  | ARP | 921.75 | 12 | 20401.75 |  | 0.069 | 0.1205 | 11.531 | 13665.95 | 229965.55 | 6 |  | Hidalgo | Electric Utility | 4911 | Electric Services | 32.3494 | -108.6975 | Public Service Company of New Mexico (Owner/Operator) | Phase 2 |  | Operating | Combustion turbine | Pipeline Natural Gas |  |  | Water Injection |  | 410 | 9.6342 | GAS | 42 | 488.0952 | 0.1205 | 0.0006 | 9.6342
15473 | Public Service Co of NM | 55210 | Afton Generating Station | NM | Dona Ana | 1 | CT | OP | 177 | 141 | 149 |  | 11 | 2002 | NG | DFO | Y | Y | N | Electric Utility | [62 empty] | GAS | NM | Afton Generating Station | 55210 | 1 | 2010 |  | ARP | 1986.25 | 12 | 310154.75 |  | 0.72 | 0.043 | 29.883 | 142525.85 | 2398293.675 | 6 |  | Dona Ana | Electric Utility | 4911 | Electric Services | 32.1134 | -106.848 | Public Service Company of New Mexico (Owner/Operator) | Phase 2 |  | Operating | Combined cycle | Pipeline Natural Gas | Diesel Oil |  | Selective Catalytic Reduction Dry Low NOx Burners Water Injection |  | 1720 | 10.4 | GAS | 222.4357 | 1753.5714 | 0.043 | 0.0006 | 7.7326
15473 | Public Service Co of NM | 55210 | Afton Generating Station | NM | Dona Ana | 2 | CA | OP | 110 | 94.6 | 103.4 |  | 10 | 2007 | NG |  | N | Y | N | Electric Utility | [11 empty] | 1 | 2007 | 1875053 | [48 empty] | GAS | [39 empty] | 0 | 0 | 10.4
15473 | Public Service Co of NM | 55343 | Luna Energy Facility | NM | Luna | CTG1 | CT | OP | 175 | 150.5 | 164.5 |  | 4 | 2006 | NG |  | N | Y | N | Electric Utility |  |  |  |  | N | [57 empty] | GAS | NM | Luna Energy Facility | 55343 | CTG1 | 2010 |  | ARP | 6072.13 | 12 | 1016661.4 |  | 2.158 | 0.0198 | 42.598 | 427547.615 | 7194272.816 | 6 |  | Luna | Electric Utility |  |  | 32.2983 | -107.78 | Public Service Company of New Mexico (Owner/Operator) | Phase 2 |  | Operating | Combined cycle | Pipeline Natural Gas |  |  | Dry Low NOx Burners Selective Catalytic Reduction |  | 2381.2 | 6.7874 | GAS | 290 | 1618.541 | 0.0198 | 0.0006 | 9.3151
15473 | Public Service Co of NM | 55343 | Luna Energy Facility | NM | Luna | CTG2 | CT | OP | 175 | 150.5 | 164.5 |  | 4 | 2006 | NG |  | N | Y | N | Electric Utility |  |  |  |  | N | [57 empty] | GAS | NM | Luna Energy Facility | 55343 | CTG2 | 2010 |  | ARP | 6016.99 | 12 | 1018390.3 |  | 2.201 | 0.0218 | 44.974 | 435955.98 | 7335798.499 | 6 |  | Luna | Electric Utility |  |  | 32.2983 | -107.78 | Public Service Company of New Mexico (Owner/Operator) | Phase 2 |  | Operating | Combined cycle | Pipeline Natural Gas |  |  | Dry Low NOx Burners Selective Catalytic Reduction |  | 2381.2 | 6.9511 | GAS | 294 | 1606.383 | 0.0218 | 0.0006 | 9.3151
15473 | Public Service Co of NM | 55343 | Luna Energy Facility | NM | Luna | STG1 | CA | OP | 300 | 258 | 282 |  | 4 | 2006 | NG |  | N | Y | N | Electric Utility |  |  |  |  | N | [6 empty] | 1¦¦2 | 2005 | 572285 | [48 empty] | GAS | [39 empty] | 0 | 0 | 10.4
15474 | Public Service Co of Oklahoma | 127 | Oklaunion | TX | Wilbarger | 1 | ST | OP | 720 | 670 | 670 |  | 12 | 1986 | SUB |  | N | Y | N | Electric Utility | [5 empty] | Y |  | Y |  |  |  | 1 | 1986 | 1586360 | [16 empty] | OP: OP; DP: SP; LS: LS; N: Y | 0.4 | 86.8 | 1686 | 2382679 | 81 | OP | EK |  |  | 6 | 0.5 | 0.4 |  | 0.1 |  | 99.9 | 205 | 2825895 |  |  |  |  | COAL | TX | Oklaunion Power Station | 127 | 1 | 2010 |  | ARP, CAIRNOX, CAIRSO2 | 7469.25 | 12 | 3899796.99 |  | 3486.474 | 0.3321 | 6494.774 | 3968361.941 | 37837197.74 | 6 | Electric Reliability Council of Texas | Wilbarger | Electric Utility | 4911 | Electric Services | 34.0825 | -99.1753 | Central Power and Light Company (Owner) Oklahoma Municipal Power Authority (Owner) Brownsville (Owner) West Texas Utilities Company (Owner/Operator) Public Service Company of Oklahoma (Owner) | Phase 2 | Early Election | Operating | Dry bottom wall-fired boiler | Coal |  | Wet Limestone | Low NOx Burner Technology (Dry Bottom only) | Electrostatic Precipitator | 6800 | 9.6399 | COAL | 702 | 1976.1194 | 0.3321 | 0.18429 | 9.6399
15474 | Public Service Co of Oklahoma | 2963 | Northeastern | OK | Rogers | 1 | CA | OP | 170 | 131 | 147 |  | 4 | 1961 | NG | DFO | N | Y | N | Electric Utility | [62 empty] | GAS | [39 empty] | 0 | 0 | 10.4
15474 | Public Service Co of Oklahoma | 2963 | Northeastern | OK | Rogers | 1A | CT | OP | 178.5 | 149 | 170 |  | 8 | 2001 | NG |  | N | Y | N | Electric Utility | [62 empty] | GAS | OK | Northeastern | 2963 | 3301A | 2010 |  | ARP | 7355.2 | 12 | 855450.29 |  | 3.09 | 0.0382 | 192.17 | 612051.87 | 10299033.85 | 6 | Southwest Power Pool | Rogers | Electric Utility | 4911 | Electric Services | 36.4317 | -95.7008 | Public Service Company of Oklahoma (Owner/Operator) | Phase 2 |  | Operating | Combined cycle | Pipeline Natural Gas |  |  |  |  | 1783 | 11.2593 | GAS | 179 | 473.5294 | 0.0382 | 0.0006 | 11.2593
15474 | Public Service Co of Oklahoma | 2963 | Northeastern | OK | Rogers | 1B | CT | OP | 178.5 | 149 | 170 |  | 8 | 2001 | NG |  | N | Y | N | Electric Utility | [62 empty] | GAS | OK | Northeastern | 2963 | 3301B | 2010 |  | ARP | 7182.41 | 12 | 831785.38 |  | 3.016 | 0.0378 | 187.968 | 597445.618 | 10053227.34 | 6 | Southwest Power Pool | Rogers | Electric Utility | 4911 | Electric Services | 36.4317 | -95.7008 | Public Service Company of Oklahoma (Owner/Operator) | Phase 2 |  | Operating | Combined cycle | Pipeline Natural Gas |  |  |  |  | 1783 | 11.3071 | GAS | 178 | 476.4706 | 0.0378 | 0.0006 | 11.3071
15474 | Public Service Co of Oklahoma | 2963 | Northeastern | OK | Rogers | 2 | ST | OP | 473 | 462 | 462 |  | 5 | 1970 | NG |  | N | Y | N | Electric Utility | [11 empty] | 3302 | 1970 | 613103 | [48 empty] | GAS | OK | Northeastern | 2963 | 3302 | 2010 |  | ARP | 5537.24 | 12 | 1334650.07 |  | 4.012 | 0.4016 | 2972.567 | 794712.241 | 13372566.36 | 6 | Southwest Power Pool | Rogers | Electric Utility | 4911 | Electric Services | 36.4317 | -95.7008 | Public Service Company of Oklahoma (Owner/Operator) | Phase 2 |  | Operating | Cell burner boiler | Pipeline Natural Gas | Diesel Oil |  |  |  | 4754 | 9.6467 | GAS | 505 | 453.4632 | 0.4016 | 0.0006 | 9.6467
15474 | Public Service Co of Oklahoma | 2963 | Northeastern | OK | Rogers | 3 | ST | OP | 473 | 460 | 460 |  | 12 | 1979 | SUB | NG | Y | Y | N | Electric Utility | [5 empty] | Y |  | N | Y |  |  | 3334 | 1979 | 820000 | [31 empty] | OP | EK |  |  | 6.5 |  | 0.4 |  |  |  | 99.6 | 138 | 1612000 |  |  |  |  | COAL | OK | Northeastern | 2963 | 3313 | 2010 | CS100 | ARP | 7545.3 | 12 | 3425534.29 |  | 9802.034 | 0.3656 | 6054.614 | 3437746.435 | 32777982.13 | 6 | Southwest Power Pool | Rogers | Electric Utility | 4911 | Electric Services | 36.4317 | -95.7008 | Public Service Company of Oklahoma (Owner/Operator) | Phase 2 | Early Election | Operating | Tangentially-fired | Coal |  |  | Low NOx Burner Technology w/ Closed-coupled OFA | Electrostatic Precipitator | 4775 | 9.5568 | COAL | 503 | 453.2609 | 0.3656 | 0.59809 | 9.5568
15474 | Public Service Co of Oklahoma | 2963 | Northeastern | OK | Rogers | 4 | ST | OP | 473 | 460 | 460 |  | 9 | 1980 | SUB | NG | Y | Y | N | Electric Utility | [5 empty] | Y |  | N | Y |  |  | 3334 | 1979 | 820000 | [31 empty] | OP | EK |  |  | 6.5 |  | 0.4 |  |  |  | 99.6 | 138 | 1612000 |  |  |  |  | COAL | OK | Northeastern | 2963 | 3313 | 2010 | CS100 | ARP | 7545.3 | 12 | 3425534.29 |  | 9802.034 | 0.3656 | 6054.614 | 3437746.435 | 32777982.13 | 6 | Southwest Power Pool | Rogers | Electric Utility | 4911 | Electric Services | 36.4317 | -95.7008 | Public Service Company of Oklahoma (Owner/Operator) | Phase 2 | Early Election | Operating | Tangentially-fired | Coal |  |  | Low NOx Burner Technology w/ Closed-coupled OFA | Electrostatic Precipitator | 4775 | 9.5568 | COAL | 503 | 453.2609 | 0.3656 | 0.59809 | 9.5568
15474 | Public Service Co of Oklahoma | 2964 | Southwestern | OK | Caddo | 1 | ST | OP | 84 | 78 | 78 |  | 7 | 1952 | NG |  | N | Y | N | Electric Utility | [11 empty] | 801N¦¦801S | 1952 | 38734 | [48 empty] | GAS | OK | Southwestern | 2964 | 8002 | 2010 | CP001 | ARP | 6012.2 | 12 | 61573.62 |  | 0.214 | 0.1679 | 104.171 | 42296.751 | 711721.472 | 6 | Southwest Power Pool | Caddo | Electric Utility | 4911 | Electric Services | 35.1009 | -98.3524 | Public Service Company of Oklahoma (Owner/Operator) | Phase 2 |  | Operating | Dry bottom wall-fired boiler | Pipeline Natural Gas |  |  |  |  | 940 | 10.2445 | GAS | 85 | 455.1282 | 0.1679 | 0.000601 | 10.2445
15474 | Public Service Co of Oklahoma | 2964 | Southwestern | OK | Caddo | 2 | ST | OP | 84 | 78 | 78 |  | 3 | 1954 | NG |  | N | Y | N | Electric Utility | [11 empty] | 8002 | 1954 | 89641 | [48 empty] | GAS | OK | Southwestern | 2964 | 8002 | 2010 | CP001 | ARP | 6012.2 | 12 | 61573.62 |  | 0.214 | 0.1679 | 104.171 | 42296.751 | 711721.472 | 6 | Southwest Power Pool | Caddo | Electric Utility | 4911 | Electric Services | 35.1009 | -98.3524 | Public Service Company of Oklahoma (Owner/Operator) | Phase 2 |  | Operating | Dry bottom wall-fired boiler | Pipeline Natural Gas |  |  |  |  | 940 | 10.2445 | GAS | 85 | 455.1282 | 0.1679 | 0.000601 | 10.2445
15474 | Public Service Co of Oklahoma | 2964 | Southwestern | OK | Caddo | 3 | ST | OP | 315 | 295 | 295 |  | 7 | 1967 | NG | DFO | Y | Y | N | Electric Utility | [11 empty] | 8003 | 1967 | 349657 | [48 empty] | GAS | OK | Southwestern | 2964 | 8003 | 2010 | CP001 | ARP | 8061.04 | 12 | 786133.07 |  | 2.881 | 0.3444 | 1869.995 | 505970.443 | 8512005.086 | 6 | Southwest Power Pool | Caddo | Electric Utility | 4911 | Electric Services | 35.1009 | -98.3524 | Public Service Company of Oklahoma (Owner/Operator) | Phase 2 |  | Operating | Cell burner boiler | Pipeline Natural Gas | Diesel Oil |  |  |  | 3290 | 10.2347 | GAS | 335 | 432.2034 | 0.3444 | 0.000677 | 10.2347
15474 | Public Service Co of Oklahoma | 2965 | Tulsa | OK | Tulsa | 2 | ST | OP | 170 | 150 | 150 |  | 11 | 1956 | NG | DFO | N | Y | N | Electric Utility | [11 empty] | 142N | 1956 | 96724 | [48 empty] | GAS | OK | Tulsa | 2965 | 1404 | 2010 | CP001 | ARP | 6913.62 | 12 | 152342.76 |  | 0.597 | 0.1732 | 192.055 | 118312.794 | 1990971.718 | 6 | Southwest Power Pool | Tulsa | Electric Utility | 4911 | Electric Services | 36.1125 | -95.9917 | Public Service Company of Oklahoma (Owner/Operator) | Phase 2 |  | Operating | Dry bottom wall-fired boiler | Pipeline Natural Gas |  |  |  |  | 1268 | 11.0097 | GAS | 151 | 496.6667 | 0.1732 | 0.0006 | 11.0097
15474 | Public Service Co of Oklahoma | 2965 | Tulsa | OK | Tulsa | 3 | ST | OP | 95 | 65 | 65 |  | 1 | 1948 | NG | DFO | N | Y | N | Electric Utility | [62 empty] | GAS | OK | Tulsa | 2965 | 1403 | 2010 | CP001 | ARP | 372.74 | 12 | 7811.7 |  | 0.034 | 0.342 | 19.203 | 6673.559 | 112295.803 | 6 | Southwest Power Pool | Tulsa | Electric Utility | 4911 | Electric Services | 36.1125 | -95.9917 | Public Service Company of Oklahoma (Owner/Operator) | Phase 2 |  | Operating | Dry bottom wall-fired boiler | Pipeline Natural Gas |  |  |  |  | 1268 | 11.3562 | GAS | 69 | 469.2308 | 0.342 | 0.000606 | 11.3562
15474 | Public Service Co of Oklahoma | 2965 | Tulsa | OK | Tulsa | 4 | ST | OP | 170 | 155 | 155 |  | 4 | 1958 | NG | DFO | N | Y | N | Electric Utility | [11 empty] | 144N | 1958 | 96724 | [48 empty] | GAS | OK | Tulsa | 2965 | 1404 | 2010 | CP001 | ARP | 6913.62 | 12 | 152342.76 |  | 0.597 | 0.1732 | 192.055 | 118312.794 | 1990971.718 | 6 | Southwest Power Pool | Tulsa | Electric Utility | 4911 | Electric Services | 36.1125 | -95.9917 | Public Service Company of Oklahoma (Owner/Operator) | Phase 2 |  | Operating | Dry bottom wall-fired boiler | Pipeline Natural Gas |  |  |  |  | 1268 | 11.0097 | GAS | 151 | 486.755 | 0.1732 | 0.0006 | 11.0097
15474 | Public Service Co of Oklahoma | 2966 | Weleetka | OK | Okfuskee | 4 | GT | OP | 53 | 55 | 66 |  | 7 | 1975 | NG | DFO | N | Y | N | Electric Utility | [62 empty] | GAS | [39 empty] | 0.15475 | 0.0024105 | 14.1537
15474 | Public Service Co of Oklahoma | 2966 | Weleetka | OK | Okfuskee | 5 | GT | OP | 53 | 53 | 66 |  | 9 | 1976 | NG | DFO | N | Y | N | Electric Utility | [62 empty] | GAS | [39 empty] | 0.15243 | 0.0023691 | 14.0402
15474 | Public Service Co of Oklahoma | 2966 | Weleetka | OK | Okfuskee | 6 | GT | OP | 53 | 55 | 66 |  | 9 | 1976 | NG | DFO | N | Y | N | Electric Utility | [62 empty] | GAS | [39 empty] | 0.15243 | 0.0023691 | 14.0402
15474 | Public Service Co of Oklahoma | 4940 | Riverside | OK | Tulsa | 1 | ST | OP | 473 | 454 | 454 |  | 4 | 1974 | NG | DFO | Y | Y | N | Electric Utility | [11 empty] | 1501 | 1974 | 613103 | [48 empty] | GAS | OK | Riverside (4940) | 4940 | 1501 | 2010 |  | ARP | 5226.67 | 12 | 964121.55 |  | 2.935 | 0.248 | 1240.114 | 581399.54 | 9783142.634 | 6 | Southwest Power Pool | Tulsa | Electric Utility | 4911 | Electric Services | 35.9978 | -95.9567 | Public Service Company of Oklahoma (Owner/Operator) | Phase 2 |  | Operating | Dry bottom wall-fired boiler | Pipeline Natural Gas | Diesel Oil |  |  |  | 4684 | 9.5172 | GAS | 463 | 490.0881 | 0.248 | 0.0006 | 9.5172
15474 | Public Service Co of Oklahoma | 4940 | Riverside | OK | Tulsa | 2 | ST | OP | 473 | 455 | 455 |  | 5 | 1976 | NG | DFO | Y | Y | N | Electric Utility | [11 empty] | 1502 | 1976 | 613103 | [48 empty] | GAS | OK | Riverside (4940) | 4940 | 1501 | 2010 |  | ARP | 5226.67 | 12 | 964121.55 |  | 2.935 | 0.248 | 1240.114 | 581399.54 | 9783142.634 | 6 | Southwest Power Pool | Tulsa | Electric Utility | 4911 | Electric Services | 35.9978 | -95.9567 | Public Service Company of Oklahoma (Owner/Operator) | Phase 2 |  | Operating | Dry bottom wall-fired boiler | Pipeline Natural Gas | Diesel Oil |  |  |  | 4684 | 9.5172 | GAS | 463 | 491.2088 | 0.248 | 0.0006 | 9.5172
15474 | Public Service Co of Oklahoma | 8059 | Comanche | OK | Comanche | 1G1 | CT | OP | 85 | 78 | 78 |  | 12 | 1973 | NG | DFO | N | Y | N | Electric Utility | [62 empty] | GAS | OK | Comanche (8059) | 8059 | 7251 | 2010 | CP001 | ARP | 3873.06 | 12 | 222520.61 |  | 0.958 | 0.517 | 864.86 | 189811.976 | 3193984.107 | 6 | Southwest Power Pool | Comanche | Electric Utility | 4911 | Electric Services | 34.5431 | -98.3244 | Public Service Company of Oklahoma (Owner/Operator) | Phase 2 |  | Operating | Combined cycle | Pipeline Natural Gas |  |  |  |  | 1450 | 13.7179 | GAS | 84 | -38.4615 | 0.517 | 0.0006 | 13.7179
15474 | Public Service Co of Oklahoma | 8059 | Comanche | OK | Comanche | 1G2 | CT | OP | 85 | 78 | 78 |  | 8 | 1973 | NG | DFO | N | Y | N | Electric Utility | [62 empty] | GAS | OK | Comanche (8059) | 8059 | 7251 | 2010 | CP001 | ARP | 3873.06 | 12 | 222520.61 |  | 0.958 | 0.517 | 864.86 | 189811.976 | 3193984.107 | 6 | Southwest Power Pool | Comanche | Electric Utility | 4911 | Electric Services | 34.5431 | -98.3244 | Public Service Company of Oklahoma (Owner/Operator) | Phase 2 |  | Operating | Combined cycle | Pipeline Natural Gas |  |  |  |  | 1450 | 13.7179 | GAS | 84 | -38.4615 | 0.517 | 0.0006 | 13.7179
15474 | Public Service Co of Oklahoma | 8059 | Comanche | OK | Comanche | 1S | CA | OP | 120 | 104 | 114 |  | 2 | 1974 | NG |  | N | Y | N | Electric Utility | [11 empty] | 721N¦¦722N | 1973 | 278620¦¦ 293551 | [48 empty] | GAS | [39 empty] | 0 | 0 | 10.4
15474 | Public Service Co of Oklahoma | 2963 | Northeastern | OK | Rogers | IC1 | IC | OP | 4.5 | 4 | 4 |  | 12 | 1980 | DFO |  | N | Y | N | Electric Utility | [62 empty] | LIQUID | [39 empty] | 0.7385 | 0.025484 | 12.5895
15474 | Public Service Co of Oklahoma | 2964 | Southwestern | OK | Caddo | 4 | GT | OP | 86.5 | 76 | 85 |  | 2 | 2008 | NG |  | N | Y | N | Electric Utility | [62 empty] | GAS | OK | Southwestern | 2964 | 8002 | 2010 | CP001 | ARP | 6012.2 | 12 | 61573.62 |  | 0.214 | 0.1679 | 104.171 | 42296.751 | 711721.472 | 6 | Southwest Power Pool | Caddo | Electric Utility | 4911 | Electric Services | 35.1009 | -98.3524 | Public Service Company of Oklahoma (Owner/Operator) | Phase 2 |  | Operating | Dry bottom wall-fired boiler | Pipeline Natural Gas |  |  |  |  | 940 | 10.2445 | GAS | 85 | 500 | 0.1679 | 0.000601 | 10.2445
15474 | Public Service Co of Oklahoma | 2964 | Southwestern | OK | Caddo | 5 | GT | OP | 86.5 | 76 | 85 |  | 2 | 2008 | NG |  | N | Y | N | Electric Utility | [62 empty] | GAS | OK | Southwestern | 2964 | 8002 | 2010 | CP001 | ARP | 6012.2 | 12 | 61573.62 |  | 0.214 | 0.1679 | 104.171 | 42296.751 | 711721.472 | 6 | Southwest Power Pool | Caddo | Electric Utility | 4911 | Electric Services | 35.1009 | -98.3524 | Public Service Company of Oklahoma (Owner/Operator) | Phase 2 |  | Operating | Dry bottom wall-fired boiler | Pipeline Natural Gas |  |  |  |  | 940 | 10.2445 | GAS | 85 | 500 | 0.1679 | 0.000601 | 10.2445
15474 | Public Service Co of Oklahoma | 2964 | Southwestern | OK | Caddo | IC1 | IC | OP | 2 | 2 | 2 |  | 5 | 1966 | DFO |  | N | Y | N | Electric Utility | [62 empty] | LIQUID | [39 empty] | 0.7385 | 0.025484 | 12.5895
15474 | Public Service Co of Oklahoma | 2965 | Tulsa | OK | Tulsa | IC1 | IC | OP | 8.2 | 8.3 | 8.3 |  | 4 | 1967 | DFO |  | N | Y | N | Electric Utility | [62 empty] | LIQUID | [39 empty] | 0.7385 | 0.025484 | 12.5895
15474 | Public Service Co of Oklahoma | 2966 | Weleetka | OK | Okfuskee | IC1 | IC | OP | 4 | 4 | 4 |  | 10 | 1963 | DFO |  | N | Y | N | Electric Utility | [62 empty] | LIQUID | [39 empty] | 0.7385 | 0.025484 | 12.5895
15474 | Public Service Co of Oklahoma | 4940 | Riverside | OK | Tulsa | 3 | GT | OP | 86.5 | 79 | 82 |  | 3 | 2008 | NG |  | N | Y | N | Electric Utility | [62 empty] | GAS | OK | Riverside (4940) | 4940 | 1503 | 2010 |  | ARP | 398.51 | 12 | 23740.08 |  | 0.103 | 0.0308 | 5.393 | 20526 | 347900 | 6 | Southwest Power Pool | Tulsa | Electric Utility | 4911 | Electric Services | 35.9978 | -95.9567 | Public Service Company of Oklahoma (Owner/Operator) | Phase 2 |  | Operating | Combustion turbine | Pipeline Natural Gas |  |  | Combustion Modification/Fuel Reburning |  | 1150 | 14.6046 | GAS | 86 | 475.6098 | 0.0308 | 0.000592 | 14.6046
15474 | Public Service Co of Oklahoma | 4940 | Riverside | OK | Tulsa | 4 | GT | OP | 86.5 | 79 | 82 |  | 3 | 2008 | NG |  | N | Y | N | Electric Utility | [62 empty] | GAS | OK | Riverside (4940) | 4940 | 1503 | 2010 |  | ARP | 398.51 | 12 | 23740.08 |  | 0.103 | 0.0308 | 5.393 | 20526 | 347900 | 6 | Southwest Power Pool | Tulsa | Electric Utility | 4911 | Electric Services | 35.9978 | -95.9567 | Public Service Company of Oklahoma (Owner/Operator) | Phase 2 |  | Operating | Combustion turbine | Pipeline Natural Gas |  |  | Combustion Modification/Fuel Reburning |  | 1150 | 14.6046 | GAS | 86 | 475.6098 | 0.0308 | 0.000592 | 14.6046
15474 | Public Service Co of Oklahoma | 4940 | Riverside | OK | Tulsa | IC1 | IC | OP | 2.7 | 2.8 | 2.8 |  | 10 | 1976 | DFO |  | N | Y | N | Electric Utility | [62 empty] | LIQUID | [39 empty] | 0.7385 | 0.025484 | 12.5895
15474 | Public Service Co of Oklahoma | 8059 | Comanche | OK | Comanche | IC1 | IC | OP | 4 | 4 | 4 |  | 5 | 1962 | DFO |  | N | Y | N | Electric Utility | [62 empty] | LIQUID | [39 empty] | 0.7385 | 0.025484 | 12.5895
15477 | Public Service Elec & Gas Co | 57341 | Silver Lake Solar Farm | NJ | Middlesex | SILV | PV | OP | 1.7 | 1.7 | 1.7 |  | 10 | 2010 | SUN |  | N | Y | N | Electric Utility |  |  |  |  | N | [57 empty] | N/A | [39 empty] | 0 | 0 | 10.4
15477 | Public Service Elec & Gas Co | 57352 | Trenton Solar Farm | NJ | Mercer | TREN | PV | OP | 1 | 1 | 1 |  | 10 | 2010 | SUN |  | N | Y | N | Electric Utility |  |  |  |  | N | [57 empty] | N/A | [39 empty] | 0 | 0 | 10.4
15477 | Public Service Elec & Gas Co | 57381 | Linden Solar Farm | NJ | Union | LIND | PV | OP | 2.7 | 2.7 | 2.7 |  | 12 | 2010 | SUN |  | N | Y | N | Electric Utility |  |  |  |  | N | [57 empty] | N/A | [39 empty] | 0 | 0 | 10.4
15477 | Public Service Elec & Gas Co | 57382 | Yardville Solar Farm | NJ | Union | YARD | PV | OP | 3.6 | 3.6 | 3.6 |  | 12 | 2010 | SUN |  | N | Y | N | Electric Utility |  |  |  |  | N | [57 empty] | N/A | [39 empty] | 0 | 0 | 10.4
15477 | Public Service Elec & Gas Co | 57383 | WEA Texas Bayonne | NJ | Hudson | BAYO | PV | OP | 1.5 | 1.5 | 1.5 |  | 12 | 2010 | SUN |  | N | Y | N | Electric Utility |  |  |  |  | N | [57 empty] | N/A | [39 empty] | 0 | 0 | 10.4
15477 | Public Service Elec & Gas Co | 57384 | Matrix Buildings A&B (Perth Amboy) Solar | NJ | Middlesex | MATR | PV | OP | 2.5 | 2.5 | 2.5 |  | 1 | 2011 | SUN |  | N | Y | N | Electric Utility |  |  |  |  | N | [57 empty] | N/A | [39 empty] | 0 | 0 | 10.4
15477 | Public Service Elec & Gas Co | 57588 | Matrix Stults Road Solar Facility | NJ | Middlesex | STULT | PV | OP | 2.6 | 2.6 | 2.6 |  | 6 | 2011 | SUN |  | N | Y | N | Electric Utility |  |  |  |  | N | [57 empty] | N/A | [39 empty] | 0 | 0 | 10.4
15477 | Public Service Elec & Gas Co | 57724 | NJMC Landfill | NJ | Hudson | NJMC | PV | OP | 2.5 | 2.5 | 2.5 |  | 12 | 2011 | SUN |  | N | Y | N | Electric Utility |  |  |  |  | N | [57 empty] | N/A | [39 empty] | 0 | 0 | 10.4
15477 | Public Service Elec & Gas Co | 57728 | Mill Creek Solar | NJ | Burlington | MILLC | PV | OP | 3.5 | 3.5 | 3.5 |  | 11 | 2011 | SUN |  | N | Y | N | Electric Utility |  |  |  |  | N | [57 empty] | N/A | [39 empty] | 0 | 0 | 10.4
15478 | PSEG Nuclear LLC | 2410 | PSEG Salem Generating Station | NJ | Salem | 1 | ST | OP | 1170 | 1165.9 | 1197.9 |  | 6 | 1977 | NUC |  | N | Y | N | IPP Non-CHP |  |  |  |  | N | [57 empty] | N/A | [39 empty] | 0 | 0 | 10.4
15478 | PSEG Nuclear LLC | 2410 | PSEG Salem Generating Station | NJ | Salem | 2 | ST | OP | 1170 | 1159.9 | 1185.8 |  | 10 | 1981 | NUC |  | N | Y | N | IPP Non-CHP |  |  |  |  | N | [57 empty] | N/A | [39 empty] | 0 | 0 | 10.4
15478 | PSEG Nuclear LLC | 2410 | PSEG Salem Generating Station | NJ | Salem | 3 | GT | OP | 41.8 | 40.1 | 49 |  | 6 | 1971 | KER |  | N | Y | N | IPP Non-CHP |  |  |  | 2015 | N | [57 empty] | LIQUID | NJ | Salem | 2410 | 2001 | 2010 |  | CAIRNOX, CAIROS, CAIRSO2, RGGI | 34 | 12 | 601 |  | 1.366 | 1.2 | 5.41 | 730.2 | 9016.3 | 2 |  | Salem | Electric Utility | 4911 | Electric Services | 39.4625 | -75.5333 | PSEG (Owner/Operator) (Ended Mar 08, 2010) PSEG Nuclear, LLC (Owner/Operator) (Started Mar 08, 2010) |  |  | Operating | Combustion turbine | Diesel Oil |  |  |  |  | 810 | 15.0318 | LIQUID | 36 | 319.4444 | 1.2 | 0.30301 | 15.0022
15478 | PSEG Nuclear LLC | 6118 | PSEG Hope Creek Generating Station | NJ | Salem | 1 | ST | OP | 1170 | 1172.9 | 1251.8 |  | 12 | 1986 | NUC |  | N | Y | N | IPP Non-CHP |  |  |  |  | N | [57 empty] | N/A | [39 empty] | 0 | 0 | 10.4
15500 | Puget Sound Energy Inc | 3854 | Electron | WA | Pierce | 1 | HY | OP | 5.1 | 5.7 | 5.7 |  | 4 | 1904 | WAT |  | N | Y | N | Electric Utility |  |  |  |  | N | [57 empty] | N/A | [39 empty] | 0 | 0 | 10.4
15500 | Puget Sound Energy Inc | 3854 | Electron | WA | Pierce | 2 | HY | OP | 5.1 | 5.9 | 5.9 |  | 4 | 1904 | WAT |  | N | Y | N | Electric Utility |  |  |  |  | N | [57 empty] | N/A | [39 empty] | 0 | 0 | 10.4
15500 | Puget Sound Energy Inc | 3854 | Electron | WA | Pierce | 3 | HY | OP | 5.1 | 6.3 | 6.3 |  | 4 | 1904 | WAT |  | N | Y | N | Electric Utility |  |  |  |  | N | [57 empty] | N/A | [39 empty] | 0 | 0 | 10.4
15500 | Puget Sound Energy Inc | 3854 | Electron | WA | Pierce | 4 | HY | OP | 7.5 | 7.9 | 7.9 |  | 4 | 1929 | WAT |  | N | Y | N | Electric Utility |  |  |  |  | N | [57 empty] | N/A | [39 empty] | 0 | 0 | 10.4
15500 | Puget Sound Energy Inc | 3855 | Lower Baker | WA | Skagit | 3 | HY | OP | 85 | 86.7 | 86.7 |  | 3 | 1960 | WAT |  | N | Y | N | Electric Utility |  |  |  |  | N | [57 empty] | N/A | [39 empty] | 0 | 0 | 10.4
15500 | Puget Sound Energy Inc | 3861 | Upper Baker | WA | Whatcom | 1 | HY | OP | 52.4 | 58.8 | 58.8 |  | 1 | 1959 | WAT |  | N | Y | N | Electric Utility |  |  |  |  | N | [57 empty] | N/A | [39 empty] | 0 | 0 | 10.4
15500 | Puget Sound Energy Inc | 3861 | Upper Baker | WA | Whatcom | 2 | HY | OP | 52.4 | 52.6 | 52.6 |  | 1 | 1959 | WAT |  | N | Y | N | Electric Utility |  |  |  |  | N | [57 empty] | N/A | [39 empty] | 0 | 0 | 10.4
15500 | Puget Sound Energy Inc | 7870 | Encogen | WA | Whatcom | CTG1 | CT | OP | 39.4 | 34.5 | 42.2 |  | 3 | 1993 | NG | DFO | Y | Y | Y | Electric Utility |  |  |  |  | N | [57 empty] | GAS | WA | Encogen Generating Station | 7870 | CT1 | 2010 |  | ARP | 1366.35 | 12 | 48035.2 |  | 1.117 | 0.0276 | 7.136 | 33562.106 | 564583.544 | 10 |  | Whatcom | Electric Utility |  |  | 48.746 | -122.486 | Puget Sound Energy, Inc. (Owner/Operator) | Phase 2 |  | Operating | Combined cycle | Natural Gas |  |  | Selective Catalytic Reduction Steam Injection |  | 505 | 11.5195 | GAS | 44 | 478.673 | 0.0276 | 0.0039569 | 11.5195
15500 | Puget Sound Energy Inc | 7870 | Encogen | WA | Whatcom | CTG2 | CT | OP | 39.4 | 34.5 | 42.2 |  | 3 | 1993 | NG | DFO | Y | Y | Y | Electric Utility |  |  |  |  | N | [57 empty] | GAS | WA | Encogen Generating Station | 7870 | CT2 | 2010 |  | ARP | 1434.88 | 12 | 50409.9 |  | 1.204 | 0.0275 | 7.533 | 35431.332 | 595251.794 | 10 |  | Whatcom | Electric Utility |  |  | 48.746 | -122.486 | Puget Sound Energy, Inc. (Owner/Operator) | Phase 2 |  | Operating | Combined cycle | Natural Gas |  |  | Selective Catalytic Reduction Steam Injection |  | 505 | 11.4803 | GAS | 43 | 490.5213 | 0.0275 | 0.0040453 | 11.4803
15500 | Puget Sound Energy Inc | 7870 | Encogen | WA | Whatcom | CTG3 | CT | OP | 39.4 | 34.5 | 42.2 |  | 3 | 1993 | NG | DFO | Y | Y | Y | Electric Utility |  |  |  |  | N | [57 empty] | GAS | WA | Encogen Generating Station | 7870 | CT3 | 2010 |  | ARP | 1367.7 | 12 | 48894.16 |  | 1.172 | 0.0279 | 7.433 | 34643.529 | 581984.87 | 10 |  | Whatcom | Electric Utility |  |  | 48.746 | -122.486 | Puget Sound Energy, Inc. (Owner/Operator) | Phase 2 |  | Operating | Combined cycle | Natural Gas |  |  | Selective Catalytic Reduction Steam Injection |  | 505 | 11.6876 | GAS | 43 | 490.5213 | 0.0279 | 0.0040276 | 11.6876
15500 | Puget Sound Energy Inc | 7870 | Encogen | WA | Whatcom | STG | CA | OP | 58.2 | 55.9 | 55.9 |  | 4 | 1993 | NG | DFO | N | Y | Y | Electric Utility |  |  |  |  | N | [57 empty] | GAS | [39 empty] | 0 | 0 | 10.4
15500 | Puget Sound Energy Inc | 54476 | Sumas Power Plant | WA | Whatcom | GEN1 | CT | OP | 87.8 | 84.7 | 96.5 |  | 3 | 1993 | NG |  | N | Y | Y | Electric Utility |  |  |  |  | N | [57 empty] | GAS | WA | Sumas Generating Station | 54476 | CT-1 | 2010 |  | ARP | 3516.3 | 12 | 294471.24 |  | 8.907 | 0.0174 | 28.916 | 206119.459 | 3468402.25 | 10 |  | Whatcom | Electric Utility |  |  | 48.9905 | -122.2733 | Puget Sound Energy, Inc. (Owner/Operator) | Phase 2 |  | Operating | Combined cycle | Natural Gas |  |  | Selective Catalytic Reduction Steam Injection |  | 1138 | 11.6344 | GAS | 100 | 481.8653 | 0.0174 | 0.0051361 | 11.6344
15500 | Puget Sound Energy Inc | 54476 | Sumas Power Plant | WA | Whatcom | GEN2 | CA | OP | 37.7 | 40.8 | 40.8 |  | 3 | 1993 | NG |  | N | Y | Y | Electric Utility |  |  |  |  | N | [57 empty] | GAS | [39 empty] | 0 | 0 | 10.4
15500 | Puget Sound Energy Inc | 55482 | Goldendale Generating Station | WA | Klickitat | G1 | CT | OP | 166 | 146.1 | 171 |  | 8 | 2004 | NG |  | N | Y | N | Electric Utility |  |  |  |  | N | [57 empty] | GAS | WA | Goldendale Generating Station | 55482 | CT-1 | 2010 |  | ARP | 6356.9 | 12 | 1552445.98 |  | 3.121 | 0.0091 | 39.484 | 618135.209 | 10401337.55 | 10 |  | Klickitat | Electric Utility |  |  | 45.8114 | -120.833 | Puget Sound Energy, Inc. (Owner/Operator) | Phase 2 |  | Operating | Combined cycle | Pipeline Natural Gas |  |  | Dry Low NOx Burners Selective Catalytic Reduction |  | 2042 | 6.6358 | GAS | 288 | 157.8947 | 0.0091 | 0.0006 | 9.1677
15500 | Puget Sound Energy Inc | 55482 | Goldendale Generating Station | WA | Klickitat | G2 | CA | OP | 114.3 | 110.6 | 110.6 |  | 8 | 2004 | NG |  | N | Y | N | Electric Utility |  |  |  |  | N | [6 empty] | STACK1 | 2004 | 592611 | [48 empty] | GAS | [39 empty] | 0 | 0 | 10.4
15500 | Puget Sound Energy Inc | 56255 | Hopkins Ridge Wind | WA | Columbia | 1 | WT | OP | 150 | 150 | 150 |  | 11 | 2005 | WND |  | N | Y | N | Electric Utility |  |  |  |  | N | [57 empty] | N/A | [39 empty] | 0 | 0 | 10.4
15500 | Puget Sound Energy Inc | 56322 | Wild Horse | WA | Kittitas | 1 | WT | OP | 228.6 | 228.6 | 228.6 |  | 12 | 2006 | WND |  | N | Y | N | Electric Utility | [62 empty] | N/A | [39 empty] | 0 | 0 | 10.4
15500 | Puget Sound Energy Inc | 55700 | Mint Farm Generating Station | WA | Cowlitz | 1STG | CA | OP | 133 | 120.5 | 120.5 |  | 1 | 2008 | NG |  | N | Y | N | Electric Utility |  |  |  |  | N | [6 empty] | 1STACK | 2008 | 865000 | [48 empty] | GAS | [39 empty] | 0 | 0 | 10.4
15500 | Puget Sound Energy Inc | 55700 | Mint Farm Generating Station | WA | Cowlitz | CTG1 | CT | OP | 186 | 155.4 | 182 |  | 1 | 2008 | NG |  | N | Y | N | Electric Utility |  |  |  |  | N | [57 empty] | GAS | WA | Mint Farm Generating Station | 55700 | CTG1 | 2010 |  | ARP | 5624.68 | 12 | 1489805.67 |  | 3.104 | 0.0104 | 41.93 | 614821.985 | 10345506.99 | 10 |  | Cowlitz | Small Power Producer |  |  | 46.1403 | -122.9842 | Puget Sound Energy, Inc. (Owner/Operator) | Phase 2 |  | Operating | Combined cycle | Pipeline Natural Gas |  |  | Dry Low NOx Burners Selective Catalytic Reduction |  | 2358 | 6.8961 | GAS | 304 | 1664.8352 | 0.0104 | 0.0006 | 8.9302
15500 | Puget Sound Energy Inc | 56255 | Hopkins Ridge Wind | WA | Columbia | 2 | WT | OP | 7.2 | 7.2 | 7.2 |  | 7 | 2008 | WND |  | N | Y | N | Electric Utility |  |  |  |  | N | [57 empty] | N/A | [39 empty] | 0 | 0 | 10.4
15500 | Puget Sound Energy Inc | 56322 | Wild Horse | WA | Kittitas | WH2 | WT | OP | 44 | 44 | 44 |  | 11 | 2009 | WND |  | N | N | N | Electric Utility |  |  |  |  | N | [57 empty] | N/A | [39 empty] | 0 | 0 | 10.4
15500 | Puget Sound Energy Inc | 56322 | Wild Horse | WA | Kittitas | WHS1 | PV | OP | 0.5 | 0.5 | 0.5 |  | 10 | 2007 | SUN |  | N | Y | N | Electric Utility | [62 empty] | N/A | [39 empty] | 0 | 0 | 10.4
15526 | Purdue University | 50240 | Purdue University | IN | Tippecanoe | GEN1 | ST | OP | 30.8 | 30.8 | 30.8 |  | 7 | 1995 | BIT | NG | Y | N | Y | Commercial CHP |  |  |  |  | N |  | Y | Y | [22 empty] | OP: ¦¦OP; DP: ¦¦CD; LS: ¦¦LS; N: ¦¦N | ¦¦ 3.5 | ¦¦ 93 | ¦¦ 335 | ¦¦ 119657 | ¦¦ 100 | OP | EK¦¦BP |  |  | 8.2¦¦ 12 |  | 1.2¦¦ 4.5 |  |  |  | 98¦¦ 99.9 | 15¦¦ 2 | 123843¦¦ 127262¦¦ 119657 |  |  |  |  | COAL | IN | Purdue University-Wade Utility | 50240 | 1 | 2010 |  | CAIROS | 7957.81 | 12 |  | 1021760 |  | 0.4118 | 277.803 |  | 1325871.865 | 5 |  | Tippecanoe | Institutional | 9999 | Nonclassifiable Establishments | 40.4172 | -86.9117 | Purdue University (Owner/Operator) |  |  | Operating | Stoker | Coal | Natural Gas |  |  | Cyclone Electrostatic Precipitator | 281 | 10.4 | COAL | 29.099 | 470.7716 | 0.4118 | 0.19206 | 11.0818
15526 | Purdue University | 50240 | Purdue University | IN | Tippecanoe | GEN2 | ST | OP | 10.6 | 7 | 10.6 |  | 1 | 1969 | BIT | NG | Y | N | Y | Commercial CHP |  |  |  |  | N |  | Y | Y | [22 empty] | OP: ¦¦OP; DP: ¦¦CD; LS: ¦¦LS; N: ¦¦N | ¦¦ 3.5 | ¦¦ 93 | ¦¦ 335 | ¦¦ 119657 | ¦¦ 100 | OP | EK¦¦BP |  |  | 8.2¦¦ 12 |  | 1.2¦¦ 4.5 |  |  |  | 98¦¦ 99.9 | 15¦¦ 2 | 123843¦¦ 127262¦¦ 119657 |  |  |  |  | COAL | [39 empty] | 0.70695 | 0.47217 | 12.5964
15534 | PPL Montour LLC | 3149 | PPL Montour | PA | Montour | 1 | ST | OP | 805.5 | 755 | 758.5 |  | 2 | 1971 | BIT |  | N | Y | N | IPP Non-CHP | [5 empty] | Y |  |  | Y | [21 empty] | OP: OP; DP: SP; DP: TR; LS: LS; N: N | 3.5 | 97 | 4 | 2815350 | 100 | OP | EK |  |  | 14.4 |  | 0.5 | 1 |  |  | 99.8 | 380 | 2800000 |  |  |  |  | COAL | PA | Montour | 3149 | 1 | 2010 |  | ARP, CAIRNOX, CAIROS, CAIRSO2 | 8360.75 | 12 | 5754476.13 |  | 10657.939 | 0.1601 | 3823.288 | 4961441.581 | 48357122.05 | 3 | Mid-Atlantic Area Council | Montour | Electric Utility | 4911 | Electric Services | 41.0714 | -76.6672 | PPL Montour, LLC (Owner/Operator) | Phase 2 | Early Election | Operating | Tangentially-fired | Coal | Other Oil | Wet Lime FGD | Low NOx Burner Technology w/ Closed-coupled/Separated OFA Selective Catalytic Reduction | Electrostatic Precipitator | 7384 | 8.3668 | COAL | 806 | 1968.6882 | 0.1601 | 0.4408 | 8.3668
15534 | PPL Montour LLC | 3149 | PPL Montour | PA | Montour | 2 | ST | OP | 819 | 750 | 759.8 |  | 4 | 1973 | BIT |  | N | Y | N | IPP Non-CHP | [5 empty] | Y |  |  | Y | [21 empty] | OP: OP; DP: SP; DP: TR; LS: LS; N: N | 3.5 | 97 | 4 | 2815350 | 100 | OP | EK |  |  | 14.4 |  | 0.5 | 1 |  |  | 99.8 | 380 | 280000 |  |  |  |  | COAL | PA | Montour | 3149 | 2 | 2010 |  | ARP, CAIRNOX, CAIROS, CAIRSO2 | 6687.33 | 12 | 4503142.35 |  | 8483.52 | 0.1534 | 2994.032 | 4008444.21 | 39068708.03 | 3 | Mid-Atlantic Area Council | Montour | Electric Utility | 4911 | Electric Services | 41.0714 | -76.6672 | PPL Montour, LLC (Owner/Operator) | Phase 2 | Early Election | Operating | Tangentially-fired | Coal | Other Oil | Wet Lime FGD | Low NOx Burner Technology w/ Closed-coupled/Separated OFA Selective Catalytic Reduction | Electrostatic Precipitator | 7384 | 8.6371 | COAL | 812 | 1965.6489 | 0.1534 | 0.43429 | 8.6371
15534 | PPL Montour LLC | 3149 | PPL Montour | PA | Montour | 11 | ST | OP | 17.2 | 10 | 11.1 |  | 4 | 1973 | BIT |  | N | Y | N | IPP Non-CHP | [5 empty] | Y | [24 empty] | OP: OP; DP: SP; DP: TR; LS: LS; N: N | 3.5 | 97 | 4 | 2815350 | 100 | OP | EK |  |  | 14.4 |  | 0.5 | 1 |  |  | 99.8 | 380 | 2800000 |  |  |  |  | COAL | [39 empty] | 0.47705 | 0.46233 | 12.0465
15537 | PPL Brunner Island LLC | 3140 | PPL Brunner Island | PA | York | 1 | ST | OP | 363.3 | 313 | 321 |  | 5 | 1961 | BIT | DFO | N | Y | N | IPP Non-CHP | [7 empty] | Y | [22 empty] | OP: OP; DP: TR; LS: LS; N: N | 3.5 | 97 | 4 | 2680015 | 100 | OP | BR |  |  | 14.2 |  | 1.8 |  |  |  | 99.7 | 33 | 1100000 |  |  |  |  | COAL | PA | Brunner Island | 3140 | 1 | 2010 | CS102F | ARP, CAIRNOX, CAIROS, CAIRSO2 | 8399.96 | 12 | 2448392.11 |  | 3964.921 | 0.331 | 3548.181 | 2204810.844 | 21489410.8 | 3 | Mid-Atlantic Area Council | York | Electric Utility | 4911 | Electric Services | 40.097 | -76.6962 | PPL Brunner Island, LLC (Owner/Operator) | Table 1 | Phase 1 Group 1 | Operating | Tangentially-fired | Coal | Other Oil | Wet Lime FGD | Low NOx Burner Technology w/ Closed-coupled/Separated OFA | Baghouse | 2914 | 8.7111 | COAL | 357 | 1943.9252 | 0.331 | 0.36901 | 8.7111
15537 | PPL Brunner Island LLC | 3140 | PPL Brunner Island | PA | York | 2 | ST | OP | 405 | 375 | 378 |  | 9 | 1965 | BIT | DFO | N | Y | N | IPP Non-CHP | [7 empty] | Y | [22 empty] | OP: OP; DP: TR; LS: LS; N: N | 3.5 | 97 | 4 | 2680015 | 100 | ¦¦OP | ¦¦EC |  |  | ¦¦ 10.6 |  | ¦¦ 1.9 |  |  |  | ¦¦ 99.5 | ¦¦ 350 | ¦¦ 840000 |  |  |  |  | COAL | PA | Brunner Island | 3140 | 2 | 2010 | CS102F | ARP, CAIRNOX, CAIROS, CAIRSO2 | 8507.77 | 12 | 2978953.23 |  | 4834.338 | 0.3291 | 4304.141 | 2680830.485 | 26128990.04 | 3 | Mid-Atlantic Area Council | York | Electric Utility | 4911 | Electric Services | 40.097 | -76.6962 | PPL Brunner Island, LLC (Owner/Operator) | Table 1 | Phase 1 Group 1 | Operating | Tangentially-fired | Coal | Other Oil | Wet Lime FGD | Low NOx Burner Technology w/ Closed-coupled/Separated OFA | Electrostatic Precipitator | 3507 | 8.7095 | COAL | 410 | 1957.672 | 0.3291 | 0.37004 | 8.7095
15537 | PPL Brunner Island LLC | 3140 | PPL Brunner Island | PA | York | 3 | ST | OP | 790.4 | 749 | 749 |  | 6 | 1969 | BIT | DFO | N | Y | N | IPP Non-CHP | [8 empty] | Y | [21 empty] | OP: OP; DP: TR; LS: LS; N: N | 3.5 | 97 | 4 | 2815350 | 100 | OP | EK |  |  | 15.3 |  | 1.5¦¦ 2.2 | 3¦¦ 0 |  |  | 99 | 811¦¦ 710 | 2600000 |  |  |  |  | COAL | PA | Brunner Island | 3140 | 3 | 2010 |  | ARP, CAIRNOX, CAIROS, CAIRSO2 | 8335.83 | 12 | 5595996.02 |  | 9022.315 | 0.3545 | 8945.342 | 5088893.974 | 49599397.67 | 3 | Mid-Atlantic Area Council | York | Electric Utility | 4911 | Electric Services | 40.097 | -76.6962 | PPL Brunner Island, LLC (Owner/Operator) | Table 1 | Phase 1 Group 1 | Operating | Tangentially-fired | Coal | Other Oil | Wet Lime FGD | Low NOx Burner Technology w/ Closed-coupled/Separated OFA | Electrostatic Precipitator | 7430 | 8.8419 | COAL | 800 | 1965.9546 | 0.3545 | 0.36381 | 8.8419
15619 | City of Radford - (VA) | 3827 | Radford | VA | Pulaski | 1 | HY | OP | 1 | 1 | 1 |  | 10 | 1934 | WAT |  | N | N | N | Electric Utility | [62 empty] | N/A | [39 empty] | 0 | 0 | 10.4
15686 | Village of Rantoul | 958 | Rantoul | IL | Champaign | 1 | IC | OP | 1.2 | 0.7 | 0.8 |  | 1 | 1951 | DFO | NG | N | Y | N | Electric Utility | [62 empty] | LIQUID | [39 empty] | 0.7385 | 0.025484 | 12.5895
15686 | Village of Rantoul | 958 | Rantoul | IL | Champaign | 10 | IC | OP | 1.8 | 1.8 | 1.8 |  | 8 | 2000 | DFO | NG | N | Y | N | Electric Utility | [62 empty] | LIQUID | [39 empty] | 0.7385 | 0.025484 | 12.5895
15686 | Village of Rantoul | 958 | Rantoul | IL | Champaign | 11 | IC | OP | 1.8 | 1.8 | 1.8 |  | 8 | 2000 | DFO | NG | N | Y | N | Electric Utility | [62 empty] | LIQUID | [39 empty] | 0.7385 | 0.025484 | 12.5895
15686 | Village of Rantoul | 958 | Rantoul | IL | Champaign | 12 | IC | OP | 1.8 | 1.8 | 1.8 |  | 8 | 2000 | DFO | NG | N | Y | N | Electric Utility | [62 empty] | LIQUID | [39 empty] | 0.7385 | 0.025484 | 12.5895
15686 | Village of Rantoul | 958 | Rantoul | IL | Champaign | 13 | IC | OP | 1.8 | 1.8 | 1.8 |  | 8 | 2000 | DFO | NG | N | Y | N | Electric Utility | [62 empty] | LIQUID | [39 empty] | 0.7385 | 0.025484 | 12.5895
15686 | Village of Rantoul | 958 | Rantoul | IL | Champaign | 14 | IC | OP | 1.8 | 1.8 | 1.8 |  | 8 | 2000 | DFO | NG | N | Y | N | Electric Utility | [62 empty] | LIQUID | [39 empty] | 0.7385 | 0.025484 | 12.5895
15686 | Village of Rantoul | 958 | Rantoul | IL | Champaign | 15 | IC | OP | 1.8 | 1.8 | 1.8 |  | 1 | 2001 | DFO | NG | N | Y | N | Electric Utility | [62 empty] | LIQUID | [39 empty] | 0.7385 | 0.025484 | 12.5895
15686 | Village of Rantoul | 958 | Rantoul | IL | Champaign | 16 | IC | OP | 1.8 | 1.8 | 1.8 |  | 1 | 2001 | DFO | NG | N | Y | N | Electric Utility | [62 empty] | LIQUID | [39 empty] | 0.7385 | 0.025484 | 12.5895
15686 | Village of Rantoul | 958 | Rantoul | IL | Champaign | 2 | IC | OP | 1.2 | 0.7 | 0.8 |  | 1 | 1951 | DFO | NG | N | Y | N | Electric Utility | [62 empty] | LIQUID | [39 empty] | 0.7385 | 0.025484 | 12.5895
15686 | Village of Rantoul | 958 | Rantoul | IL | Champaign | 3 | IC | OP | 1.2 | 0.7 | 0.8 |  | 4 | 1953 | DFO | NG | N | Y | N | Electric Utility | [62 empty] | LIQUID | [39 empty] | 0.7385 | 0.025484 | 12.5895
15686 | Village of Rantoul | 958 | Rantoul | IL | Champaign | 4 | IC | OP | 1.2 | 0.7 | 0.7 |  | 2 | 1954 | DFO | NG | N | Y | N | Electric Utility | [62 empty] | LIQUID | [39 empty] | 0.7385 | 0.025484 | 12.5895
15686 | Village of Rantoul | 958 | Rantoul | IL | Champaign | 5 | IC | OP | 1.5 | 0.7 | 0.8 |  | 7 | 1964 | DFO | NG | N | Y | N | Electric Utility | [62 empty] | LIQUID | [39 empty] | 0.7385 | 0.025484 | 12.5895
15686 | Village of Rantoul | 958 | Rantoul | IL | Champaign | 7 | IC | OP | 5.2 | 4.7 | 4.7 |  | 8 | 1967 | DFO | NG | N | Y | N | Electric Utility | [62 empty] | LIQUID | [39 empty] | 0.7385 | 0.025484 | 12.5895
15686 | Village of Rantoul | 958 | Rantoul | IL | Champaign | 8 | IC | OP | 4 | 3 | 3 |  | 7 | 1964 | DFO | NG | N | Y | N | Electric Utility | [62 empty] | LIQUID | [39 empty] | 0.7385 | 0.025484 | 12.5895
15686 | Village of Rantoul | 958 | Rantoul | IL | Champaign | 9 | IC | OP | 1.8 | 1.8 | 1.8 |  | 8 | 2000 | DFO | NG | N | Y | N | Electric Utility | [62 empty] | LIQUID | [39 empty] | 0.7385 | 0.025484 | 12.5895
15694 | Rapidan Redevelopment LP | 52054 | Rapidan Hydro Facility | MN | Blue Earth | GEN1 | HY | OP | 3.4 | 3.2 | 3.1 |  | 8 | 1984 | WAT |  | N | Y | N | IPP Non-CHP |  |  |  |  | N | [57 empty] | N/A | [39 empty] | 0 | 0 | 10.4
15694 | Rapidan Redevelopment LP | 52054 | Rapidan Hydro Facility | MN | Blue Earth | GEN2 | HY | OP | 3.4 | 3.2 | 3.1 |  | 8 | 1984 | WAT |  | N | Y | N | IPP Non-CHP |  |  |  |  | N | [57 empty] | N/A | [39 empty] | 0 | 0 | 10.4
15698 | Raton Public Service Company | 2468 | Raton | NM | Colfax | 6 | IC | OP | 8 | 7.3 | 7.3 |  | 12 | 2003 | NG |  | N | Y | N | Electric Utility | [62 empty] | GAS | [39 empty] | 1.1659 | 0.0016829 | 10.4
15708 | Rathdrum Operating Services Co., Inc. | 55179 | Rathdrum Power LLC | ID | Kootenai | CTG1 | CT | OP | 179.4 | 150 | 166 |  | 9 | 2001 | NG |  | N | Y | N | IPP Non-CHP |  |  |  |  | N | [57 empty] | GAS | ID | Rathdrum Power, LLC | 55179 | CTGEN1 | 2010 |  | ARP | 5949.38 | 12 | 1438575.47 |  | 2.972 | 0.0197 | 73.281 | 588798.089 | 9907641.918 | 10 |  | Kootenai | Electric Utility | 4911 | Electric Services | 47.7861 | -116.9214 | Rathdrum Power, LLC (Owner/Operator) | Phase 2 |  | Operating | Combined cycle | Pipeline Natural Gas |  |  | Dry Low NOx Burners Selective Catalytic Reduction |  | 2040 | 6.853 | GAS | 277 | 165.6627 | 0.0197 | 0.0006 | 9.2667
15708 | Rathdrum Operating Services Co., Inc. | 55179 | Rathdrum Power LLC | ID | Kootenai | STG1 | CA | OP | 122.1 | 98 | 110 |  | 9 | 2001 | NG |  | N | Y | N | IPP Non-CHP |  |  |  |  | N | [6 empty] | UNIT1 | 2001 | [49 empty] | GAS | [39 empty] | 0 | 0 | 10.4
15726 | Plummer Forest Products Inc | 10560 | Rayonier Jesup Mill | GA | Wayne | GEN2 | ST | OP | 5 | 4.7 | 4.7 |  | 6 | 1954 | WDS | RFO | Y | Y | N | Industrial CHP |  |  |  |  | N | [40 empty] | ¦¦OP¦¦OP | ¦¦WS¦¦OT¦¦OT¦¦EW |  |  |  | ¦¦ 1¦¦ 1 |  |  | ¦¦ 2.5¦¦ 2.5 |  | ¦¦99.7¦¦ 99.8¦¦ 99.8¦¦ 99.9 | ¦¦29¦¦ 45¦¦ 140¦¦ 21 | ¦¦46000¦¦ 114000¦¦ 264000¦¦ 393960 |  |  |  |  | OTHER SOLID | [39 empty] | 0.28696 | 0.049496 | 15.0683
15726 | Plummer Forest Products Inc | 10560 | Rayonier Jesup Mill | GA | Wayne | GEN3 | ST | OP | 7.5 | 7 | 7.1 |  | 6 | 1957 | WDS | RFO | Y | Y | N | Industrial CHP |  |  |  |  | N | [40 empty] | ¦¦OP¦¦OP | ¦¦WS¦¦OT¦¦OT¦¦EW |  |  |  | ¦¦ 1¦¦ 1 |  |  | ¦¦ 2.5¦¦ 2.5 |  | ¦¦99.7¦¦ 99.8¦¦ 99.8¦¦ 99.9 | ¦¦29¦¦ 45¦¦ 140¦¦ 21 | ¦¦46000¦¦ 114000¦¦ 264000¦¦ 393960 |  |  |  |  | OTHER SOLID | [39 empty] | 0.27877 | 0.048112 | 14.8009
15726 | Plummer Forest Products Inc | 10560 | Rayonier Jesup Mill | GA | Wayne | GEN4 | ST | OP | 7.5 | 7 | 7.1 |  | 6 | 1957 | WDS | RFO | Y | Y | N | Industrial CHP |  |  |  |  | N | [40 empty] | ¦¦OP¦¦OP | ¦¦WS¦¦OT¦¦OT¦¦EW |  |  |  | ¦¦ 1¦¦ 1 |  |  | ¦¦ 2.5¦¦ 2.5 |  | ¦¦99.7¦¦ 99.8¦¦ 99.8¦¦ 99.9 | ¦¦29¦¦ 45¦¦ 140¦¦ 21 | ¦¦46000¦¦ 114000¦¦ 264000¦¦ 393960 |  |  |  |  | OTHER SOLID | [39 empty] | 0.27877 | 0.048112 | 14.8009
15726 | Plummer Forest Products Inc | 10560 | Rayonier Jesup Mill | GA | Wayne | GEN5 | ST | OP | 30 | 27.9 | 28.2 |  | 6 | 1971 | BLQ | RFO | Y | Y | N | Industrial CHP |  |  |  |  | N | [40 empty] | ¦¦OP¦¦OP | ¦¦WS¦¦OT¦¦OT¦¦EW |  |  |  | ¦¦ 1¦¦ 1 |  |  | ¦¦ 2.5¦¦ 2.5 |  | ¦¦99.7¦¦ 99.8¦¦ 99.8¦¦ 99.9 | ¦¦29¦¦ 45¦¦ 140¦¦ 21 | ¦¦46000¦¦ 114000¦¦ 264000¦¦ 393960 |  |  |  |  | LIQUID | [39 empty] | 0.0842 | 0.049001 | 10.4
15726 | Plummer Forest Products Inc | 10560 | Rayonier Jesup Mill | GA | Wayne | GEN6 | ST | OP | 27 | 25.1 | 25.4 |  | 6 | 1982 | BLQ | RFO | Y | Y | N | Industrial CHP |  |  |  |  | N | [40 empty] | OP | EW |  |  |  | 1 |  |  | 2.5 |  | 99.9 | 21 | 552719 |  |  |  |  | LIQUID | [39 empty] | 0.0842 | 0.049001 | 10.4
15726 | Plummer Forest Products Inc | 10562 | Rayonier Fernandina Mill | FL | Nassau | GEN3 | ST | OP | 7.5 | 6.5 | 6.5 |  | 12 | 1939 | WDS | RFO | Y | N | Y | Industrial CHP |  |  |  |  | N | [40 empty] | OP | WS¦¦EH |  |  |  | 0.1 |  |  | 2.5 |  | 95¦¦ 99 | 68¦¦ 36.8 | 125172¦¦ 240000 |  |  |  |  | OTHER SOLID | [39 empty] | 0.31272 | 0.055933 | 15.1025
15726 | Plummer Forest Products Inc | 10562 | Rayonier Fernandina Mill | FL | Nassau | GEN4 | ST | OP | 20 | 21 | 21 |  | 9 | 1950 | WDL | RFO | Y | N | Y | Industrial CHP |  |  |  |  | N | [40 empty] | OP | EH¦¦WS |  |  |  | 0.1 |  |  | 2.5 |  | 99¦¦ 95 | 36.8¦¦ 68 | 240000¦¦ 125172 |  |  |  |  | LIQUID | [39 empty] | 0.022263 | 0.049001 | 10.4
15728 | City of Rayne | 1456 | Rayne | LA | Acadia | 8 | IC | OP | 4.1 | 3.4 | 3.4 |  | 1 | 1969 | DFO |  | N | Y | N | Electric Utility |  |  |  |  | N | [57 empty] | LIQUID | [39 empty] | 0.7385 | 0.025484 | 12.5895
15728 | City of Rayne | 1456 | Rayne | LA | Acadia | 9 | IC | OP | 4.1 | 3.6 | 3.6 |  | 6 | 1969 | DFO |  | N | Y | N | Electric Utility |  |  |  |  | N | [57 empty] | LIQUID | [39 empty] | 0.7385 | 0.025484 | 12.5895
15734 | NRG Energy Center San Diego LLC | 54337 | NRG Energy San Diego | CA | San Diego | 1 | IC | OP | 0.8 | 0.8 | 0.8 |  | 8 | 1986 | NG |  | N | Y | Y | IPP CHP |  |  |  |  | N | [57 empty] | GAS | [39 empty] | 1.1659 | 0.0016829 | 10.4
15734 | NRG Energy Center San Diego LLC | 54337 | NRG Energy San Diego | CA | San Diego | 2 | IC | OP | 0.8 | 0.8 | 0.8 |  | 8 | 1986 | NG |  | N | Y | Y | IPP CHP | [62 empty] | GAS | [39 empty] | 1.1659 | 0.0016829 | 10.4
15743 | Frito-Lay Inc | 10110 | Frito-Lay Cogen Plant | CA | Kern | GEN1 | GT | OP | 6 | 5.5 | 5.9 |  | 3 | 1986 | NG |  | N | Y | Y | Industrial CHP |  |  |  |  | N | [57 empty] | GAS | [39 empty] | 0.23735 | 0.0020647 | 9.6288
15772 | City of Red Bud - (IL) | 959 | Red Bud | IL | RANDOLPH | 1 | IC | OP | 2.4 | 2.2 | 2.2 |  | 7 | 1968 | DFO |  | N | Y | N | Electric Utility |  |  |  |  | N | [57 empty] | LIQUID | [39 empty] | 0.7385 | 0.025484 | 12.5895
15772 | City of Red Bud - (IL) | 959 | Red Bud | IL | RANDOLPH | 2 | IC | OP | 1.1 | 0.9 | 1 |  | 3 | 1959 | DFO |  | N | Y | N | Electric Utility |  |  |  |  | N | [57 empty] | LIQUID | [39 empty] | 0.7385 | 0.025484 | 12.5895
15772 | City of Red Bud - (IL) | 959 | Red Bud | IL | RANDOLPH | 3 | IC | OP | 2.4 | 2.2 | 2.2 |  | 11 | 1964 | DFO |  | N | Y | N | Electric Utility |  |  |  |  | N | [57 empty] | LIQUID | [39 empty] | 0.7385 | 0.025484 | 12.5895
15772 | City of Red Bud - (IL) | 959 | Red Bud | IL | RANDOLPH | 4 | IC | OP | 3.5 | 3 | 3 |  | 3 | 1973 | DFO |  | N | Y | N | Electric Utility |  |  |  |  | N | [57 empty] | LIQUID | [39 empty] | 0.7385 | 0.025484 | 12.5895
15772 | City of Red Bud - (IL) | 959 | Red Bud | IL | RANDOLPH | 7 | IC | OP | 2.8 | 3 | 3 |  | 6 | 2002 | DFO |  | N | Y | N | Electric Utility |  |  |  |  | N | [57 empty] | LIQUID | [39 empty] | 0.7385 | 0.025484 | 12.5895
15772 | City of Red Bud - (IL) | 959 | Red Bud | IL | RANDOLPH | 8 | IC | OP | 2.8 | 3 | 3 |  | 6 | 2002 | DFO |  | N | Y | N | Electric Utility |  |  |  |  | N | [57 empty] | LIQUID | [39 empty] | 0.7385 | 0.025484 | 12.5895
15773 | City of Red Cloud | 2299 | Red Cloud | NE | Webster | 1 | IC | OP | 0.5 | 0.5 | 0.5 |  | 1 | 1950 | DFO | NG | Y | Y | N | Electric Utility |  |  |  |  | N | [57 empty] | LIQUID | [39 empty] | 0.7385 | 0.025484 | 12.5895
15773 | City of Red Cloud | 2299 | Red Cloud | NE | Webster | 2 | IC | OP | 0.9 | 0.6 | 0.6 |  | 6 | 1953 | DFO | NG | Y | Y | N | Electric Utility |  |  |  |  | N | [57 empty] | LIQUID | [39 empty] | 0.7385 | 0.025484 | 12.5895
15773 | City of Red Cloud | 2299 | Red Cloud | NE | Webster | 3 | IC | OP | 1.3 | 1.2 | 1.2 |  | 12 | 1960 | DFO | NG | Y | Y | N | Electric Utility |  |  |  |  | N | [57 empty] | LIQUID | [39 empty] | 0.7385 | 0.025484 | 12.5895
15773 | City of Red Cloud | 2299 | Red Cloud | NE | Webster | 4 | IC | OP | 1.3 | 1.2 | 1.2 |  | 8 | 1968 | DFO | NG | Y | Y | N | Electric Utility |  |  |  |  | N | [57 empty] | LIQUID | [39 empty] | 0.7385 | 0.025484 | 12.5895
15773 | City of Red Cloud | 2299 | Red Cloud | NE | Webster | 5 | IC | OP | 2.2 | 2.2 | 2.2 |  | 9 | 1973 | DFO | NG | Y | Y | N | Electric Utility |  |  |  |  | N | [57 empty] | LIQUID | [39 empty] | 0.7385 | 0.025484 | 12.5895
15776 | Reedy Creek Improvement Dist | 7294 | Central Energy Plant | FL | Orange | GTG | CT | OP | 61.5 | 48 | 48 |  | 5 | 1989 | NG | DFO | Y | Y | N | Electric Utility |  |  |  |  | N | [57 empty] | GAS | [39 empty] | 0.066977 | 0.0008962 | 11.4828
15776 | Reedy Creek Improvement Dist | 7294 | Central Energy Plant | FL | Orange | STG | CA | OP | 8.5 | 8 | 8 |  | 1 | 1989 | NG |  | N | N | N | Electric Utility |  |  |  |  | N | [57 empty] | GAS | [39 empty] | 0 | 0 | 10.4
15783 | City of Redding | 7307 | Redding Power | CA | Shasta | 1 | GT | OP | 18 | 15 | 17 |  | 10 | 1996 | NG |  | N | Y | N | Electric Utility |  |  |  |  | N | [57 empty] | GAS | [39 empty] | 0.11544 | 0.0011073 | 11.0221
15783 | City of Redding | 7307 | Redding Power | CA | Shasta | 2 | GT | OP | 27.9 | 23 | 25 |  | 4 | 1996 | NG |  | N | Y | N | Electric Utility |  |  |  |  | N | [57 empty] | GAS | CA | Redding Power Plant | 7307 | 5 | 2010 |  | ARP | 569.76 | 12 | 13395.31 |  | 0.053 | 0.0092 | 0.513 | 9988.24 | 170354.51 | 9 |  | Shasta | Electric Utility | 4911 | Electric Services | 40.5083 | -122.4253 | Redding Electric Utility (Owner/Operator) | Phase 2 |  | Operating | Combined cycle | Pipeline Natural Gas |  |  | Other |  | 508.5 | 10.3193 | GAS | 47 | 60 | 0.0092 | 0.000622 | 10.3193
15783 | City of Redding | 7307 | Redding Power | CA | Shasta | 3 | GT | OP | 27.9 | 23 | 25 |  | 4 | 1996 | NG |  | N | Y | N | Electric Utility |  |  |  |  | N | [57 empty] | GAS | CA | Redding Power Plant | 7307 | 5 | 2010 |  | ARP | 569.76 | 12 | 13395.31 |  | 0.053 | 0.0092 | 0.513 | 9988.24 | 170354.51 | 9 |  | Shasta | Electric Utility | 4911 | Electric Services | 40.5083 | -122.4253 | Redding Electric Utility (Owner/Operator) | Phase 2 |  | Operating | Combined cycle | Pipeline Natural Gas |  |  | Other |  | 508.5 | 10.3193 | GAS | 47 | 60 | 0.0092 | 0.000622 | 10.3193
15783 | City of Redding | 7307 | Redding Power | CA | Shasta | 4 | CA | OP | 26.8 | 28 | 28 |  | 1 | 1989 | NG | PG | N | Y | N | Electric Utility |  |  |  |  | N | [57 empty] | GAS | [39 empty] | 0 | 0 | 10.4
15783 | City of Redding | 7307 | Redding Power | CA | Shasta | 5 | CT | OP | 40 | 39 | 45 |  | 7 | 2002 | NG |  | N | Y | N | Electric Utility |  |  |  |  | N | [57 empty] | GAS | CA | Redding Power Plant | 7307 | 5 | 2010 |  | ARP | 569.76 | 12 | 13395.31 |  | 0.053 | 0.0092 | 0.513 | 9988.24 | 170354.51 | 9 |  | Shasta | Electric Utility | 4911 | Electric Services | 40.5083 | -122.4253 | Redding Electric Utility (Owner/Operator) | Phase 2 |  | Operating | Combined cycle | Pipeline Natural Gas |  |  | Other |  | 508.5 | 10.3193 | GAS | 47 | 1977.7778 | 0.0092 | 0.000622 | 10.3193
15783 | City of Redding | 7307 | Redding Power | CA | Shasta | 6 | CT | OP | 42.5 | 39 | 46 |  | 8 | 2011 | NG |  | N | Y | N | Electric Utility |  |  |  |  | N | [57 empty] | GAS | CA | Redding Power Plant | 7307 | 5 | 2010 |  | ARP | 569.76 | 12 | 13395.31 |  | 0.053 | 0.0092 | 0.513 | 9988.24 | 170354.51 | 9 |  | Shasta | Electric Utility | 4911 | Electric Services | 40.5083 | -122.4253 | Redding Electric Utility (Owner/Operator) | Phase 2 |  | Operating | Combined cycle | Pipeline Natural Gas |  |  | Other |  | 508.5 | 10.3193 | GAS | 47 | 489.1304 | 0.0092 | 0.000622 | 10.3193
15783 | City of Redding | 7189 | Whiskeytown | CA | SHASTA | 1 | HY | OP | 3.5 | 2 | 2 |  | 9 | 1986 | WAT |  | N | Y | N | Electric Utility |  |  |  |  | N | [57 empty] | N/A | [39 empty] | 0 | 0 | 10.4
15787 | Redlands Water & Power Company | 50267 | Redlands Water & Power | CO | MESA | RED1 | HY | OP | 1.4 | 1.4 | 1.4 |  | 8 | 1931 | WAT |  | N | Y | N | IPP Non-CHP | [62 empty] | N/A | [39 empty] | 0 | 0 | 10.4
15793 | Redwood Falls Public Util Comm | 2009 | Redwood Falls | MN | Redwood | 6 | IC | OP | 2.2 | 2.7 | 2.7 |  | 1 | 1970 | DFO |  | N | Y | N | Electric Utility |  |  |  |  | N | [57 empty] | LIQUID | [39 empty] | 0.7385 | 0.025484 | 12.5895
15793 | Redwood Falls Public Util Comm | 2009 | Redwood Falls | MN | Redwood | 7 | IC | OP | 5.8 | 6.2 | 6.2 |  | 1 | 1974 | DFO | NG | Y | Y | N | Electric Utility |  |  |  |  | N | [57 empty] | LIQUID | [39 empty] | 0.7385 | 0.025484 | 12.5895
15793 | Redwood Falls Public Util Comm | 7982 | South Generation | MN | Redwood | 3 | IC | OP | 2.2 | 2 | 2 |  | 3 | 2003 | DFO |  | N | Y | N | Electric Utility |  |  |  |  | N | [57 empty] | LIQUID | [39 empty] | 0.7385 | 0.025484 | 12.5895
15793 | Redwood Falls Public Util Comm | 7982 | South Generation | MN | Redwood | 4 | IC | OP | 2.2 | 2 | 2 |  | 3 | 2003 | DFO |  | N | Y | N | Electric Utility |  |  |  |  | N | [57 empty] | LIQUID | [39 empty] | 0.7385 | 0.025484 | 12.5895
15793 | Redwood Falls Public Util Comm | 7982 | South Generation | MN | Redwood | 5 | IC | OP | 2.2 | 2.2 | 2 |  | 3 | 2003 | DFO |  | N | Y | N | Electric Utility |  |  |  |  | N | [57 empty] | LIQUID | [39 empty] | 0.7385 | 0.025484 | 12.5895
15824 | Ecomaine | 50225 | Regional Waste Systems | ME | Cumberland | TG1 | ST | OP | 13.3 | 11.5 | 11.5 |  | 6 | 1988 | MSW | NG | N | Y | N | IPP Non-CHP |  |  |  |  | N | [25 empty] | OP: OP; DP: SD; LS: LI; N: N |  | 80 | 8 | 66330 | 100 | OP | EC | [8 empty] | 99.1 | 0.4¦¦ .3 | 65817¦¦ 72133 |  |  |  |  | OTHER SOLID | [39 empty] | 0 | 0 | 10.4
15873 | GenOn Northeast Management Company | 3118 | Conemaugh | PA | Indiana | 1 | ST | OP | 936 | 850 | 850 |  | 5 | 1970 | BIT |  | N | Y | N | IPP Non-CHP |  |  |  |  | N | Y |  |  | Y |  |  | 3 | 1994 | 1600000 | [16 empty] | OP: OP; DP: SP; LS: LS; N: N | 2.2 | 95 | 1863 | 2690964 | 99.3 | OP | EC | WS |  | 20 |  | 1.9 | 2.3 |  |  | 99.5 | 828 | 2700000 | OP | LN | AA |  | COAL | PA | Conemaugh | 3118 | 1 | 2010 |  | ARP, CAIRNOX, CAIROS, CAIRSO2 | 8371.61 | 12 | 6985785.41 |  | 3805.246 | 0.3422 | 10825.536 | 6426788.346 | 62651630.58 | 3 | Mid-Atlantic Area Council | Indiana | Electric Utility | 4911 | Electric Services | 40.3842 | -79.0611 | Exelon Generation Company LLC (Owner) PPL Montour, LLC (Owner) UGI Development Company (Owner) PSEG (Owner) Conemaugh Power LLC (Owner) Constellation Energy Commodities Group, Inc. (Owner) Duquesne Conemaugh LLC (Owner) RRI Energy Mid-Atlantic Power Holdings, LLC (Owner) (Ended Dec 09, 2010) RRI Energy Northeast Management Company (Operator) (Ended Dec 09, 2010) GenOn REMA, LLC (Owner) (Started Dec 09, 2010) GenOn Northeast Management Company (Operator) (Started Dec 09, 2010) | Table 1 | Phase 1 Group 1 | Operating | Tangentially-fired | Coal | Pipeline Natural Gas | Wet Limestone | Low NOx Burner Technology w/ Closed-coupled/Separated OFA | Electrostatic Precipitator | 8985 | 8.9555 | COAL | 910 | 1964.7059 | 0.3422 | 0.12147 | 8.9555
15873 | GenOn Northeast Management Company | 3118 | Conemaugh | PA | Indiana | 2 | ST | OP | 936 | 850 | 850 |  | 5 | 1971 | BIT |  | N | Y | N | IPP Non-CHP |  |  |  |  | N | Y |  |  | Y |  |  | 3 | 1994 | 1600000 | [16 empty] | OP: OP; DP: SP; LS: LS; N: N | 2.2 | 95 | 1863 | 2690964 | 99.3 | OP | EC | WS |  | 20 |  | 1.9 | 2.3 |  |  | 99.5 | 828 | 2700000 |  |  |  |  | COAL | PA | Conemaugh | 3118 | 2 | 2010 |  | ARP, CAIRNOX, CAIROS, CAIRSO2 | 7214.79 | 12 | 5980171.87 |  | 3250.496 | 0.3183 | 8738.574 | 5539723.598 | 54013327.22 | 3 | Mid-Atlantic Area Council | Indiana | Electric Utility | 4911 | Electric Services | 40.3842 | -79.0611 | Exelon Generation Company LLC (Owner) PPL Montour, LLC (Owner) UGI Development Company (Owner) PSEG (Owner) Conemaugh Power LLC (Owner) Constellation Energy Commodities Group, Inc. (Owner) Duquesne Conemaugh LLC (Owner) RRI Energy Mid-Atlantic Power Holdings, LLC (Owner) (Ended Dec 09, 2010) RRI Energy Northeast Management Company (Operator) (Ended Dec 09, 2010) GenOn Northeast Management Company (Operator) (Started Dec 09, 2010) GenOn REMA, LLC (Owner) (Started Dec 09, 2010) | Table 1 | Phase 1 Group 1 | Operating | Tangentially-fired | Coal | Pipeline Natural Gas | Wet Limestone | Low NOx Burner Technology w/ Closed-coupled/Separated OFA | Electrostatic Precipitator | 8985 | 9.0136 | COAL | 911 | 1964.1176 | 0.3183 | 0.12036 | 9.0136
15873 | GenOn Northeast Management Company | 3136 | Keystone | PA | Armstrong | 1 | ST | OP | 936 | 850 | 850 |  | 8 | 1967 | BIT |  | N | Y | N | IPP Non-CHP |  |  |  |  | N | Y |  |  | Y | [21 empty] | OP: OP; DP: SP; LS: LS; N: N | 3.6 | 98 |  | 2713432 | 100 | OP | EC |  |  | 0.3 |  | 1.5 | 2.3 |  |  | 99.5 | 612 | 3070000 | OP | OV |  |  | COAL | PA | Keystone | 3136 | 1 | 2010 |  | ARP, CAIRNOX, CAIROS, CAIRSO2 | 8409.66 | 12 | 7357648.07 |  | 19507.473 | 0.091 | 2868.932 | 6730633.192 | 65600750.62 | 3 | Mid-Atlantic Area Council | Armstrong | Electric Utility | 4911 | Electric Services | 40.6604 | -79.3411 | Exelon Generation Company LLC (Owner) PPL Montour, LLC (Owner) PSEG (Owner) Constellation Energy Commodities Group, Inc. (Owner) Keystone Power LLC (Owner) Duquesne Keystone LLC (Owner) RRI Energy Mid-Atlantic Power Holdings, LLC (Owner) (Ended Dec 09, 2010) RRI Energy Northeast Management Company (Operator) (Ended Dec 09, 2010) GenOn REMA, LLC (Owner) (Started Dec 09, 2010) GenOn Northeast Management Company (Operator) (Started Dec 09, 2010) | Phase 2 | Early Election | Operating | Tangentially-fired | Coal | Pipeline Natural Gas | Wet Lime FGD | Low NOx Burner Technology w/ Closed-coupled/Separated OFA Selective Catalytic Reduction | Electrostatic Precipitator | 8717 | 8.9018 | COAL | 938 | 1948.2353 | 0.091 | 0.59473 | 8.9018
15873 | GenOn Northeast Management Company | 3136 | Keystone | PA | Armstrong | 2 | ST | OP | 936 | 850 | 850 |  | 7 | 1968 | BIT |  | N | Y | N | IPP Non-CHP |  |  |  |  | N | Y |  |  | Y | [21 empty] | OP: OP; DP: SP; LS: LS; N: N | 3.6 | 98 |  | 2713432 | 100 | OP | EC |  |  | 0.3 |  | 1.5 | 2.3 |  |  | 99.5 | 462 | 3150000 | OP | OV |  |  | COAL | PA | Keystone | 3136 | 2 | 2010 |  | ARP, CAIRNOX, CAIROS, CAIRSO2 | 8268.37 | 12 | 7216623.04 |  | 19606.017 | 0.0872 | 2725.284 | 6623924.189 | 64560643.11 | 3 | Mid-Atlantic Area Council | Armstrong | Electric Utility | 4911 | Electric Services | 40.6604 | -79.3411 | Exelon Generation Company LLC (Owner) PPL Montour, LLC (Owner) PSEG (Owner) Constellation Energy Commodities Group, Inc. (Owner) Keystone Power LLC (Owner) Duquesne Keystone LLC (Owner) RRI Energy Mid-Atlantic Power Holdings, LLC (Owner) (Ended Dec 09, 2010) RRI Energy Northeast Management Company (Operator) (Ended Dec 09, 2010) GenOn Northeast Management Company (Operator) (Started Dec 09, 2010) GenOn REMA, LLC (Owner) (Started Dec 09, 2010) | Phase 2 | Early Election | Operating | Tangentially-fired | Coal | Pipeline Natural Gas | Wet Lime FGD | Low NOx Burner Technology w/ Closed-coupled/Separated OFA Selective Catalytic Reduction | Electrostatic Precipitator | 8881 | 8.9358 | COAL | 928 | 1954.1176 | 0.0872 | 0.60737 | 8.9358
15873 | GenOn Northeast Management Company | 3136 | Keystone | PA | Armstrong | 3 | IC | OP | 3 | 2.8 | 2.8 |  | 11 | 1968 | DFO |  | N | Y | N | IPP Non-CHP |  |  |  |  | N | [57 empty] | LIQUID | [39 empty] | 0.7385 | 0.025484 | 12.5895
15873 | GenOn Northeast Management Company | 3136 | Keystone | PA | Armstrong | 4 | IC | OP | 3 | 2.8 | 2.8 |  | 11 | 1968 | DFO |  | N | Y | N | IPP Non-CHP |  |  |  |  | N | [57 empty] | LIQUID | [39 empty] | 0.7385 | 0.025484 | 12.5895
15873 | GenOn Northeast Management Company | 3136 | Keystone | PA | Armstrong | 5 | IC | OP | 3 | 2.8 | 2.8 |  | 11 | 1968 | DFO |  | N | Y | N | IPP Non-CHP |  |  |  |  | N | [57 empty] | LIQUID | [39 empty] | 0.7385 | 0.025484 | 12.5895
15873 | GenOn Northeast Management Company | 3136 | Keystone | PA | Armstrong | 6 | IC | OP | 3 | 2.8 | 2.8 |  | 11 | 1968 | DFO |  | N | Y | N | IPP Non-CHP |  |  |  |  | N | [57 empty] | LIQUID | [39 empty] | 0.7385 | 0.025484 | 12.5895
15908 | GenOn West LP | 329 | Coolwater | CA | San Bernardino | 1 | ST | OP | 65.3 | 65 | 65 |  | 6 | 1961 | NG | DFO | Y | Y | N | IPP Non-CHP |  |  |  |  | N | [6 empty] | 1 | 1961 | 67500 | [44 empty] | OP | SN | AA |  | GAS | CA | Coolwater Generating Station | 329 | 1 | 2010 |  | ARP | 169.15 | 12 | 2665.68 |  | 0.01 | 0.0743 | 1.324 | 1941.46 | 32662.523 | 9 | Western Electricity Coordinating Council | San Bernardino | Electric Utility | 4911 | Electric Services | 34.8622 | -116.854 | RRI Energy Coolwater, Inc. (Owner/Operator) (Ended May 07, 2010) RRI Energy West, Inc. (Owner/Operator) (Started May 07, 2010) (Ended Dec 31, 2010) GenOn West, Inc. (Owner/Operator) (Started Dec 31, 2010) | Phase 2 |  | Operating | Dry bottom wall-fired boiler | Pipeline Natural Gas | Diesel Oil |  | Overfire Air |  | 700 | 10.1758 | GAS | 61 | 1967.2131 | 0.0743 | 0.000612 | 10.1758
15908 | GenOn West LP | 329 | Coolwater | CA | San Bernardino | 2 | ST | OP | 82 | 81 | 81 |  | 5 | 1964 | NG | DFO | Y | Y | N | IPP Non-CHP |  |  |  |  | N | [6 empty] | 2 | 1964 | 96200 | [48 empty] | GAS | CA | Coolwater Generating Station | 329 | 41 | 2010 |  | ARP | 54.44 | 12 | 2242.7 |  | 0.009 | 0.1152 | 1.628 | 1699.894 | 28600.096 | 9 | Western Electricity Coordinating Council | San Bernardino | Electric Utility | 4911 | Electric Services | 34.8622 | -116.854 | RRI Energy Coolwater, Inc. (Owner/Operator) (Ended May 07, 2010) RRI Energy West, Inc. (Owner/Operator) (Started May 07, 2010) (Ended Dec 31, 2010) GenOn West, Inc. (Owner/Operator) (Started Dec 31, 2010) | Phase 2 |  | Operating | Combined cycle | Pipeline Natural Gas | Diesel Oil |  | Water Injection |  | 1350 | 9.8333 | GAS | 94 | 419.7531 | 0.1152 | 0.000629 | 9.8333
15908 | GenOn West LP | 329 | Coolwater | CA | San Bernardino | 30 | CA | OP | 120 | 99 | 99 |  | 5 | 1978 | NG |  | N | Y | N | IPP Non-CHP |  |  |  |  | N | [6 empty] | 31¦¦32 | 1978 | 494500 | [48 empty] | GAS | [39 empty] | 0 | 0 | 10.4
15908 | GenOn West LP | 329 | Coolwater | CA | San Bernardino | 31 | CT | OP | 85 | 66 | 66 |  | 5 | 1978 | NG |  | N | Y | N | IPP Non-CHP |  |  |  |  | N | [57 empty] | GAS | CA | Coolwater Generating Station | 329 | 31 | 2010 |  | ARP | 81.45 | 12 | 3273.92 |  | 0.013 | 0.132 | 2.713 | 2553.548 | 42972.08 | 9 | Western Electricity Coordinating Council | San Bernardino | Electric Utility | 4911 | Electric Services | 34.8622 | -116.854 | RRI Energy Coolwater, Inc. (Owner/Operator) (Ended May 07, 2010) RRI Energy West, Inc. (Owner/Operator) (Started May 07, 2010) (Ended Dec 31, 2010) GenOn West, Inc. (Owner/Operator) (Started Dec 31, 2010) | Phase 2 |  | Operating | Combined cycle | Pipeline Natural Gas | Diesel Oil |  | Water Injection |  | 1350 | 9.8444 | GAS | 108 | 1681.8182 | 0.132 | 0.000605 | 9.8444
15908 | GenOn West LP | 329 | Coolwater | CA | San Bernardino | 32 | CT | OP | 85 | 66 | 66 |  | 5 | 1978 | NG |  | N | Y | N | IPP Non-CHP |  |  |  |  | N | [57 empty] | GAS | CA | Coolwater Generating Station | 329 | 32 | 2010 |  | ARP | 138.9 | 12 | 5657.32 |  | 0.023 | 0.1264 | 4.7 | 4503.443 | 75780.514 | 9 | Western Electricity Coordinating Council | San Bernardino | Electric Utility | 4911 | Electric Services | 34.8622 | -116.854 | RRI Energy Coolwater, Inc. (Owner/Operator) (Ended May 07, 2010) RRI Energy West, Inc. (Owner/Operator) (Started May 07, 2010) (Ended Dec 31, 2010) GenOn West, Inc. (Owner/Operator) (Started Dec 31, 2010) | Phase 2 |  | Operating | Combined cycle | Pipeline Natural Gas | Diesel Oil |  | Water Injection |  | 1350 | 9.8259 | GAS | 107 | 1689.3939 | 0.1264 | 0.000607 | 9.8259
15908 | GenOn West LP | 329 | Coolwater | CA | San Bernardino | 40 | CA | OP | 120 | 99 | 99 |  | 8 | 1978 | NG |  | N | Y | N | IPP Non-CHP |  |  |  |  | N | [6 empty] | 41¦¦42 | 1978 | 494500 | [48 empty] | GAS | [39 empty] | 0 | 0 | 10.4
15908 | GenOn West LP | 329 | Coolwater | CA | San Bernardino | 41 | CT | OP | 85 | 66 | 66 |  | 8 | 1978 | NG |  | N | Y | N | IPP Non-CHP |  |  |  |  | N | [57 empty] | GAS | CA | Coolwater Generating Station | 329 | 41 | 2010 |  | ARP | 54.44 | 12 | 2242.7 |  | 0.009 | 0.1152 | 1.628 | 1699.894 | 28600.096 | 9 | Western Electricity Coordinating Council | San Bernardino | Electric Utility | 4911 | Electric Services | 34.8622 | -116.854 | RRI Energy Coolwater, Inc. (Owner/Operator) (Ended May 07, 2010) RRI Energy West, Inc. (Owner/Operator) (Started May 07, 2010) (Ended Dec 31, 2010) GenOn West, Inc. (Owner/Operator) (Started Dec 31, 2010) | Phase 2 |  | Operating | Combined cycle | Pipeline Natural Gas | Diesel Oil |  | Water Injection |  | 1350 | 9.8333 | GAS | 94 | 1787.8788 | 0.1152 | 0.000629 | 9.8333
15908 | GenOn West LP | 329 | Coolwater | CA | San Bernardino | 42 | CT | OP | 85 | 66 | 66 |  | 8 | 1978 | NG |  | N | Y | N | IPP Non-CHP |  |  |  |  | N | [57 empty] | GAS | CA | Coolwater Generating Station | 329 | 42 | 2010 |  | ARP | 102.85 | 12 | 4072.05 |  | 0.016 | 0.1242 | 3.304 | 3244.044 | 54585.191 | 9 | Western Electricity Coordinating Council | San Bernardino | Electric Utility | 4911 | Electric Services | 34.8622 | -116.854 | RRI Energy Coolwater, Inc. (Owner/Operator) (Ended May 07, 2010) RRI Energy West, Inc. (Owner/Operator) (Started May 07, 2010) (Ended Dec 31, 2010) GenOn West, Inc. (Owner/Operator) (Started Dec 31, 2010) | Phase 2 |  | Operating | Combined cycle | Pipeline Natural Gas | Diesel Oil |  | Water Injection |  | 1350 | 9.1195 | GAS | 95 | 1780.303 | 0.1242 | 0.000586 | 9.1195
15908 | GenOn West LP | 331 | Etiwanda Generating Station | CA | San Bernardino | 3 | ST | OP | 333 | 320 | 320 |  | 5 | 1963 | NG |  | N | Y | N | IPP Non-CHP |  |  |  |  | N | [6 empty] | 3 | 1963 | 440000 | [48 empty] | GAS | CA | Etiwanda Generating Station | 331 | 3 | 2010 |  | ARP | 1189.12 | 12 | 128467.58 |  | 0.431 | 0.0076 | 4.988 | 85416.144 | 1437297.491 | 9 | Western Electricity Coordinating Council | San Bernardino | Electric Utility | 4911 | Electric Services | 34.0911 | -117.5256 | RRI Energy Etiwanda, Inc. (Owner/Operator) (Ended May 07, 2010) RRI Energy West, Inc. (Owner/Operator) (Started May 07, 2010) (Ended Dec 31, 2010) GenOn West, Inc. (Owner/Operator) (Started Dec 31, 2010) | Phase 2 |  | Operating | Tangentially-fired | Pipeline Natural Gas |  |  | Selective Catalytic Reduction |  | 3600 | 9.8008 | GAS | 333 | 1979.6875 | 0.0076 | 0.0006 | 9.8008
15908 | GenOn West LP | 331 | Etiwanda Generating Station | CA | San Bernardino | 4 | ST | OP | 333 | 320 | 320 |  | 10 | 1963 | NG |  | N | Y | N | IPP Non-CHP |  |  |  |  | N | [6 empty] | 4 | 1963 | 440000 | [48 empty] | GAS | CA | Etiwanda Generating Station | 331 | 4 | 2010 |  | ARP | 1384.72 | 12 | 108181.79 |  | 0.397 | 0.0071 | 4.452 | 78681.161 | 1323986.415 | 9 | Western Electricity Coordinating Council | San Bernardino | Electric Utility | 4911 | Electric Services | 34.0911 | -117.5256 | RRI Energy Etiwanda, Inc. (Owner/Operator) (Ended May 07, 2010) RRI Energy West, Inc. (Owner/Operator) (Started May 07, 2010) (Ended Dec 31, 2010) GenOn West, Inc. (Owner/Operator) (Started Dec 31, 2010) | Phase 2 |  | Operating | Tangentially-fired | Pipeline Natural Gas |  |  | Selective Catalytic Reduction |  | 3600 | 10.2723 | GAS | 333 | 1979.6875 | 0.0071 | 0.0006 | 10.2723
15908 | GenOn West LP | 345 | Mandalay | CA | Ventura | 3 | GT | OP | 138 | 130 | 130 |  | 4 | 1970 | NG |  | N | Y | N | IPP Non-CHP |  |  |  |  | N | [57 empty] | GAS | CA | Mandalay Generating Station | 345 | 1 | 2010 |  | ARP | 538.04 | 12 | 30387.91 |  | 0.1 | 0.0032 | 0.545 | 19802.806 | 333229.481 | 9 | Western Electricity Coordinating Council | Ventura | Electric Utility | 4911 | Electric Services | 34.2072 | -119.2511 | RRI Energy Mandalay, Inc. (Owner/Operator) (Ended May 07, 2010) RRI Energy West, Inc. (Owner/Operator) (Started May 07, 2010) (Ended Dec 31, 2010) GenOn West, Inc. (Owner/Operator) (Started Dec 31, 2010) | Phase 2 |  | Operating | Dry bottom wall-fired boiler | Pipeline Natural Gas |  |  | Selective Catalytic Reduction |  | 2250 | 9.4051 | GAS | 228 | 123.0769 | 0.0032 | 0.0006 | 9.4051
15908 | GenOn West LP | 345 | Mandalay | CA | Ventura | 1 | ST | OP | 218 | 215 | 215 |  | 5 | 1959 | NG |  | N | Y | N | IPP Non-CHP |  |  |  |  | N | [6 empty] | 1 | 1959 | 216000 | [48 empty] | GAS | CA | Mandalay Generating Station | 345 | 1 | 2010 |  | ARP | 538.04 | 12 | 30387.91 |  | 0.1 | 0.0032 | 0.545 | 19802.806 | 333229.481 | 9 | Western Electricity Coordinating Council | Ventura | Electric Utility | 4911 | Electric Services | 34.2072 | -119.2511 | RRI Energy Mandalay, Inc. (Owner/Operator) (Ended May 07, 2010) RRI Energy West, Inc. (Owner/Operator) (Started May 07, 2010) (Ended Dec 31, 2010) GenOn West, Inc. (Owner/Operator) (Started Dec 31, 2010) | Phase 2 |  | Operating | Dry bottom wall-fired boiler | Pipeline Natural Gas |  |  | Selective Catalytic Reduction |  | 2250 | 9.4051 | GAS | 228 | 1969.7674 | 0.0032 | 0.0006 | 9.4051
15908 | GenOn West LP | 345 | Mandalay | CA | Ventura | 2 | ST | OP | 218 | 215 | 215 |  | 8 | 1959 | NG |  | N | Y | N | IPP Non-CHP |  |  |  |  | N | [6 empty] | 1 | 1959 | 216000 | [48 empty] | GAS | CA | Mandalay Generating Station | 345 | 2 | 2010 |  | ARP | 854.5 | 12 | 59988.47 |  | 0.187 | 0.0051 | 1.526 | 37003.817 | 622655.106 | 9 | Western Electricity Coordinating Council | Ventura | Electric Utility | 4911 | Electric Services | 34.2072 | -119.2511 | RRI Energy Mandalay, Inc. (Owner/Operator) (Ended May 07, 2010) RRI Energy West, Inc. (Owner/Operator) (Started May 07, 2010) (Ended Dec 31, 2010) GenOn West, Inc. (Owner/Operator) (Started Dec 31, 2010) | Phase 2 |  | Operating | Dry bottom wall-fired boiler | Pipeline Natural Gas |  |  | Selective Catalytic Reduction |  | 2250 | 9.3559 | GAS | 230 | 1965.1163 | 0.0051 | 0.000601 | 9.3559
15908 | GenOn West LP | 350 | Ormond Beach | CA | Ventura | 1 | ST | OP | 806 | 741 | 741 |  | 8 | 1971 | NG |  | N | Y | N | IPP Non-CHP |  |  |  |  | N | [6 empty] | 1 | 1971 | 1130000 | [48 empty] | GAS | CA | Ormond Beach Generating Station | 350 | 1 | 2010 |  | ARP | 320.25 | 12 | 52175.27 |  | 0.194 | 0.0141 | 3.01 | 38343.032 | 645198.751 | 9 | Western Electricity Coordinating Council | Ventura | Electric Utility | 4911 | Electric Services | 34.1292 | -119.1689 | RRI Energy Ormond Beach, Inc. (Owner/Operator) (Ended May 07, 2010) RRI Energy West, Inc. (Owner/Operator) (Started May 07, 2010) (Ended Dec 31, 2010) GenOn West, Inc. (Owner/Operator) (Started Dec 31, 2010) | Phase 2 |  | Operating | Dry bottom wall-fired boiler | Pipeline Natural Gas |  |  | Selective Catalytic Reduction |  | 7500 | 9.5381 | GAS | 716 | 1982.5419 | 0.0141 | 0.000601 | 9.5381
15908 | GenOn West LP | 350 | Ormond Beach | CA | Ventura | 2 | ST | OP | 806 | 775 | 775 |  | 3 | 1973 | NG |  | N | Y | N | IPP Non-CHP |  |  |  |  | N | [6 empty] | 2 | 1973 | 1130000 | [48 empty] | GAS | CA | Ormond Beach Generating Station | 350 | 2 | 2010 |  | ARP | 537.47 | 12 | 71199.44 |  | 0.252 | 0.004 | 2.133 | 49878.026 | 839282.284 | 9 | Western Electricity Coordinating Council | Ventura | Electric Utility | 4911 | Electric Services | 34.1292 | -119.1689 | RRI Energy Ormond Beach, Inc. (Owner/Operator) (Ended May 07, 2010) RRI Energy West, Inc. (Owner/Operator) (Started May 07, 2010) (Ended Dec 31, 2010) GenOn West, Inc. (Owner/Operator) (Started Dec 31, 2010) | Phase 2 |  | Operating | Dry bottom wall-fired boiler | Pipeline Natural Gas |  |  | Selective Catalytic Reduction |  | 7500 | 9.3835 | GAS | 712 | 1955.7584 | 0.004 | 0.000601 | 9.3835
15908 | GenOn West LP | 8076 | Ellwood | CA | Santa Barbara | 1 | GT | OP | 58 | 54 | 54 |  | 8 | 1974 | NG |  | N | Y | N | IPP Non-CHP |  |  |  |  | N | [57 empty] | GAS | [39 empty] | 0.12379 | 0.0015539 | 14.455
15912 | Resource Technology Corp | 55057 | Biodyne Peoria | IL | Peoria | 3 | IC | OP | 0.8 | 0.8 | 0.8 |  | 12 | 1997 | LFG |  | N | Y | N | IPP Non-CHP |  |  |  |  | N | [57 empty] | GAS | [39 empty] | 1.1659 | 0.0016829 | 10.4
15927 | Rhodia Inc | 52063 | Martinez Sulfuric Acid Regeneration Plt | CA | Contra Costa | GEN1 | ST | OP | 4 | 4 | 4 |  | 1 | 1978 | OTH | NG | N | Y | Y | Industrial CHP |  |  |  |  | N | [57 empty] | N/A | [39 empty] | 0 | 0 | 10.4
15927 | Rhodia Inc | 52064 | Rhodia Dominguez Plant | CA | Los Angeles | GEN1 | ST | OP | 5 | 3.5 | 3.5 |  | 8 | 1976 | NG | OTH | N | Y | Y | Industrial CHP |  |  |  |  | N | [57 empty] | GAS | [39 empty] | 0.20892 | 0.000248 | 12.0671
15927 | Rhodia Inc | 52065 | Rhodia Houston Plant | TX | Harris | GEN1 | ST | OP | 6 | 5.2 | 5.8 |  | 1 | 1970 | OTH | NG | N | Y | Y | Industrial CHP |  |  |  |  | N | [57 empty] | N/A | [39 empty] | 0 | 0 | 10.4
15927 | Rhodia Inc | 52065 | Rhodia Houston Plant | TX | Harris | GEN2 | ST | OP | 1.5 | 1.5 | 1.5 |  | 1 | 1970 | OTH | NG | N | Y | Y | Industrial CHP |  |  |  |  | N | [57 empty] | N/A | [39 empty] | 0 | 0 | 10.4
15941 | Rice University | 50054 | Rice University | TX | Harris | GEN2 | GT | OP | 3.8 | 3.8 | 3.8 |  | 2 | 1989 | NG |  | N | N | Y | Commercial CHP |  |  |  |  | N | [57 empty] | GAS | [39 empty] | 0.32324 | 0.0032833 | 9.0037
15986 | Rio Bravo Fresno | 10767 | Rio Bravo Fresno | CA | Fresno | GEN1 | ST | OP | 28 | 24.3 | 24.3 |  | 7 | 1988 | WDS |  | N | Y | N | IPP Non-CHP |  |  |  |  | N | [40 empty] | OP | EK | [8 empty] | 99.7 | 27.5 | 352430 |  |  |  |  | OTHER SOLID | [39 empty] | 0.5034 | 0.030589 | 13.5759
15989 | City of Richmond - (IN) | 1040 | Whitewater Valley | IN | WAYNE | 1 | ST | OP | 33 | 34.7 | 34.7 |  | 3 | 1955 | BIT |  | N | Y | N | Electric Utility |  |  |  |  | N | Y | [39 empty] | OP | EK¦¦BP |  |  | 11.7¦¦ 0 |  | 2.2¦¦ 0 | ¦¦ 3 | 0.5¦¦ 0 |  | 99¦¦ 99.9 | 96¦¦ 16.7 | 135800¦¦ 413000 |  |  |  |  | COAL | IN | Whitewater Valley | 1040 | 1 | 2010 | CS12 | ARP, CAIRNOX, CAIROS, CAIRSO2 | 4040.74 | 12 | 89559.6 |  | 1801.248 | 0.2643 | 136.541 | 107095.026 | 1043796.685 | 5 | East Central Area Reliability Coordination Agreement | Wayne | Electric Utility | 4911 | Electric Services | 39.8028 | -84.8953 | City of Richmond (Owner/Operator) | Phase 2 | Early Election | Operating | Dry bottom wall-fired boiler | Coal | Diesel Oil |  | Low NOx Burner Technology (Dry Bottom only) Ammonia Injection Overfire Air | Electrostatic Precipitator Baghouse | 399 | 11.4929 | COAL | 37 | 1966.8588 | 0.2643 | 3.4513 | 11.4929
15989 | City of Richmond - (IN) | 1040 | Whitewater Valley | IN | WAYNE | 2 | ST | OP | 60.9 | 65 | 65 |  | 8 | 1973 | BIT |  | N | Y | N | Electric Utility |  |  |  |  | N | Y | [39 empty] | OP | EK¦¦BP |  |  | 11.7¦¦ 0 |  | 2.2¦¦ 0 | ¦¦ 3 | 0.5¦¦ 0 |  | 99¦¦ 99.9 | 96¦¦ 16.7 | 276500¦¦ 413000 |  |  |  |  | COAL | IN | Whitewater Valley | 1040 | 2 | 2010 | CS12 | ARP, CAIRNOX, CAIROS, CAIRSO2 | 3113.83 | 12 | 150495.19 |  | 3004.816 | 0.2629 | 222.184 | 173727.806 | 1693252.864 | 5 | East Central Area Reliability Coordination Agreement | Wayne | Electric Utility | 4911 | Electric Services | 39.8028 | -84.8953 | City of Richmond (Owner/Operator) | Phase 2 | Early Election | Operating | Tangentially-fired | Coal | Diesel Oil | Other | Low NOx Burner Technology w/ Separated OFA Ammonia Injection Overfire Air | Baghouse Electrostatic Precipitator | 729 | 11.2236 | COAL | 69 | 1969.2308 | 0.2629 | 3.5492 | 11.2236
16001 | Rhode Island Hospital | 52024 | Rhode Island Hospital | RI | Providence | GEN2 | ST | OP | 1.7 | 1.7 | 1.7 |  | 10 | 1974 | NG | RFO | Y | N | Y | Commercial CHP |  |  |  |  | N | [57 empty] | GAS | [39 empty] | 0.777 | 0.0024871 | 12.6822
16001 | Rhode Island Hospital | 52024 | Rhode Island Hospital | RI | Providence | GEN4 | ST | OP | 1.7 | 1.7 | 1.7 |  | 10 | 1974 | NG | RFO | Y | N | Y | Commercial CHP |  |  |  |  | N | [57 empty] | GAS | [39 empty] | 0.777 | 0.0024871 | 12.6822
16001 | Rhode Island Hospital | 52024 | Rhode Island Hospital | RI | Providence | NEW1 | ST | OP | 3.5 | 3 | 3 |  | 12 | 1993 | NG | RFO | Y | N | Y | Commercial CHP |  |  |  |  | N | [57 empty] | GAS | [39 empty] | 0.777 | 0.0033082 | 10.503
16001 | Rhode Island Hospital | 52024 | Rhode Island Hospital | RI | Providence | NEW3 | ST | OP | 3.5 | 3 | 3 |  | 9 | 1993 | NG | RFO | Y | N | Y | Commercial CHP |  |  |  |  | N | [57 empty] | GAS | [39 empty] | 0.777 | 0.0033082 | 10.503
16002 | Rio Bravo Poso | 10769 | Rio Bravo Poso | CA | Kern | UP8 | ST | OP | 38.2 | 33 | 33 |  | 9 | 1989 | BIT | PC | Y | Y | Y | IPP CHP |  |  |  |  | N |  | Y | [38 empty] | OP | BP |  |  | 11 | 0.3 | 0.8 |  | 0.8 |  | 99.9 | 0.52 | 123655 |  |  |  |  | COAL | [39 empty] | 0.60075 | 0.37108 | 11.2972
16024 | Riverwood Intl USA Inc | 54464 | Riverwood International Macon Mill | GA | Bibb | 1 | ST | OP | 7.5 | 9 | 9 |  | 6 | 1948 | BLQ | WDS | Y | N | Y | Industrial CHP |  |  |  |  | N | [25 empty] | OP: ¦¦OP; DP: ¦¦VE; LS: ¦¦CSH; N: ¦¦N | ¦¦ 3 | ¦¦ 99 | ¦¦ 130 | ¦¦ 140000 | ¦¦ 100 | OP | WS¦¦EW |  |  | 7 | 1 | 3 |  | 3 |  | 85¦¦ 90¦¦ 99 | 25¦¦ 50¦¦ 15 | 100000¦¦ 140000¦¦ 335000 |  |  |  |  | LIQUID | [39 empty] | 0.10196 | 0.049001 | 10.4
16024 | Riverwood Intl USA Inc | 54464 | Riverwood International Macon Mill | GA | Bibb | 2 | ST | OP | 5 | 4.7 | 4.7 |  | 6 | 1948 | BLQ | WDS | Y | N | Y | Industrial CHP |  |  |  |  | N | [25 empty] | OP: ¦¦OP; DP: ¦¦VE; LS: ¦¦CSH; N: ¦¦N | ¦¦ 3 | ¦¦ 99 | ¦¦ 130 | ¦¦ 140000 | ¦¦ 100 | OP | WS¦¦EW |  |  | 7 | 1 | 3 |  | 3 |  | 85¦¦ 90¦¦ 99 | 25¦¦ 50¦¦ 15 | 100000¦¦ 140000¦¦ 335000 |  |  |  |  | LIQUID | [39 empty] | 0.10196 | 0.049001 | 10.4
16024 | Riverwood Intl USA Inc | 54464 | Riverwood International Macon Mill | GA | Bibb | 3 | ST | OP | 5 | 4.7 | 4.7 |  | 6 | 1948 | BLQ | WDS | Y | N | Y | Industrial CHP |  |  |  |  | N | [25 empty] | OP: ¦¦OP; DP: ¦¦VE; LS: ¦¦CSH; N: ¦¦N | ¦¦ 3 | ¦¦ 99 | ¦¦ 130 | ¦¦ 140000 | ¦¦ 100 | OP | WS¦¦EW |  |  | 7 | 1 | 3 |  | 3 |  | 85¦¦ 90¦¦ 99 | 25¦¦ 50¦¦ 15 | 100000¦¦ 140000¦¦ 335000 |  |  |  |  | LIQUID | [39 empty] | 0.10196 | 0.049001 | 10.4
16024 | Riverwood Intl USA Inc | 54464 | Riverwood International Macon Mill | GA | Bibb | 4 | ST | OP | 15.9 | 21.6 | 21.6 |  | 6 | 1981 | BLQ | WDS | Y | N | Y | Industrial CHP |  |  |  |  | N | [25 empty] | OP: ¦¦OP; DP: ¦¦VE; LS: ¦¦CSH; N: ¦¦N | ¦¦ 3 | ¦¦ 99 | ¦¦ 130 | ¦¦ 140000 | ¦¦ 100 | OP | WS¦¦EW |  |  | 7 | 1 | 3 |  | 3 |  | 85¦¦ 90¦¦ 99 | 25¦¦ 50¦¦ 15 | 100000¦¦ 140000¦¦ 335000 |  |  |  |  | LIQUID | [39 empty] | 0.0842 | 0.049001 | 10.4
16045 | Riverside County Waste Management Dept | 55820 | RCWMD Badlands Landfill Gas Project | CA | Riverside | GEN1 | IC | OP | 1.3 | 1 | 1 |  | 2 | 2001 | LFG |  | N | Y | N | Commercial Non-CHP |  |  |  |  | N | [57 empty] | GAS | [39 empty] | 1.1659 | 0.0016829 | 10.4
16061 | Rio Bravo Jasmin | 10768 | Rio Bravo Jasmin | CA | Kern | UP9 | ST | OP | 38.2 | 33 | 33 |  | 9 | 1989 | SUB | PC | Y | Y | Y | IPP CHP |  |  |  |  | N |  | Y | [38 empty] | OP | BP |  |  | 11 |  | 0.8 |  |  |  | 99.9 | 4.31 | 123655 |  |  |  |  | COAL | [39 empty] | 0.4515 | 0.36286 | 11.461
16064 | Graphic Packaging International | 50028 | Plant 31 Paper Mill | LA | Ouachita | GEN5 | ST | OP | 25 | 25 | 25 |  | 1 | 1964 | NG | WDS | Y | N | Y | Industrial CHP | [45 empty] | ¦¦OP¦¦OP¦¦OP | ¦¦MC¦¦EW¦¦EW | ¦¦WS | [7 empty] | ¦¦ 91¦¦ 99.7¦¦ 99.4 | ¦¦ 64¦¦ 29¦¦ 40 | ¦¦ 345000¦¦ 354000¦¦ 263000 |  |  |  |  | GAS | [39 empty] | 0.22092 | 0.0009768 | 12.1693
16064 | Graphic Packaging International | 50028 | Plant 31 Paper Mill | LA | Ouachita | GEN6 | ST | OP | 20 | 20 | 20 |  | 1 | 1977 | NG | WDS | Y | N | Y | Industrial CHP | [45 empty] | ¦¦OP¦¦OP¦¦OP | ¦¦MC¦¦EW¦¦EW | ¦¦WS | [7 empty] | ¦¦ 91¦¦ 99.7¦¦ 99.4 | ¦¦ 64¦¦ 29¦¦ 40 | ¦¦ 345000¦¦ 354000¦¦ 263000 |  |  |  |  | GAS | [39 empty] | 0.26365 | 0.0010275 | 11.5087
16070 | Rio Blanco Water Conserv Dist | 54729 | Taylor Draw Hydroelectric Facility | CO | Rio Blanco | COX1 | HY | OP | 2.3 | 2 | 2 |  | 4 | 1993 | WAT |  | N | Y | N | IPP Non-CHP |  |  |  |  | N | [57 empty] | N/A | [39 empty] | 0 | 0 | 10.4
16073 | Riverview Energy Systems | 54057 | Riverview Energy Systems | MI | Wayne | GEN1 | GT | OP | 3.3 | 2.8 | 3.2 |  | 1 | 1988 | LFG | NG | Y | N | N | IPP Non-CHP |  |  |  |  | N | [57 empty] | GAS | [39 empty] | 0.0016829 | 0.0016829 | 10.4
16073 | Riverview Energy Systems | 54057 | Riverview Energy Systems | MI | Wayne | GEN2 | GT | OP | 3.3 | 2.8 | 3.2 |  | 1 | 1988 | LFG | NG | Y | N | N | IPP Non-CHP |  |  |  |  | N | [57 empty] | GAS | [39 empty] | 0.0016829 | 0.0016829 | 10.4
16077 | Rio Bravo Rocklin | 10772 | Rio Bravo Rocklin | CA | Placer | GEN1 | ST | OP | 27.9 | 24.4 | 24.4 |  | 6 | 1989 | WDS | NG | N | Y | N | IPP Non-CHP |  |  |  |  | N | [40 empty] | OP | EK | [8 empty] | 99.7 | 6.5 | 116600 |  |  |  |  | OTHER SOLID | [39 empty] | 0.5034 | 0.029864 | 13.5611
16082 | City of River Falls | 4133 | Junction | WI | Pierce | 1 | HY | OP | 0.2 | 0.2 | 0.2 |  | 8 | 1948 | WAT |  | N | N | N | Electric Utility |  |  |  |  | N | [57 empty] | N/A | [39 empty] | 0 | 0 | 10.4
16088 | City of Riverside - (CA) | 56143 | Riverside Energy Resource Center | CA | Riverside | 1 | GT | OP | 50 | 50 | 50 |  | 6 | 2006 | NG |  | N | N | N | Electric Utility |  |  |  |  | N | [57 empty] | GAS | CA | Riverside Energy Resource Center | 56143 | 1 | 2010 |  | ARP | 170.75 | 12 | 6771.5 |  | 0.021 | 0.0308 | 0.497 | 4157.775 | 69970.325 | 9 | Western Electricity Coordinating Council | Riverside | Electric Utility |  |  | 33.9636 | -117.4528 | City of Riverside, CA (Owner/Operator) | Phase 2 |  | Operating | Combustion turbine | Pipeline Natural Gas |  |  | Water Injection Selective Catalytic Reduction |  | 525 | 9.8921 | GAS | 50 | 2000 | 0.0308 | 0.0006 | 9.8921
16088 | City of Riverside - (CA) | 56143 | Riverside Energy Resource Center | CA | Riverside | 2 | GT | OP | 50 | 50 | 50 |  | 7 | 2006 | NG |  | N | N | N | Electric Utility |  |  |  |  | N | [57 empty] | GAS | CA | Riverside Energy Resource Center | 56143 | 2 | 2010 |  | ARP | 195.25 | 12 | 7181 |  | 0.023 | 0.0385 | 0.702 | 4542.85 | 76438.3 | 9 | Western Electricity Coordinating Council | Riverside | Electric Utility |  |  | 33.9636 | -117.4528 | City of Riverside, CA (Owner/Operator) | Phase 2 |  | Operating | Combustion turbine | Pipeline Natural Gas |  |  | Water Injection Selective Catalytic Reduction |  | 525 | 10.0714 | GAS | 51 | 1990 | 0.0385 | 0.000602 | 10.0714
16088 | City of Riverside - (CA) | 56143 | Riverside Energy Resource Center | CA | Riverside | 3 | GT | OP | 48 | 48 | 48 |  | 4 | 2011 | NG |  | N | N | N | Electric Utility |  |  |  |  | N | [57 empty] | GAS | CA | Riverside Energy Resource Center | 56143 | 1 | 2010 |  | ARP | 170.75 | 12 | 6771.5 |  | 0.021 | 0.0308 | 0.497 | 4157.775 | 69970.325 | 9 | Western Electricity Coordinating Council | Riverside | Electric Utility |  |  | 33.9636 | -117.4528 | City of Riverside, CA (Owner/Operator) | Phase 2 |  | Operating | Combustion turbine | Pipeline Natural Gas |  |  | Water Injection Selective Catalytic Reduction |  | 525 | 9.8921 | GAS | 50 | 479.1667 | 0.0308 | 0.0006 | 9.8921
16088 | City of Riverside - (CA) | 56143 | Riverside Energy Resource Center | CA | Riverside | 4 | GT | OP | 48 | 48 | 48 |  | 4 | 2011 | NG |  | N | N | N | Electric Utility | [62 empty] | GAS | CA | Riverside Energy Resource Center | 56143 | 4 | 2010 |  | ARP | 52.25 | 3 | 2100.75 |  | 0.006 | 0.0732 | 0.856 | 1219.95 | 20528.7 | 9 | Western Electricity Coordinating Council | Riverside | Electric Utility |  |  | 33.9636 | -117.4528 |  | Phase 2 |  | Operating (Started 10/28/2010) | Combustion turbine (Started Oct 28, 2010) | Pipeline Natural Gas |  |  | Water Injection Selective Catalytic Reduction |  | 525 | 10.4 | GAS | 53.7245 | 1940.37 | 0.0732 | 0.000585 | 9.7721
16088 | City of Riverside - (CA) | 56144 | Springs Generating Station | CA | Riverside | 1 | GT | OP | 10 | 10 | 10 |  | 7 | 2002 | NG |  | N | Y | N | Electric Utility |  |  |  |  | N | [57 empty] | GAS | [39 empty] | 0.11198 | 0.0009858 | 10.3881
16088 | City of Riverside - (CA) | 56144 | Springs Generating Station | CA | Riverside | 2 | GT | OP | 10 | 10 | 10 |  | 7 | 2002 | NG |  | N | Y | N | Electric Utility |  |  |  |  | N | [57 empty] | GAS | [39 empty] | 0.11198 | 0.0009858 | 10.3881
16088 | City of Riverside - (CA) | 56144 | Springs Generating Station | CA | Riverside | 3 | GT | OP | 10 | 10 | 10 |  | 7 | 2002 | NG |  | N | Y | N | Electric Utility |  |  |  |  | N | [57 empty] | GAS | [39 empty] | 0.11198 | 0.0009858 | 10.3881
16088 | City of Riverside - (CA) | 56144 | Springs Generating Station | CA | Riverside | 4 | GT | OP | 10 | 10 | 10 |  | 7 | 2002 | NG |  | N | Y | N | Electric Utility |  |  |  |  | N | [57 empty] | GAS | [39 empty] | 0.11198 | 0.0009858 | 10.3881
16088 | City of Riverside - (CA) | 56356 | Clearwater Power Plant | CA | Riverside | CT1 | CT | OP | 41 | 21 | 21 |  | 3 | 2005 | NG |  | N | Y | Y | Electric Utility |  |  |  |  | N | [57 empty] | GAS | [39 empty] | 0.038773 | 0.0008745 | 9.6197
16088 | City of Riverside - (CA) | 56356 | Clearwater Power Plant | CA | Riverside | ST1 | CA | OP | 8 | 7 | 7 |  | 3 | 2005 | NG |  | N | Y | Y | Electric Utility |  |  |  |  | N | [57 empty] | GAS | [39 empty] | 0 | 0 | 10.4
16098 | Rio Grande Valley Sugar Growers, Inc. | 54338 | Rio Grande Valley Sugar Growers | TX | Hidalgo | GENA | ST | OP | 2.5 | 2.5 | 2.5 |  | 10 | 1973 | AB | NG | Y | Y | Y | Industrial CHP |  |  |  |  | N | [9 empty] | ¦¦ .2 |  |  | ¦¦OP | ¦¦DH | ¦¦NH | ¦¦ 1990 | ¦¦ 1990 | ¦¦ 1990 | ¦¦MS | ¦¦NC | [37 empty] | OTHER SOLID | [39 empty] | 0.1371 | 0.012928 | 12.8432
16098 | Rio Grande Valley Sugar Growers, Inc. | 54338 | Rio Grande Valley Sugar Growers | TX | Hidalgo | GENB | ST | OP | 2.5 | 2.5 | 2.5 |  | 10 | 1973 | AB | NG | Y | Y | Y | Industrial CHP |  |  |  |  | N | [9 empty] | ¦¦ .2 |  |  | ¦¦OP | ¦¦DH | ¦¦NH | ¦¦ 1990 | ¦¦ 1990 | ¦¦ 1990 | ¦¦MS | ¦¦NC | [37 empty] | OTHER SOLID | [39 empty] | 0.1371 | 0.012928 | 12.8432
16098 | Rio Grande Valley Sugar Growers, Inc. | 54338 | Rio Grande Valley Sugar Growers | TX | Hidalgo | GENC | ST | OP | 2.5 | 2.5 | 2.5 |  | 1 | 1995 | AB | NG | Y | Y | Y | Industrial CHP |  |  |  |  | N | [9 empty] | ¦¦ .2 |  |  | ¦¦OP | ¦¦DH | ¦¦NH | ¦¦ 1990 | ¦¦ 1990 | ¦¦ 1990 | ¦¦MS | ¦¦NC | [37 empty] | OTHER SOLID | [39 empty] | 0.1371 | 0.012928 | 12.8432
16098 | Rio Grande Valley Sugar Growers, Inc. | 54338 | Rio Grande Valley Sugar Growers | TX | Hidalgo | GEND | ST | OP | 16 | 12 | 12 |  | 8 | 2009 | AB | NG | Y | Y | Y | Industrial CHP |  |  |  |  | N | [9 empty] | ¦¦ .2 |  |  | ¦¦OP | ¦¦DH | ¦¦NH | ¦¦ 1990 | ¦¦ 1990 | ¦¦ 1990 | ¦¦MS | ¦¦NC | [37 empty] | OTHER SOLID | [39 empty] | 0.1371 | 0.012928 | 12.8432
16098 | Rio Grande Valley Sugar Growers, Inc. | 54338 | Rio Grande Valley Sugar Growers | TX | Hidalgo | GENE | IC | OP | 1.4 | 1.4 | 1.4 |  | 9 | 2011 | DFO |  | N | Y | N | Industrial CHP |  |  |  |  | N | [57 empty] | LIQUID | [39 empty] | 0.7385 | 0.025484 | 12.5895
16124 | Riverside Generating Co LLC | 55198 | Riverside Generating LLC | KY | Lawrence | GTG1 | GT | OP | 230 | 165 | 190 |  | 7 | 2001 | NG |  | N | Y | N | IPP Non-CHP |  |  |  |  | N | [57 empty] | GAS | KY | Riverside Generating Company | 55198 | GTG301 | 2010 |  | ARP, CAIRNOX, CAIROS, CAIRSO2 | 68.4 | 12 | 11157.56 |  | 0.036 | 0.0739 | 3.978 | 7209.212 | 121302.723 | 4 |  | Lawrence | Electric Utility | 4911 | Electric Services | 38.1933 | -82.6042 | Riverside Generating Company, LLC (Owner/Operator) | Phase 2 |  | Operating | Combustion turbine | Pipeline Natural Gas |  |  | Dry Low NOx Burners |  | 2133 | 10.5855 | GAS | 202 | 468.4211 | 0.0739 | 0.000594 | 10.5855
16124 | Riverside Generating Co LLC | 55198 | Riverside Generating LLC | KY | Lawrence | GTG2 | GT | OP | 230 | 165 | 190 |  | 7 | 2001 | NG |  | N | Y | N | IPP Non-CHP |  |  |  |  | N | [57 empty] | GAS | KY | Riverside Generating Company | 55198 | GTG301 | 2010 |  | ARP, CAIRNOX, CAIROS, CAIRSO2 | 68.4 | 12 | 11157.56 |  | 0.036 | 0.0739 | 3.978 | 7209.212 | 121302.723 | 4 |  | Lawrence | Electric Utility | 4911 | Electric Services | 38.1933 | -82.6042 | Riverside Generating Company, LLC (Owner/Operator) | Phase 2 |  | Operating | Combustion turbine | Pipeline Natural Gas |  |  | Dry Low NOx Burners |  | 2133 | 10.5855 | GAS | 202 | 468.4211 | 0.0739 | 0.000594 | 10.5855
16124 | Riverside Generating Co LLC | 55198 | Riverside Generating LLC | KY | Lawrence | GTG3 | GT | OP | 230 | 165 | 190 |  | 7 | 2001 | NG |  | N | Y | N | IPP Non-CHP |  |  |  |  | N | [57 empty] | GAS | KY | Riverside Generating Company | 55198 | GTG301 | 2010 |  | ARP, CAIRNOX, CAIROS, CAIRSO2 | 68.4 | 12 | 11157.56 |  | 0.036 | 0.0739 | 3.978 | 7209.212 | 121302.723 | 4 |  | Lawrence | Electric Utility | 4911 | Electric Services | 38.1933 | -82.6042 | Riverside Generating Company, LLC (Owner/Operator) | Phase 2 |  | Operating | Combustion turbine | Pipeline Natural Gas |  |  | Dry Low NOx Burners |  | 2133 | 10.5855 | GAS | 202 | 468.4211 | 0.0739 | 0.000594 | 10.5855
16124 | Riverside Generating Co LLC | 55198 | Riverside Generating LLC | KY | Lawrence | GTG4 | GT | OP | 230 | 165 | 190 |  | 6 | 2002 | NG |  | N | Y | N | IPP Non-CHP |  |  |  |  | N | [57 empty] | GAS | KY | Riverside Generating Company | 55198 | GTG301 | 2010 |  | ARP, CAIRNOX, CAIROS, CAIRSO2 | 68.4 | 12 | 11157.56 |  | 0.036 | 0.0739 | 3.978 | 7209.212 | 121302.723 | 4 |  | Lawrence | Electric Utility | 4911 | Electric Services | 38.1933 | -82.6042 | Riverside Generating Company, LLC (Owner/Operator) | Phase 2 |  | Operating | Combustion turbine | Pipeline Natural Gas |  |  | Dry Low NOx Burners |  | 2133 | 10.5855 | GAS | 202 | 468.4211 | 0.0739 | 0.000594 | 10.5855
16124 | Riverside Generating Co LLC | 55198 | Riverside Generating LLC | KY | Lawrence | GTG5 | GT | OP | 230 | 165 | 190 |  | 6 | 2002 | NG |  | N | Y | N | IPP Non-CHP |  |  |  |  | N | [57 empty] | GAS | KY | Riverside Generating Company | 55198 | GTG301 | 2010 |  | ARP, CAIRNOX, CAIROS, CAIRSO2 | 68.4 | 12 | 11157.56 |  | 0.036 | 0.0739 | 3.978 | 7209.212 | 121302.723 | 4 |  | Lawrence | Electric Utility | 4911 | Electric Services | 38.1933 | -82.6042 | Riverside Generating Company, LLC (Owner/Operator) | Phase 2 |  | Operating | Combustion turbine | Pipeline Natural Gas |  |  | Dry Low NOx Burners |  | 2133 | 10.5855 | GAS | 202 | 468.4211 | 0.0739 | 0.000594 | 10.5855
16179 | Rochelle Municipal Utilities | 960 | North Ninth Street | IL | Ogle | 1 | IC | OP | 0.9 | 0.6 | 0.6 |  | 10 | 1940 | DFO |  | N | Y | N | Electric Utility | [62 empty] | LIQUID | [39 empty] | 0.7385 | 0.025484 | 12.5895
16179 | Rochelle Municipal Utilities | 960 | North Ninth Street | IL | Ogle | 10 | IC | OP | 2.5 | 2 | 2 |  | 5 | 1989 | NG | DFO | Y | Y | N | Electric Utility | [62 empty] | GAS | [39 empty] | 1.1659 | 0.0016829 | 10.4
16179 | Rochelle Municipal Utilities | 960 | North Ninth Street | IL | Ogle | 3 | IC | OP | 2.5 | 2 | 2 |  | 7 | 1956 | NG | DFO | Y | Y | N | Electric Utility | [62 empty] | GAS | [39 empty] | 1.1659 | 0.0016829 | 10.4
16179 | Rochelle Municipal Utilities | 960 | North Ninth Street | IL | Ogle | 4 | IC | OP | 1 | 0.7 | 0.7 |  | 10 | 1946 | DFO |  | N | Y | N | Electric Utility | [62 empty] | LIQUID | [39 empty] | 0.7385 | 0.025484 | 12.5895
16179 | Rochelle Municipal Utilities | 960 | North Ninth Street | IL | Ogle | 6 | IC | OP | 2.5 | 2 | 2 |  | 4 | 1954 | NG | DFO | Y | Y | N | Electric Utility | [62 empty] | GAS | [39 empty] | 1.1659 | 0.0016829 | 10.4
16179 | Rochelle Municipal Utilities | 960 | North Ninth Street | IL | Ogle | 7 | IC | OP | 3.8 | 3.5 | 3.5 |  | 2 | 1967 | NG | DFO | Y | Y | N | Electric Utility | [62 empty] | GAS | [39 empty] | 1.1659 | 0.0016829 | 10.4
16179 | Rochelle Municipal Utilities | 960 | North Ninth Street | IL | Ogle | 8 | IC | OP | 1 | 0.5 | 0.5 |  | 6 | 1949 | DFO |  | N | Y | N | Electric Utility | [62 empty] | LIQUID | [39 empty] | 0.7385 | 0.025484 | 12.5895
16179 | Rochelle Municipal Utilities | 960 | North Ninth Street | IL | Ogle | 9 | IC | OP | 3.5 | 3 | 3 |  | 5 | 1989 | NG | DFO | Y | Y | N | Electric Utility | [62 empty] | GAS | [39 empty] | 1.1659 | 0.0016829 | 10.4
16179 | Rochelle Municipal Utilities | 961 | South Main Street | IL | Ogle | 1 | IC | OP | 2.5 | 1.6 | 1.6 |  | 9 | 1967 | NG | DFO | Y | Y | N | Electric Utility | [62 empty] | GAS | [39 empty] | 1.1659 | 0.0016829 | 10.4
16179 | Rochelle Municipal Utilities | 961 | South Main Street | IL | Ogle | 2 | IC | OP | 2.5 | 2 | 2 |  | 9 | 1967 | NG | DFO | Y | Y | N | Electric Utility | [62 empty] | GAS | [39 empty] | 1.1659 | 0.0016829 | 10.4
16179 | Rochelle Municipal Utilities | 7770 | 1515 S Caron Road | IL | Ogle | GT1 | GT | OP | 4.2 | 3 | 3.5 |  | 5 | 2000 | NG |  | N | Y | N | Electric Utility | [62 empty] | GAS | [39 empty] | 0.2251 | 0.002359 | 10.1208
16181 | Rochester Public Utilities | 2008 | Silver Lake | MN | Olmsted | 1 | ST | OP | 8 | 6.6 | 6.6 |  | 8 | 1948 | BIT | NG | Y | Y | N | Electric Utility |  |  |  |  | N | Y | [39 empty] | OP | MC | EK |  | 7.5 |  | 2.3 |  |  |  | 80 | 18.9 | 55000 |  |  |  |  | COAL | [39 empty] | 0.94608 | 1.4534 | 13.8199
16181 | Rochester Public Utilities | 2008 | Silver Lake | MN | Olmsted | 2 | ST | OP | 12 | 7 | 7 |  | 12 | 1953 | BIT | NG | Y | Y | N | Electric Utility |  |  |  |  | N | Y | [39 empty] | OP | MC | EK |  | 7.5 |  | 2.3 |  |  |  | 90 | 18.9 | 75000 |  |  |  |  | COAL | [39 empty] | 0.79666 | 1.2588 | 13.1086
16181 | Rochester Public Utilities | 2008 | Silver Lake | MN | Olmsted | 3 | ST | OP | 25 | 20 | 20 |  | 11 | 1962 | BIT | NG | Y | Y | N | Electric Utility |  |  |  |  | N | Y | [39 empty] | OP | MC | EK |  | 10 |  | 2.3 |  |  |  | 83.5 | 13.9 | 109000 |  |  |  |  | COAL | [39 empty] | 0.58107 | 0.95772 | 12.0273
16181 | Rochester Public Utilities | 2008 | Silver Lake | MN | Olmsted | 4 | ST | OP | 54 | 46.4 | 46.4 |  | 12 | 1969 | BIT | NG | Y | Y | N | Electric Utility |  |  |  |  | N | Y | [24 empty] | OP: OP; DP: SD; LS: LI; N: N | 1.3 | 85 | 167 | 220000 | 100 | OP | BP |  |  | 5 |  | 0.7 | 1.3 |  |  | 98 | 0 | 178943 |  |  |  |  | COAL | MN | Silver Lake | 2008 | 4 | 2010 |  | ARP | 416.25 | 12 | 11600.9 |  | 18.523 | 0.1935 | 17.445 | 14081.228 | 139872.19 | 5 | Mid-Continent Area Power Pool | Olmsted | Electric Utility | 4911 | Electric Services | 44.0281 | -92.4597 | Rochester Public Utilities (Owner/Operator) | Phase 2 | Phase II Group 1 | Operating | Dry bottom wall-fired boiler | Coal | Pipeline Natural Gas | Dry Lime FGD | Low NOx Burner Technology (Dry Bottom only) Overfire Air | Baghouse | 660 | 11.5779 | COAL | 49 | 1971.9828 | 0.1935 | 0.26486 | 11.5779
16181 | Rochester Public Utilities | 6058 | Cascade Creek | MN | Olmsted | 1 | GT | OP | 35 | 27.3 | 30.2 |  | 6 | 1975 | NG | DFO | Y | Y | N | Electric Utility |  |  |  |  | N | [57 empty] | GAS | MN | Cascade Creek | 6058 | CT2 | 2010 |  | ARP | 136.29 | 12 | 2784.33 |  | 0.014 | 0.099 | 1.385 | 1865.622 | 31297.726 | 5 |  | Olmsted | Electric Utility | 4911 | Electric Services | 44.0322 | -92.4908 | Rochester Public Utilities (Owner/Operator) | Phase 2 |  | Operating | Combustion turbine | Pipeline Natural Gas | Diesel Oil |  | Water Injection |  | 281 | 10.3175 | GAS | 26 | -80.7692 | 0.099 | 0.000895 | 10.3175
16181 | Rochester Public Utilities | 6058 | Cascade Creek | MN | Olmsted | 2 | GT | OP | 49.9 | 49.6 | 49.9 |  | 4 | 2002 | NG | DFO | Y | Y | N | Electric Utility |  |  |  |  | N | [57 empty] | GAS | MN | Cascade Creek | 6058 | CT2 | 2010 |  | ARP | 136.29 | 12 | 2784.33 |  | 0.014 | 0.099 | 1.385 | 1865.622 | 31297.726 | 5 |  | Olmsted | Electric Utility | 4911 | Electric Services | 44.0322 | -92.4908 | Rochester Public Utilities (Owner/Operator) | Phase 2 |  | Operating | Combustion turbine | Pipeline Natural Gas | Diesel Oil |  | Water Injection |  | 281 | 10.3175 | GAS | 26 | 40.3846 | 0.099 | 0.000895 | 10.3175
16181 | Rochester Public Utilities | 2007 | Rochester Hydro | MN | Wabasha | 1 | HY | OP | 1.3 | 1.3 | 1.3 |  | 9 | 1984 | WAT |  | N | N | N | Electric Utility |  |  |  |  | N | [57 empty] | N/A | [39 empty] | 0 | 0 | 10.4
16181 | Rochester Public Utilities | 2007 | Rochester Hydro | MN | Wabasha | 2 | HY | OP | 1.3 | 1.3 | 1.3 |  | 11 | 1984 | WAT |  | N | N | N | Electric Utility |  |  |  |  | N | [57 empty] | N/A | [39 empty] | 0 | 0 | 10.4
16183 | Rochester Gas & Electric Corp | 2639 | Rochester 2 | NY | Monroe | 1 | HY | OP | 6.5 | 6.5 | 6.5 |  | 8 | 1960 | WAT |  | N | Y | N | Electric Utility |  |  |  |  | N | [57 empty] | N/A | [39 empty] | 0 | 0 | 10.4
16183 | Rochester Gas & Electric Corp | 2644 | Rochester 9 | NY | Monroe | 2 | GT | OP | 19 | 14 | 19.2 |  | 11 | 1969 | NG |  | N | Y | N | Electric Utility |  |  |  |  | N | [57 empty] | GAS | [39 empty] | 0.30157 | 0.0050928 | 12.2838
16183 | Rochester Gas & Electric Corp | 7784 | Allegany Cogen | NY | Allegany | 1 | CT | OP | 42 | 39 | 40 |  | 6 | 1994 | NG |  | N | Y | N | Electric Utility |  |  |  |  | N | [57 empty] | GAS | [39 empty] | 0.07668 | 0.0010029 | 10.9466
16183 | Rochester Gas & Electric Corp | 7784 | Allegany Cogen | NY | Allegany | 2 | CA | OP | 25 | 20 | 22 |  | 6 | 1994 | NG |  | N | Y | N | Electric Utility |  |  |  |  | N | [57 empty] | GAS | [39 empty] | 0 | 0 | 10.4
16183 | Rochester Gas & Electric Corp | 2638 | Rochester 26 | NY | Monroe | 1 | HY | OP | 3 | 3 | 3 |  | 8 | 1952 | WAT |  | N | Y | N | Electric Utility |  |  |  |  | N | [57 empty] | N/A | [39 empty] | 0 | 0 | 10.4
16190 | Sappi Fine Paper North America-Somerset | 50406 | Somerset Plant | ME | Somerset | GEN1 | ST | OP | 48.5 | 50 | 50 |  | 1 | 1976 | BLQ | WDS | Y | Y | Y | Industrial CHP |  |  |  |  | N | [6 empty] | 1HFB¦¦2HFB¦¦REC | 1976¦¦ 1990¦¦ 1976 | [17 empty] | OP: ¦¦OP; DP: ¦¦SP; DP: ¦¦TR; LS: ¦¦SA; N: ¦¦N |  | ¦¦ 90 | ¦¦ 38 | ¦¦ 279000 | ¦¦ 100 | OP | MC¦¦EW¦¦MC¦¦EK¦¦EW |  |  |  | 0.1 |  |  | 2 |  | 85¦¦ 90¦¦80¦¦ 99.5¦¦ 100 | 677¦¦ 220¦¦¦¦ 39¦¦ 207 | 260000¦¦ 178000¦¦435108¦¦ 310730¦¦ 397000 |  |  |  |  | LIQUID | [39 empty] | 0.0842 | 0.049001 | 10.4
16190 | Sappi Fine Paper North America-Somerset | 50406 | Somerset Plant | ME | Somerset | GEN2 | ST | OP | 68.4 | 65 | 65 |  | 10 | 1990 | BLQ | WDS | Y | Y | Y | Industrial CHP |  |  |  |  | N | [6 empty] | 1HFB¦¦2HFB¦¦REC | 1976¦¦ 1990¦¦ 1976 | [17 empty] | OP: ¦¦OP; DP: ¦¦SP; DP: ¦¦TR; LS: ¦¦SA; N: ¦¦N |  | ¦¦ 90 | ¦¦ 38 | ¦¦ 279000 | ¦¦ 100 | OP | MC¦¦EW¦¦MC¦¦EK¦¦EW |  |  |  | 0.1 |  |  | 2 |  | 85¦¦ 90¦¦80¦¦ 99.5¦¦ 100 | 677¦¦ 220¦¦¦¦ 39¦¦ 207 | 260000¦¦ 178000¦¦435108¦¦ 310730¦¦ 397000 |  |  |  |  | LIQUID | [39 empty] | 0.0842 | 0.049001 | 10.4
16197 | Rocky Road Power LLC | 55109 | Rocky Road Power LLC | IL | Kane | TG1 | GT | OP | 125.8 | 95.2 | 108.4 |  | 6 | 1999 | NG |  | N | Y | N | IPP Non-CHP |  |  |  |  | N | [57 empty] | GAS | IL | Rocky Road Power, LLC | 55109 | T1 | 2010 |  | ARP, CAIRNOX, CAIROS, CAIRSO2 | 65.92 | 12 | 6137.89 |  | 0.021 | 0.106 | 3.6 | 4036.523 | 67598.261 | 5 |  | Kane | Electric Utility | 4911 | Electric Services | 42.0931 | -88.2397 | Rocky Road Power, LLC (Owner/Operator) | Phase 2 |  | Operating | Combustion turbine | Pipeline Natural Gas |  |  | Dry Low NOx Burners |  | 1439 | 10.7109 | GAS | 105 | 483.8095 | 0.106 | 0.000621 | 10.7109
16197 | Rocky Road Power LLC | 55109 | Rocky Road Power LLC | IL | Kane | TG2 | GT | OP | 125.8 | 102.2 | 108.3 |  | 6 | 1999 | NG |  | N | Y | N | IPP Non-CHP |  |  |  |  | N | [57 empty] | GAS | IL | Rocky Road Power, LLC | 55109 | T2 | 2010 |  | ARP, CAIRNOX, CAIROS, CAIRSO2 | 107.45 | 12 | 10496.96 |  | 0.037 | 0.0761 | 4.549 | 7470.274 | 125096.411 | 5 |  | Kane | Electric Utility | 4911 | Electric Services | 42.0931 | -88.2397 | Rocky Road Power, LLC (Owner/Operator) | Phase 2 |  | Operating | Combustion turbine | Pipeline Natural Gas |  |  | Dry Low NOx Burners |  | 1439 | 11.7055 | GAS | 116 | 464.4506 | 0.0761 | 0.000592 | 11.7055
16197 | Rocky Road Power LLC | 55109 | Rocky Road Power LLC | IL | Kane | TG3 | GT | OP | 41.5 | 25 | 28.6 |  | 6 | 1999 | NG |  | N | Y | N | IPP Non-CHP |  |  |  |  | N | [57 empty] | GAS | IL | Rocky Road Power, LLC | 55109 | T3 | 2010 |  | ARP, CAIRNOX, CAIROS, CAIRSO2 | 56.02 | 12 | 1453.6 |  | 0.005 | 0.1787 | 1.482 | 985.291 | 16501.207 | 5 |  | Kane | Electric Utility | 4911 | Electric Services | 42.0931 | -88.2397 | Rocky Road Power, LLC (Owner/Operator) | Phase 2 |  | Operating | Combustion turbine | Pipeline Natural Gas |  |  | Water Injection |  | 367 | 10.9399 | GAS | 30 | 475.5245 | 0.1787 | 0.000606 | 10.9399
16197 | Rocky Road Power LLC | 55109 | Rocky Road Power LLC | IL | Kane | T4 | GT | OP | 122.4 | 104.9 | 108.9 |  | 6 | 2000 | NG |  | N | Y | N | IPP Non-CHP |  |  |  |  | N | [57 empty] | GAS | IL | Rocky Road Power, LLC | 55109 | T4 | 2010 |  | ARP, CAIRNOX, CAIROS, CAIRSO2 | 74.81 | 12 | 7287.84 |  | 0.025 | 0.0545 | 2.322 | 5142.209 | 86112.314 | 5 |  | Kane | Electric Utility | 4911 | Electric Services | 42.0931 | -88.2397 | Rocky Road Power, LLC (Owner/Operator) | Phase 2 |  | Operating | Combustion turbine | Pipeline Natural Gas |  |  | Dry Low NOx Burners |  | 1439 | 11.6282 | GAS | 110 | 1994.9495 | 0.0545 | 0.000581 | 11.6282
16198 | City of Rock Falls - (IL) | 7474 | Upper Sterling | IL | Whiteside | 1 | HY | OP | 1.1 | 1 | 1 |  | 6 | 1988 | WAT |  | N | N | N | Electric Utility |  |  |  |  | N | [57 empty] | N/A | [39 empty] | 0 | 0 | 10.4
16198 | City of Rock Falls - (IL) | 7474 | Upper Sterling | IL | Whiteside | 2 | HY | OP | 1.1 | 1 | 1 |  | 6 | 1988 | WAT |  | N | N | N | Electric Utility |  |  |  |  | N | [57 empty] | N/A | [39 empty] | 0 | 0 | 10.4
16198 | City of Rock Falls - (IL) | 7934 | Industrial Park | IL | Whiteside | 3 | GT | OP | 1.8 | 1.5 | 1.7 |  | 7 | 2001 | DFO |  | N | Y | N | Electric Utility |  |  |  |  | N | [57 empty] | LIQUID | [39 empty] | 0.41029 | 0.054037 | 19.4646
16198 | City of Rock Falls - (IL) | 7934 | Industrial Park | IL | Whiteside | 4 | GT | OP | 1.8 | 1.5 | 1.7 |  | 7 | 2001 | DFO |  | N | Y | N | Electric Utility |  |  |  |  | N | [57 empty] | LIQUID | [39 empty] | 0.41029 | 0.054037 | 19.4646
16198 | City of Rock Falls - (IL) | 7934 | Industrial Park | IL | Whiteside | 5 | GT | OP | 1.8 | 1.5 | 1.7 |  | 7 | 2001 | DFO |  | N | Y | N | Electric Utility |  |  |  |  | N | [57 empty] | LIQUID | [39 empty] | 0.41029 | 0.054037 | 19.4646
16198 | City of Rock Falls - (IL) | 7934 | Industrial Park | IL | Whiteside | 6 | GT | OP | 1.8 | 1.5 | 1.7 |  | 6 | 2002 | DFO |  | N | Y | N | Electric Utility |  |  |  |  | N | [57 empty] | LIQUID | [39 empty] | 0.37302 | 0.048079 | 19.7531
16198 | City of Rock Falls - (IL) | 7934 | Industrial Park | IL | Whiteside | 7 | GT | OP | 1.8 | 1.5 | 1.7 |  | 6 | 2002 | DFO |  | N | Y | N | Electric Utility |  |  |  |  | N | [57 empty] | LIQUID | [39 empty] | 0.37302 | 0.048079 | 19.7531
16204 | Rock River Energy LLC | 55641 | Riverside Energy Center | WI | Rock | CTG1 | CT | OP | 198 | 170.3 | 186.1 |  | 6 | 2004 | NG | DFO | Y | Y | N | IPP Non-CHP |  |  |  |  | N | [57 empty] | GAS | WI | Riverside Energy Center | 55641 | CT-01 | 2010 |  | ARP, CAIRNOX, CAIROS, CAIRSO2 | 1622.4 | 12 | 348888.44 |  | 0.696 | 0.023 | 13.574 | 137925.715 | 2320860.017 | 5 | Mid-America Interconnected Network | Rock | Electric Utility |  |  | 42.5835 | -89.0351 | Riverside Energy Center, LLC (Owner) Calpine Operating Services Company, Inc. (Operator) | Phase 2 |  | Operating | Combined cycle | Pipeline Natural Gas | Diesel Oil |  | Dry Low NOx Burners Selective Catalytic Reduction |  | 2362.5 | 6.4879 | GAS | 323 | 132.187 | 0.023 | 0.0006 | 9.1874
16204 | Rock River Energy LLC | 55641 | Riverside Energy Center | WI | Rock | CTG2 | CT | OP | 198 | 170.3 | 186.1 |  | 6 | 2004 | NG | DFO | Y | Y | N | IPP Non-CHP |  |  |  |  | N | [57 empty] | GAS | WI | Riverside Energy Center | 55641 | CT-02 | 2010 |  | ARP, CAIRNOX, CAIROS, CAIRSO2 | 1919.71 | 12 | 411623.33 |  | 0.826 | 0.0268 | 18.32 | 163601.219 | 2752905.825 | 5 | Mid-America Interconnected Network | Rock | Electric Utility |  |  | 42.5835 | -89.0351 | Riverside Energy Center, LLC (Owner) Calpine Operating Services Company, Inc. (Operator) | Phase 2 |  | Operating | Combined cycle | Pipeline Natural Gas | Diesel Oil |  | Dry Low NOx Burners Selective Catalytic Reduction |  | 2362.5 | 6.5122 | GAS | 323 | 132.187 | 0.0268 | 0.0006 | 9.1874
16204 | Rock River Energy LLC | 55641 | Riverside Energy Center | WI | Rock | STG1 | CA | OP | 299.7 | 257.7 | 281.7 |  | 6 | 2004 | NG |  | N | Y | N | IPP Non-CHP |  |  |  |  | N | [6 empty] | STACK1¦¦STACK2 | 2004 | 442595 | [48 empty] | GAS | [39 empty] | 0 | 0 | 10.4
16206 | Rock Rapids Municipal Utility | 1181 | Rock Rapids | IA | Lyon | 1 | IC | OP | 2.5 | 2.5 | 2.5 |  | 4 | 1968 | DFO |  | N | Y | N | Electric Utility |  |  |  |  | N | [57 empty] | LIQUID | [39 empty] | 0.7385 | 0.025484 | 12.5895
16217 | Village of Rockville Centre | 2695 | Charles P Keller | NY | Nassau | 10 | IC | OP | 3.5 | 3.2 | 3.2 |  | 1 | 1954 | NG | DFO | Y | N | N | Electric Utility |  |  |  |  | N | [57 empty] | GAS | [39 empty] | 1.1659 | 0.0016829 | 10.4
16217 | Village of Rockville Centre | 2695 | Charles P Keller | NY | Nassau | 11 | IC | OP | 5.2 | 5.2 | 5.2 |  | 1 | 1962 | NG | DFO | Y | N | N | Electric Utility |  |  |  |  | N | [57 empty] | GAS | [39 empty] | 1.1659 | 0.0016829 | 10.4
16217 | Village of Rockville Centre | 2695 | Charles P Keller | NY | Nassau | 12 | IC | OP | 5.5 | 5.5 | 5.5 |  | 1 | 1967 | NG | DFO | Y | N | N | Electric Utility |  |  |  |  | N | [57 empty] | GAS | [39 empty] | 1.1659 | 0.0016829 | 10.4
16217 | Village of Rockville Centre | 2695 | Charles P Keller | NY | Nassau | 13 | IC | OP | 5.5 | 5.5 | 5.5 |  | 1 | 1974 | NG | DFO | Y | N | N | Electric Utility |  |  |  |  | N | [57 empty] | GAS | [39 empty] | 1.1659 | 0.0016829 | 10.4
16217 | Village of Rockville Centre | 2695 | Charles P Keller | NY | Nassau | 14 | IC | OP | 6.2 | 6.2 | 6.2 |  | 9 | 1994 | NG | DFO | Y | N | N | Electric Utility |  |  |  |  | N | [57 empty] | GAS | [39 empty] | 1.1659 | 0.0016829 | 10.4
16217 | Village of Rockville Centre | 2695 | Charles P Keller | NY | Nassau | 7 | IC | OP | 2 | 2 | 2 |  | 1 | 1942 | DFO |  | N | N | N | Electric Utility |  |  |  |  | N | [57 empty] | LIQUID | [39 empty] | 0.7385 | 0.025484 | 12.5895
16217 | Village of Rockville Centre | 2695 | Charles P Keller | NY | Nassau | 8 | IC | OP | 2.4 | 2.7 | 2.7 |  | 1 | 1950 | DFO |  | N | N | N | Electric Utility |  |  |  |  | N | [57 empty] | LIQUID | [39 empty] | 0.7385 | 0.025484 | 12.5895
16217 | Village of Rockville Centre | 2695 | Charles P Keller | NY | Nassau | 9 | IC | OP | 3.5 | 3.2 | 3.2 |  | 1 | 1954 | NG | DFO | Y | N | N | Electric Utility |  |  |  |  | N | [57 empty] | GAS | [39 empty] | 1.1659 | 0.0016829 | 10.4
16233 | Rocky Mountain Power Inc | 55749 | Hardin Generator Project | MT | Big Horn | UNT1 | ST | OP | 115.7 | 107 | 107 |  | 3 | 2006 | SUB | NG | N | Y | N | IPP Non-CHP |  |  |  |  | N | Y |  | Y |  |  |  | STK1 | 2006 | 335900 | [16 empty] | OP: OP; DP: SD; LS: LA; N: N | 0.6 | 92.3 | 1861 | 472200 | 100 | OP | BP |  |  | 9 |  | 0.6 | 0.8 |  |  | 99 | 18 | 481674 |  |  |  |  | COAL | MT | Hardin Generating Station | 55749 | U1 | 2010 |  | ARP | 7889.97 | 12 | 890589.61 |  | 464.423 | 0.0863 | 416.436 | 1000698.088 | 9543717.869 | 8 | Western Electricity Coordinating Council | Big Horn | Electric Utility |  |  | 45.7578 | -107.6 | Colorado Energy Management, LLC (Operator) Rocky Mountain Power, LLC (Owner) | Phase 2 |  | Operating | Dry bottom wall-fired boiler | Coal |  | Dry Lime FGD | Low NOx Burner Technology (Dry Bottom only) Selective Catalytic Reduction | Baghouse | 1395 | 10.6954 | COAL | 120 | 439.2523 | 0.0863 | 0.097325 | 10.6954
16294 | Roseburg Forest Products Co | 50396 | Dillard Complex | OR | Douglas | GEN1 | ST | OP | 5 | 5 | 5 |  | 1 | 1955 | WDS | NG | Y | Y | Y | Industrial CHP |  |  |  |  | N | [40 empty] | OP | MC | WS | [7 empty] | 95.3¦¦ 85.3¦¦ 86 | 0 | 133400¦¦ 137500¦¦ 243500 |  |  |  |  | OTHER SOLID | [39 empty] | 0.5034 | 0.049039 | 15.0516
16294 | Roseburg Forest Products Co | 50396 | Dillard Complex | OR | Douglas | GEN2 | ST | OP | 5 | 5 | 5 |  | 1 | 1955 | WDS | NG | Y | Y | Y | Industrial CHP |  |  |  |  | N | [40 empty] | OP | MC | WS | [7 empty] | 95.3¦¦ 85.3¦¦ 86 | 0 | 133400¦¦ 137500¦¦ 243500 |  |  |  |  | OTHER SOLID | [39 empty] | 0.5034 | 0.049039 | 15.0516
16294 | Roseburg Forest Products Co | 50396 | Dillard Complex | OR | Douglas | GEN3 | ST | OP | 7 | 7 | 7 |  | 1 | 1955 | WDS | NG | Y | Y | Y | Industrial CHP |  |  |  |  | N | [40 empty] | OP | MC | WS | [7 empty] | 95.3¦¦ 85.3¦¦ 86 | 0 | 133400¦¦ 137500¦¦ 243500 |  |  |  |  | OTHER SOLID | [39 empty] | 0.5034 | 0.049039 | 14.8713
16294 | Roseburg Forest Products Co | 50396 | Dillard Complex | OR | Douglas | GEN4 | ST | OP | 11.5 | 11.5 | 11.5 |  | 1 | 1955 | WDS | NG | Y | Y | Y | Industrial CHP |  |  |  |  | N | [40 empty] | OP | MC | WS | [7 empty] | 95.3¦¦ 85.3¦¦ 86 | 0 | 133400¦¦ 137500¦¦ 243500 |  |  |  |  | OTHER SOLID | [39 empty] | 0.5034 | 0.049039 | 14.6054
16294 | Roseburg Forest Products Co | 50396 | Dillard Complex | OR | Douglas | GEN5 | ST | OP | 11.5 | 11.5 | 11.5 |  | 1 | 1955 | WDS | NG | Y | Y | Y | Industrial CHP |  |  |  |  | N | [40 empty] | OP | MC | WS | [7 empty] | 95.3¦¦ 85.3¦¦ 86 | 0 | 133400¦¦ 137500¦¦ 243500 |  |  |  |  | OTHER SOLID | [39 empty] | 0.5034 | 0.049039 | 14.6054
16295 | City of Roseville - (CA) | 56298 | Roseville Energy Park | CA | Placer | 1 | CT | OP | 42 | 141 | 154.2 | A101 | 11 | 2007 | NG |  | N | Y | N | Electric Utility | [62 empty] | GAS | CA | Roseville Energy Park | 56298 | CT001 | 2010 |  | ARP | 4412.1 | 12 | 257492.76 |  | 0.57 | 0.0066 | 5.806 | 112864.991 | 1899258.19 | 9 | Western Electricity Coordinating Council | Placer | Electric Utility |  |  | 38.7926 | -121.3823 | City of Roseville, CA (Owner/Operator) | Phase 2 |  | Operating | Combined cycle | Pipeline Natural Gas |  |  | Dry Low NOx Burners Selective Catalytic Reduction |  | 705.3 | 7.329 | GAS | 81 | 48.1481 | 0.0066 | 0.0006 | 7.329
16295 | City of Roseville - (CA) | 56298 | Roseville Energy Park | CA | Placer | 2 | CT | OP | 42 |  |  | A101 | 11 | 2007 | NG |  | N | Y | N | Electric Utility | [62 empty] | GAS | CA | Roseville Energy Park | 56298 | CT002 | 2010 |  | ARP | 4408.13 | 12 | 256794.64 |  | 0.571 | 0.0078 | 6.751 | 113115.338 | 1903361.782 | 9 | Western Electricity Coordinating Council | Placer | Electric Utility |  |  | 38.7926 | -121.3823 | City of Roseville, CA (Owner/Operator) | Phase 2 |  | Operating | Combined cycle | Pipeline Natural Gas |  |  | Dry Low NOx Burners Selective Catalytic Reduction |  | 705.3 | 7.3458 | GAS | 80 | 47.619 | 0.0078 | 0.0006 | 7.3458
16295 | City of Roseville - (CA) | 56298 | Roseville Energy Park | CA | Placer | 3 | CA | OP | 80 |  |  | A101 | 11 | 2007 | NG |  | N | Y | N | Electric Utility | [62 empty] | GAS | [39 empty] | 0 | 0 | 10.4
16440 | City of Russell | 1319 | Russell Downtown | KS | Russell | 11 | IC | OP | 3.6 | 3.2 | 3.2 |  | 11 | 1994 | NG | DFO | N | Y | N | Electric Utility |  |  |  |  | N | [57 empty] | GAS | [39 empty] | 1.1659 | 0.0016829 | 10.4
16440 | City of Russell | 1319 | Russell Downtown | KS | Russell | 12 | IC | OP | 3.6 | 3.2 | 3.2 |  | 11 | 1994 | NG | DFO | N | Y | N | Electric Utility |  |  |  |  | N | [57 empty] | GAS | [39 empty] | 1.1659 | 0.0016829 | 10.4
16440 | City of Russell | 1319 | Russell Downtown | KS | Russell | 7 | IC | OP | 3.5 | 3 | 3 |  | 2 | 1971 | NG | DFO | N | Y | N | Electric Utility |  |  |  |  | N | [57 empty] | GAS | [39 empty] | 1.1659 | 0.0016829 | 10.4
16440 | City of Russell | 1319 | Russell Downtown | KS | Russell | 8 | IC | OP | 2.5 | 2.5 | 2.5 |  | 8 | 1978 | DFO |  | N | Y | N | Electric Utility |  |  |  |  | N | [57 empty] | LIQUID | [39 empty] | 0.7385 | 0.025484 | 12.5895
16440 | City of Russell | 1319 | Russell Downtown | KS | Russell | 9 | IC | OP | 2.5 | 2.5 | 2.5 |  | 8 | 1981 | DFO |  | N | Y | N | Electric Utility |  |  |  |  | N | [57 empty] | LIQUID | [39 empty] | 0.7385 | 0.025484 | 12.5895
16440 | City of Russell | 7930 | Russell Energy Center | KS | Russell | T-1 | GT | OP | 7.5 | 6.4 | 7.4 |  | 2 | 2002 | NG |  | N | Y | N | Electric Utility |  |  |  |  | N | [57 empty] | GAS | [39 empty] | 0.14616 | 0.0014739 | 10.3984
16440 | City of Russell | 7930 | Russell Energy Center | KS | Russell | T-2 | GT | OP | 7.5 | 6.4 | 7.4 |  | 2 | 2002 | NG |  | N | Y | N | Electric Utility |  |  |  |  | N | [57 empty] | GAS | [39 empty] | 0.14616 | 0.0014739 | 10.3984
16506 | Salinas River Cogeneration Co | 50865 | Salinas River Cogeneration | CA | San Ardo | K100 | GT | OP | 38.9 | 33 | 35 |  | 11 | 1991 | NG |  | N | Y | Y | IPP CHP |  |  |  |  | N | [57 empty] | GAS | CA | Salinas River Cogeneration Company | 50865 | 1 | 2010 |  | ARP | 8327.51 | 12 | 303772.55 |  | 1.177 | 0.009 | 17.507 | 233027.541 | 3921114.394 | 9 |  | Monterey | Cogeneration |  |  | 35.9515 | -120.8679 | Salinas River Cogeneration Company (Owner/Operator) | Phase 2 |  | Operating | Combined cycle | Pipeline Natural Gas |  |  | Dry Low NOx Burners Selective Catalytic Reduction |  | 500 | 12.8862 | GAS | 41 | -85.7143 | 0.009 | 0.0006 | 12.8862
16518 | City of Sabetha | 1320 | Sabetha Power Plant | KS | Nemaha | 11 | IC | OP | 3 | 2.7 | 2.7 |  | 9 | 1992 | DFO | NG | N | Y | N | Electric Utility |  |  |  |  | N | [57 empty] | LIQUID | [39 empty] | 0.7385 | 0.025484 | 12.5895
16518 | City of Sabetha | 1320 | Sabetha Power Plant | KS | Nemaha | 12 | IC | OP | 4.4 | 4.1 | 4.1 |  | 1 | 2001 | NG | DFO | N | Y | N | Electric Utility |  |  |  |  | N | [57 empty] | GAS | [39 empty] | 1.1659 | 0.0016829 | 10.4
16518 | City of Sabetha | 1320 | Sabetha Power Plant | KS | Nemaha | 2 | IC | OP | 1.5 | 1.2 | 1.2 |  | 8 | 1957 | DFO | NG | N | Y | N | Electric Utility |  |  |  |  | N | [57 empty] | LIQUID | [39 empty] | 0.7385 | 0.025484 | 12.5895
16518 | City of Sabetha | 1320 | Sabetha Power Plant | KS | Nemaha | 3 | IC | OP | 0.8 | 0.6 | 0.6 |  | 8 | 1947 | DFO | NG | N | Y | N | Electric Utility | [62 empty] | LIQUID | [39 empty] | 0.7385 | 0.025484 | 12.5895
16518 | City of Sabetha | 1320 | Sabetha Power Plant | KS | Nemaha | 5 | IC | OP | 1.4 | 1.2 | 1.2 |  | 8 | 1961 | DFO | NG | N | Y | N | Electric Utility | [62 empty] | LIQUID | [39 empty] | 0.7385 | 0.025484 | 12.5895
16518 | City of Sabetha | 1320 | Sabetha Power Plant | KS | Nemaha | 6 | IC | OP | 1.4 | 1.2 | 1.2 |  | 8 | 1967 | DFO | NG | N | Y | N | Electric Utility | [62 empty] | LIQUID | [39 empty] | 0.7385 | 0.025484 | 12.5895
16518 | City of Sabetha | 1320 | Sabetha Power Plant | KS | Nemaha | 7 | IC | OP | 2.2 | 1.8 | 1.8 |  | 8 | 1970 | DFO | NG | N | Y | N | Electric Utility | [62 empty] | LIQUID | [39 empty] | 0.7385 | 0.025484 | 12.5895
16518 | City of Sabetha | 1320 | Sabetha Power Plant | KS | Nemaha | 8 | IC | OP | 2.5 | 2.1 | 2.1 |  | 8 | 1978 | DFO | NG | N | Y | N | Electric Utility | [62 empty] | LIQUID | [39 empty] | 0.7385 | 0.025484 | 12.5895
16518 | City of Sabetha | 1320 | Sabetha Power Plant | KS | Nemaha | IC10 | IC | OP | 2.5 | 2.1 | 2.1 |  | 7 | 1990 | DFO | NG | N | Y | N | Electric Utility | [62 empty] | LIQUID | [39 empty] | 0.7385 | 0.025484 | 12.5895
16518 | City of Sabetha | 1320 | Sabetha Power Plant | KS | Nemaha | IC9 | IC | OP | 1.1 | 1 | 1 |  | 6 | 1985 | DFO | NG | N | Y | N | Electric Utility | [62 empty] | LIQUID | [39 empty] | 0.7385 | 0.025484 | 12.5895
16518 | City of Sabetha | 1320 | Sabetha Power Plant | KS | Nemaha | 4 | IC | OP | 1 | 0.7 | 0.7 |  | 8 | 1950 | DFO | NG | N | Y | N | Electric Utility | [62 empty] | LIQUID | [39 empty] | 0.7385 | 0.025484 | 12.5895
16534 | Sacramento Municipal Util Dist | 430 | Camino | CA | El Dorado | H1 | HY | OP | 78.9 | 78.9 | 78.9 |  | 10 | 1963 | WAT |  | N | Y | N | Electric Utility |  |  |  |  | N | [57 empty] | N/A | [39 empty] | 0 | 0 | 10.4
16534 | Sacramento Municipal Util Dist | 430 | Camino | CA | El Dorado | H2 | HY | OP | 78.9 | 77 | 77 |  | 8 | 1968 | WAT |  | N | Y | N | Electric Utility |  |  |  |  | N | [57 empty] | N/A | [39 empty] | 0 | 0 | 10.4
16534 | Sacramento Municipal Util Dist | 431 | Jaybird | CA | El Dorado | H1 | HY | OP | 80.8 | 78.1 | 78.1 |  | 4 | 1961 | WAT |  | N | Y | N | Electric Utility |  |  |  |  | N | [57 empty] | N/A | [39 empty] | 0 | 0 | 10.4
16534 | Sacramento Municipal Util Dist | 431 | Jaybird | CA | El Dorado | H2 | HY | OP | 80.8 | 78.1 | 78.1 |  | 3 | 1962 | WAT |  | N | Y | N | Electric Utility |  |  |  |  | N | [57 empty] | N/A | [39 empty] | 0 | 0 | 10.4
16534 | Sacramento Municipal Util Dist | 432 | Loon Lake | CA | El Dorado | H1 | HY | OP | 74.1 | 74.1 | 74.1 |  | 9 | 1971 | WAT |  | N | Y | N | Electric Utility |  |  |  |  | N | [57 empty] | N/A | [39 empty] | 0 | 0 | 10.4
16534 | Sacramento Municipal Util Dist | 433 | Robbs Peak | CA | El Dorado | 1 | HY | OP | 25.5 | 25.5 | 25.5 |  | 10 | 1965 | WAT |  | N | Y | N | Electric Utility |  |  |  |  | N | [57 empty] | N/A | [39 empty] | 0 | 0 | 10.4
16534 | Sacramento Municipal Util Dist | 435 | White Rock/Slab Creek | CA | El Dorado | H1 | HY | OP | 133 | 108 | 108 |  | 6 | 1968 | WAT |  | N | Y | N | Electric Utility |  |  |  |  | N | [57 empty] | N/A | [39 empty] | 0 | 0 | 10.4
16534 | Sacramento Municipal Util Dist | 435 | White Rock/Slab Creek | CA | El Dorado | H2 | HY | OP | 133 | 133 | 133 |  | 2 | 1968 | WAT |  | N | Y | N | Electric Utility |  |  |  |  | N | [57 empty] | N/A | [39 empty] | 0 | 0 | 10.4
16534 | Sacramento Municipal Util Dist | 531 | Camp Far West | CA | Placer | 1 | HY | OP | 7.2 | 7.2 | 7.2 |  | 2 | 1985 | WAT |  | N | Y | N | Electric Utility |  |  |  |  | N | [57 empty] | N/A | [39 empty] | 0 | 0 | 10.4
16534 | Sacramento Municipal Util Dist | 534 | Jones Fork | CA | El Dorado | 1 | HY | OP | 10 | 10 | 10 |  | 6 | 1985 | WAT |  | N | Y | N | Electric Utility |  |  |  |  | N | [57 empty] | N/A | [39 empty] | 0 | 0 | 10.4
16534 | Sacramento Municipal Util Dist | 535 | McClellan | CA | Sacramento | 1 | GT | OP | 77 | 77 | 77 |  | 3 | 1986 | NG |  | N | Y | N | Electric Utility |  |  |  |  | N | [57 empty] | GAS | [39 empty] | 0.088992 | 0.0011165 | 13.576
16534 | Sacramento Municipal Util Dist | 6612 | Union Valley | CA | El Dorado | 1 | HY | OP | 38.6 | 38.6 | 38.6 |  | 10 | 1963 | WAT |  | N | Y | N | Electric Utility |  |  |  |  | N | [57 empty] | N/A | [39 empty] | 0 | 0 | 10.4
16534 | Sacramento Municipal Util Dist | 7527 | Carson Ice-Gen Project | CA | Sacramento | 1 | CT | OP | 54 | 41.2 | 41.2 |  | 10 | 1995 | NG | OBG | Y | Y | Y | Electric Utility |  |  |  |  | N | [57 empty] | GAS | CA | Carson Cogeneration | 7527 | 1 | 2010 |  | ARP | 7752.65 | 12 | 336663.35 |  | 2.406 | 0.0105 | 16.512 | 198840.053 | 3138479.679 | 9 |  | Sacramento | Cogeneration | 4911 | Electric Services | 38.4461 | -121.4614 | Central Valley Financing Authority (Owner) Carson Energy Group (Operator) | Phase 2 |  | Operating | Combined cycle | Natural Gas | Other Gas |  | Water Injection Selective Catalytic Reduction |  | 599 | 8.8614 | GAS | 62 | 1747.5728 | 0.0105 | 0.0015332 | 8.8614
16534 | Sacramento Municipal Util Dist | 7527 | Carson Ice-Gen Project | CA | Sacramento | 2 | CA | OP | 17.5 | 16.6 | 16.6 |  | 10 | 1995 | NG | OBG | Y | Y | Y | Electric Utility |  |  |  |  | N | [57 empty] | GAS | [39 empty] | 0 | 0 | 10.4
16534 | Sacramento Municipal Util Dist | 7527 | Carson Ice-Gen Project | CA | Sacramento | CCCT | GT | OP | 54 | 51.2 | 51.2 |  | 10 | 1995 | NG |  | N | Y | N | Electric Utility |  |  |  |  | N | [57 empty] | GAS | CA | Carson Cogeneration | 7527 | 1 | 2010 |  | ARP | 7752.65 | 12 | 336663.35 |  | 2.406 | 0.0105 | 16.512 | 198840.053 | 3138479.679 | 9 |  | Sacramento | Cogeneration | 4911 | Electric Services | 38.4461 | -121.4614 | Central Valley Financing Authority (Owner) Carson Energy Group (Operator) | Phase 2 |  | Operating | Combined cycle | Natural Gas | Other Gas |  | Water Injection Selective Catalytic Reduction |  | 599 | 8.8614 | GAS | 62 | -105.4688 | 0.0105 | 0.0015332 | 8.8614
16534 | Sacramento Municipal Util Dist | 7551 | SCA Cogen 2 | CA | Sacramento | CCST | CA | OP | 49.8 | 37.6 | 37.6 |  | 3 | 1997 | NG |  | N | Y | Y | Electric Utility |  |  |  |  | N | [57 empty] | GAS | [39 empty] | 0 | 0 | 10.4
16534 | Sacramento Municipal Util Dist | 7551 | SCA Cogen 2 | CA | Sacramento | CT1A | CT | OP | 49.8 | 47.6 | 47.6 |  | 5 | 1997 | NG |  | N | Y | Y | Electric Utility |  |  |  |  | N | [57 empty] | GAS | CA | SCA Cogen II | 7551 | 1C | 2010 |  | ARP | 489.64 | 12 | 19722.13 |  | 0.054 | 0.0182 | 1.094 | 10786.764 | 181487.837 | 9 |  | Sacramento | Cogeneration | 2841 | Soap and Other Detergents | 38.5306 | -121.399 | Sacramento Cogeneration Authority (Owner) Carson Energy Group (Operator) | Phase 2 |  | Operating | Combustion turbine | Pipeline Natural Gas |  |  | Selective Catalytic Reduction |  | 500 | 8.8852 | GAS | 50 | 474.7899 | 0.0182 | 0.000595 | 8.8852
16534 | Sacramento Municipal Util Dist | 7551 | SCA Cogen 2 | CA | Sacramento | CT1B | CT | OP | 49.8 | 47.6 | 47.6 |  | 3 | 1997 | NG |  | N | Y | Y | Electric Utility |  |  |  |  | N | [57 empty] | GAS | CA | SCA Cogen II | 7551 | 1C | 2010 |  | ARP | 489.64 | 12 | 19722.13 |  | 0.054 | 0.0182 | 1.094 | 10786.764 | 181487.837 | 9 |  | Sacramento | Cogeneration | 2841 | Soap and Other Detergents | 38.5306 | -121.399 | Sacramento Cogeneration Authority (Owner) Carson Energy Group (Operator) | Phase 2 |  | Operating | Combustion turbine | Pipeline Natural Gas |  |  | Selective Catalytic Reduction |  | 500 | 8.8852 | GAS | 50 | 474.7899 | 0.0182 | 0.000595 | 8.8852
16534 | Sacramento Municipal Util Dist | 7551 | SCA Cogen 2 | CA | Sacramento | CT1C | GT | OP | 44 | 43.8 | 47.3 |  | 4 | 2001 | NG |  | N | Y | N | Electric Utility | [62 empty] | GAS | CA | SCA Cogen II | 7551 | 1C | 2010 |  | ARP | 489.64 | 12 | 19722.13 |  | 0.054 | 0.0182 | 1.094 | 10786.764 | 181487.837 | 9 |  | Sacramento | Cogeneration | 2841 | Soap and Other Detergents | 38.5306 | -121.399 | Sacramento Cogeneration Authority (Owner) Carson Energy Group (Operator) | Phase 2 |  | Operating | Combustion turbine | Pipeline Natural Gas |  |  | Selective Catalytic Reduction |  | 500 | 8.8852 | GAS | 50 | 471.4588 | 0.0182 | 0.000595 | 8.8852
16534 | Sacramento Municipal Util Dist | 7552 | SPA Cogen 3 | CA | Sacramento | CCCT | CT | OP | 118.7 | 111 | 111 |  | 12 | 1997 | NG |  | N | Y | Y | Electric Utility |  |  |  |  | N | [57 empty] | GAS | CA | Sacramento Power Authority Cogen | 7552 | 1 | 2010 |  | ARP | 5375.33 | 12 | 755838.36 |  | 1.622 | 0.017 | 31.704 | 321203.458 | 5404806.023 | 9 |  | Sacramento | Cogeneration | 4911 | Electric Services | 38.511 | -121.4735 | Sacramento Power Authority (Owner) Wood Group Power Operations, Inc. (Operator) | Phase 2 |  | Operating | Combined cycle | Pipeline Natural Gas |  |  | Selective Catalytic Reduction |  | 1610 | 6.9939 | GAS | 191 | -360.3604 | 0.017 | 0.0006 | 9.9333
16534 | Sacramento Municipal Util Dist | 7552 | SPA Cogen 3 | CA | Sacramento | CCST | CA | OP | 55.2 | 53 | 53 |  | 12 | 1997 | NG |  | N | Y | N | Electric Utility |  |  |  |  | N | [57 empty] | GAS | [39 empty] | 0 | 0 | 10.4
16534 | Sacramento Municipal Util Dist | 55970 | Cosumnes | CA | Sacramento | 1 | CA | OP | 190 | 171 | 178.6 |  | 2 | 2006 | NG |  | N | Y | N | Electric Utility |  |  |  |  | N | [57 empty] | GAS | [39 empty] | 0 | 0 | 10.4
16534 | Sacramento Municipal Util Dist | 55970 | Cosumnes | CA | Sacramento | 2 | CT | OP | 170 | 153 | 159.8 |  | 2 | 2006 | NG |  | N | Y | N | Electric Utility |  |  |  |  | N | [57 empty] | GAS | CA | Cosumnes Power Plant | 55970 | 2 | 2010 |  | ARP | 8007.55 | 12 | 1953484.51 |  | 3.947 | 0.0054 | 34.061 | 781909.149 | 13157109.34 | 9 | Western Electricity Coordinating Council | Sacramento | Electric Utility |  |  | 38.3461 | -121.1217 | Wood Group Power Operations, Inc. (Operator) Sacramento Mun Utility District Financing Author (Owner) | Phase 2 |  | Operating | Combined cycle | Pipeline Natural Gas |  |  | Dry Low NOx Burners Selective Catalytic Reduction |  | 1857.8 | 6.7106 | GAS | 273 | 1645.8073 | 0.0054 | 0.0006 | 9.1987
16534 | Sacramento Municipal Util Dist | 55970 | Cosumnes | CA | Sacramento | 3 | CT | OP | 170 | 153 | 159.8 |  | 2 | 2006 | NG |  | N | Y | N | Electric Utility |  |  |  |  | N | [57 empty] | GAS | CA | Cosumnes Power Plant | 55970 | 3 | 2010 |  | ARP | 7696.09 | 12 | 1895832.89 |  | 3.861 | 0.0054 | 33.323 | 764747.66 | 12868245.93 | 9 | Western Electricity Coordinating Council | Sacramento | Electric Utility |  |  | 38.3461 | -121.1217 | Wood Group Power Operations, Inc. (Operator) Sacramento Mun Utility District Financing Author (Owner) | Phase 2 |  | Operating | Combined cycle | Pipeline Natural Gas |  |  | Dry Low NOx Burners Selective Catalytic Reduction |  | 1845.1 | 6.7675 | GAS | 271 | 1652.0651 | 0.0054 | 0.0006 | 9.1987
16534 | Sacramento Municipal Util Dist | 529 | Solar | CA | Sacramento | 1 | PV | OP | 1 | 1 | 1 |  | 8 | 1984 | SUN |  | N | Y | N | Electric Utility |  |  |  |  | N | [57 empty] | N/A | [39 empty] | 0 | 0 | 10.4
16534 | Sacramento Municipal Util Dist | 529 | Solar | CA | Sacramento | 2 | PV | OP | 1 | 1 | 1 |  | 2 | 1986 | SUN |  | N | Y | N | Electric Utility |  |  |  |  | N | [57 empty] | N/A | [39 empty] | 0 | 0 | 10.4
16534 | Sacramento Municipal Util Dist | 7526 | Solano Wind | CA | Solano | 1 | WT | OP | 13.2 | 13.1 | 13.2 |  | 6 | 1994 | WND |  | N | Y | N | Electric Utility |  |  |  |  | N | [57 empty] | N/A | [39 empty] | 0 | 0 | 10.4
16534 | Sacramento Municipal Util Dist | 7526 | Solano Wind | CA | Solano | 2 | WT | OP | 24 | 24 | 24 |  | 6 | 2006 | WND |  | N | Y | N | Electric Utility |  |  |  |  | N | [57 empty] | N/A | [39 empty] | 0 | 0 | 10.4
16534 | Sacramento Municipal Util Dist | 7526 | Solano Wind | CA | Solano | 2B | WT | OP | 63 | 63 | 63 |  | 12 | 2007 | WND |  | N | Y | N | Electric Utility |  |  |  |  | N | [57 empty] | N/A | [39 empty] | 0 | 0 | 10.4
16537 | Safe Harbor Water Power Corp | 3175 | Safe Harbor | PA | Lancaster | 1 | HY | OP | 33 | 33 | 33 |  | 10 | 1940 | WAT |  | N | Y | N | Electric Utility |  |  |  |  | N | [57 empty] | N/A | [39 empty] | 0 | 0 | 10.4
16537 | Safe Harbor Water Power Corp | 3175 | Safe Harbor | PA | Lancaster | 10 | HY | OP | 37.5 | 37.5 | 37.5 |  | 6 | 1985 | WAT |  | N | Y | N | Electric Utility |  |  |  |  | N | [57 empty] | N/A | [39 empty] | 0 | 0 | 10.4
16537 | Safe Harbor Water Power Corp | 3175 | Safe Harbor | PA | Lancaster | 11 | HY | OP | 37.5 | 37.5 | 37.5 |  | 4 | 1986 | WAT |  | N | Y | N | Electric Utility |  |  |  |  | N | [57 empty] | N/A | [39 empty] | 0 | 0 | 10.4
16537 | Safe Harbor Water Power Corp | 3175 | Safe Harbor | PA | Lancaster | 12 | HY | OP | 37.5 | 37.5 | 37.5 |  | 9 | 1985 | WAT |  | N | Y | N | Electric Utility |  |  |  |  | N | [57 empty] | N/A | [39 empty] | 0 | 0 | 10.4
16537 | Safe Harbor Water Power Corp | 3175 | Safe Harbor | PA | Lancaster | 2 | HY | OP | 33 | 33 | 33 |  | 11 | 1934 | WAT |  | N | Y | N | Electric Utility |  |  |  |  | N | [57 empty] | N/A | [39 empty] | 0 | 0 | 10.4
16537 | Safe Harbor Water Power Corp | 3175 | Safe Harbor | PA | Lancaster | 3 | HY | OP | 32 | 32 | 32 |  | 12 | 1931 | WAT |  | N | Y | N | Electric Utility |  |  |  |  | N | [57 empty] | N/A | [39 empty] | 0 | 0 | 10.4
16537 | Safe Harbor Water Power Corp | 3175 | Safe Harbor | PA | Lancaster | 4 | HY | OP | 32 | 32 | 32 |  | 12 | 1931 | WAT |  | N | Y | N | Electric Utility |  |  |  |  | N | [57 empty] | N/A | [39 empty] | 0 | 0 | 10.4
16537 | Safe Harbor Water Power Corp | 3175 | Safe Harbor | PA | Lancaster | 41 | HY | OP | 2 | 2 | 2 |  | 12 | 1931 | WAT |  | N | N | N | Electric Utility |  |  |  |  | N | [57 empty] | N/A | [39 empty] | 0 | 0 | 10.4
16537 | Safe Harbor Water Power Corp | 3175 | Safe Harbor | PA | Lancaster | 42 | HY | OP | 2 | 2 | 2 |  | 12 | 1931 | WAT |  | N | N | N | Electric Utility |  |  |  |  | N | [57 empty] | N/A | [39 empty] | 0 | 0 | 10.4
16537 | Safe Harbor Water Power Corp | 3175 | Safe Harbor | PA | Lancaster | 5 | HY | OP | 32 | 32 | 32 |  | 1 | 1932 | WAT |  | N | Y | N | Electric Utility |  |  |  |  | N | [57 empty] | N/A | [39 empty] | 0 | 0 | 10.4
16537 | Safe Harbor Water Power Corp | 3175 | Safe Harbor | PA | Lancaster | 6 | HY | OP | 32 | 32 | 32 |  | 1 | 1932 | WAT |  | N | Y | N | Electric Utility |  |  |  |  | N | [57 empty] | N/A | [39 empty] | 0 | 0 | 10.4
16537 | Safe Harbor Water Power Corp | 3175 | Safe Harbor | PA | Lancaster | 7 | HY | OP | 32 | 32 | 32 |  | 10 | 1933 | WAT |  | N | Y | N | Electric Utility |  |  |  |  | N | [57 empty] | N/A | [39 empty] | 0 | 0 | 10.4
16537 | Safe Harbor Water Power Corp | 3175 | Safe Harbor | PA | Lancaster | 8 | HY | OP | 37.5 | 37.5 | 37.5 |  | 4 | 1985 | WAT |  | N | Y | N | Electric Utility |  |  |  |  | N | [57 empty] | N/A | [39 empty] | 0 | 0 | 10.4
16537 | Safe Harbor Water Power Corp | 3175 | Safe Harbor | PA | Lancaster | 9 | HY | OP | 37.5 | 37.5 | 37.5 |  | 2 | 1986 | WAT |  | N | Y | N | Electric Utility |  |  |  |  | N | [57 empty] | N/A | [39 empty] | 0 | 0 | 10.4
16544 | Saint - Gobain Abrasives Inc | 50041 | Norton Powerhouse | MA | Worcester | GEN1 | ST | OP | 2.5 | 2.5 | 2.5 |  | 1 | 1939 | BIT | NG | Y | Y | Y | Industrial CHP |  |  |  |  | N | Y | [56 empty] | COAL | [39 empty] | 0.9544 | 2.7811 | 15.4002
16544 | Saint - Gobain Abrasives Inc | 50041 | Norton Powerhouse | MA | Worcester | GEN2 | ST | OP | 3.1 | 3.1 | 3.1 |  | 1 | 1954 | BIT | NG | Y | Y | Y | Industrial CHP |  |  |  |  | N | Y | [56 empty] | COAL | [39 empty] | 0.90617 | 2.2671 | 14.581
16546 | Sacramento County of Dpt Waste | 55766 | Kiefer Landfill | CA | Sacramento | 361A | IC | OP | 3 | 2.8 | 2.8 |  | 12 | 1999 | LFG |  | N | Y | N | Commercial Non-CHP |  |  |  |  | N | [57 empty] | GAS | [39 empty] | 1.1659 | 0.0016829 | 10.4
16546 | Sacramento County of Dpt Waste | 55766 | Kiefer Landfill | CA | Sacramento | 361B | IC | OP | 3 | 2.8 | 2.8 |  | 12 | 1999 | LFG |  | N | Y | N | Commercial Non-CHP |  |  |  |  | N | [57 empty] | GAS | [39 empty] | 1.1659 | 0.0016829 | 10.4
16546 | Sacramento County of Dpt Waste | 55766 | Kiefer Landfill | CA | Sacramento | 361C | IC | OP | 3 | 2.8 | 2.8 |  | 12 | 1999 | LFG |  | N | Y | N | Commercial Non-CHP |  |  |  |  | N | [57 empty] | GAS | [39 empty] | 1.1659 | 0.0016829 | 10.4
16553 | Saguaro Power Co | 54271 | Saguaro Power | NV | Clark | CTG1 | CT | OP | 45.1 | 36 | 38 |  | 9 | 1991 | NG | DFO | Y | Y | Y | IPP CHP |  |  |  |  | N | [57 empty] | GAS | [39 empty] | 0.065726 | 0.0008879 | 11.4136
16553 | Saguaro Power Co | 54271 | Saguaro Power | NV | Clark | CTG2 | CT | OP | 45.1 | 36 | 38 |  | 9 | 1991 | NG | DFO | Y | Y | Y | IPP CHP |  |  |  |  | N | [57 empty] | GAS | [39 empty] | 0.065726 | 0.0008879 | 11.4136
16553 | Saguaro Power Co | 54271 | Saguaro Power | NV | Clark | STG | CA | OP | 37 | 29 | 29 |  | 9 | 1991 | NG | OG | Y | Y | Y | IPP CHP |  |  |  |  | N | [57 empty] | GAS | [39 empty] | 0 | 0 | 10.4
16560 | City of Salisbury | 7400 | Salisbury City of | MO | Chariton | 1 | IC | OP | 1 | 0.8 | 1 |  | 6 | 1983 | DFO |  | N | N | N | Electric Utility |  |  |  |  | N | [57 empty] | LIQUID | [39 empty] | 0.7385 | 0.025484 | 12.5895
16560 | City of Salisbury | 7400 | Salisbury City of | MO | Chariton | 2 | IC | OP | 1 | 0.8 | 1 |  | 6 | 1983 | DFO |  | N | N | N | Electric Utility |  |  |  |  | N | [57 empty] | LIQUID | [39 empty] | 0.7385 | 0.025484 | 12.5895
16560 | City of Salisbury | 7400 | Salisbury City of | MO | Chariton | 3 | IC | OP | 2.2 | 1.8 | 2 |  | 6 | 1986 | DFO |  | N | N | N | Electric Utility |  |  |  |  | N | [57 empty] | LIQUID | [39 empty] | 0.7385 | 0.025484 | 12.5895
16560 | City of Salisbury | 7400 | Salisbury City of | MO | Chariton | 4 | IC | OP | 2.2 | 1.8 | 2 |  | 6 | 1986 | DFO |  | N | N | N | Electric Utility |  |  |  |  | N | [57 empty] | LIQUID | [39 empty] | 0.7385 | 0.025484 | 12.5895
16572 | Salt River Project | 141 | Agua Fria | AZ | Maricopa | AF1 | ST | OP | 113.6 | 113 | 114 |  | 1 | 1958 | NG | DFO | Y | Y | N | Electric Utility |  |  |  |  | N | [6 empty] | 1A | 1958 | 74785 | [48 empty] | GAS | AZ | Agua Fria Generating Station | 141 | 1 | 2010 |  | ARP | 174.06 | 12 | 7597.76 |  | 0.025 | 0.1367 | 8.808 | 4900.797 | 82471.128 | 9 | Western Electricity Coordinating Council | Maricopa | Electric Utility | 4911 | Electric Services | 33.5542 | -112.2161 | Salt River Project (Owner/Operator) | Phase 2 |  | Operating | Dry bottom wall-fired boiler | Pipeline Natural Gas | Diesel Oil |  |  |  | 1370 | 9.7065 | GAS | 112 | 491.0714 | 0.1367 | 0.000606 | 9.7065
16572 | Salt River Project | 141 | Agua Fria | AZ | Maricopa | AF2 | ST | OP | 113.6 | 113 | 114 |  | 4 | 1957 | NG | DFO | Y | Y | N | Electric Utility |  |  |  |  | N | [6 empty] | 2A | 1957 | 74785 | [48 empty] | GAS | AZ | Agua Fria Generating Station | 141 | 2 | 2010 |  | ARP | 192.48 | 12 | 8296.47 |  | 0.027 | 0.1487 | 10.358 | 5405.662 | 90972.446 | 9 | Western Electricity Coordinating Council | Maricopa | Electric Utility | 4911 | Electric Services | 33.5542 | -112.2161 | Salt River Project (Owner/Operator) | Phase 2 |  | Operating | Dry bottom wall-fired boiler | Pipeline Natural Gas | Diesel Oil |  |  |  | 1370 | 9.6744 | GAS | 113 | 495.5752 | 0.1487 | 0.000594 | 9.6744
16572 | Salt River Project | 141 | Agua Fria | AZ | Maricopa | AF3 | ST | OP | 163.2 | 181 | 184 |  | 4 | 1961 | NG | DFO | Y | Y | N | Electric Utility |  |  |  |  | N | [6 empty] | 3A | 1961 | 116952 | [48 empty] | GAS | AZ | Agua Fria Generating Station | 141 | 3 | 2010 |  | ARP | 205.69 | 12 | 15343.01 |  | 0.048 | 0.2548 | 39.071 | 9601.777 | 161565.855 | 9 | Western Electricity Coordinating Council | Maricopa | Electric Utility | 4911 | Electric Services | 33.5542 | -112.2161 | Salt River Project (Owner/Operator) | Phase 2 |  | Operating | Dry bottom turbo-fired boiler | Pipeline Natural Gas | Diesel Oil |  |  |  | 2350 | 9.6405 | GAS | 184 | 500 | 0.2548 | 0.000594 | 9.6405
16572 | Salt River Project | 141 | Agua Fria | AZ | Maricopa | AF4 | GT | OP | 80.5 | 73 | 87 |  | 5 | 1975 | NG | DFO | Y | Y | N | Electric Utility |  |  |  |  | N | [57 empty] | GAS | AZ | Agua Fria Generating Station | 141 | 1 | 2010 |  | ARP | 174.06 | 12 | 7597.76 |  | 0.025 | 0.1367 | 8.808 | 4900.797 | 82471.128 | 9 | Western Electricity Coordinating Council | Maricopa | Electric Utility | 4911 | Electric Services | 33.5542 | -112.2161 | Salt River Project (Owner/Operator) | Phase 2 |  | Operating | Dry bottom wall-fired boiler | Pipeline Natural Gas | Diesel Oil |  |  |  | 1370 | 9.7065 | GAS | 112 | -143.6782 | 0.1367 | 0.000606 | 9.7065
16572 | Salt River Project | 141 | Agua Fria | AZ | Maricopa | AF5 | GT | OP | 71.2 | 73 | 82 |  | 7 | 1974 | NG | DFO | Y | Y | N | Electric Utility |  |  |  |  | N | [57 empty] | GAS | AZ | Agua Fria Generating Station | 141 | 1 | 2010 |  | ARP | 174.06 | 12 | 7597.76 |  | 0.025 | 0.1367 | 8.808 | 4900.797 | 82471.128 | 9 | Western Electricity Coordinating Council | Maricopa | Electric Utility | 4911 | Electric Services | 33.5542 | -112.2161 | Salt River Project (Owner/Operator) | Phase 2 |  | Operating | Dry bottom wall-fired boiler | Pipeline Natural Gas | Diesel Oil |  |  |  | 1370 | 9.7065 | GAS | 112 | -182.9268 | 0.1367 | 0.000606 | 9.7065
16572 | Salt River Project | 141 | Agua Fria | AZ | Maricopa | AF6 | GT | OP | 71.2 | 73 | 82 |  | 7 | 1974 | NG | DFO | Y | Y | N | Electric Utility |  |  |  |  | N | [57 empty] | GAS | AZ | Agua Fria Generating Station | 141 | 1 | 2010 |  | ARP | 174.06 | 12 | 7597.76 |  | 0.025 | 0.1367 | 8.808 | 4900.797 | 82471.128 | 9 | Western Electricity Coordinating Council | Maricopa | Electric Utility | 4911 | Electric Services | 33.5542 | -112.2161 | Salt River Project (Owner/Operator) | Phase 2 |  | Operating | Dry bottom wall-fired boiler | Pipeline Natural Gas | Diesel Oil |  |  |  | 1370 | 9.7065 | GAS | 112 | -182.9268 | 0.1367 | 0.000606 | 9.7065
16572 | Salt River Project | 145 | Horse Mesa | AZ | Maricopa | HM1 | HY | OP | 9.9 | 10 | 10 |  | 4 | 1927 | WAT |  | N | Y | N | Electric Utility |  |  |  |  | N | [57 empty] | N/A | [39 empty] | 0 | 0 | 10.4
16572 | Salt River Project | 145 | Horse Mesa | AZ | Maricopa | HM2 | HY | OP | 9.9 | 10 | 10 |  | 4 | 1927 | WAT |  | N | Y | N | Electric Utility |  |  |  |  | N | [57 empty] | N/A | [39 empty] | 0 | 0 | 10.4
16572 | Salt River Project | 145 | Horse Mesa | AZ | Maricopa | HM3 | HY | OP | 9.9 | 10 | 10 |  | 4 | 1927 | WAT |  | N | Y | N | Electric Utility |  |  |  |  | N | [57 empty] | N/A | [39 empty] | 0 | 0 | 10.4
16572 | Salt River Project | 145 | Horse Mesa | AZ | Maricopa | HM4 | PS | OP | 99.8 | 119 | 119 |  | 6 | 1972 | WAT |  | N | Y | N | Electric Utility |  |  |  |  | N | [57 empty] | N/A | [39 empty] | 0 | 0 | 10.4
16572 | Salt River Project | 147 | Kyrene | AZ | Maricopa | KY4 | GT | OP | 53.1 | 59 | 62.5 |  | 12 | 1971 | NG | DFO | Y | Y | N | Electric Utility |  |  |  |  | N | [57 empty] | GAS | [39 empty] | 0.1422 | 0.0019045 | 14.5628
16572 | Salt River Project | 147 | Kyrene | AZ | Maricopa | KY5 | GT | OP | 60.3 | 53 | 62 |  | 7 | 1973 | NG | DFO | Y | Y | N | Electric Utility |  |  |  |  | N | [57 empty] | GAS | [39 empty] | 0.13185 | 0.001793 | 14.6411
16572 | Salt River Project | 147 | Kyrene | AZ | Maricopa | KY6 | GT | OP | 60.3 | 53 | 62 |  | 6 | 1973 | NG | DFO | Y | Y | N | Electric Utility |  |  |  |  | N | [57 empty] | GAS | [39 empty] | 0.13185 | 0.001793 | 14.6411
16572 | Salt River Project | 147 | Kyrene | AZ | Maricopa | KY7 | CT | OP | 170 | 148 | 167 |  | 10 | 2002 | NG |  | N | Y | N | Electric Utility |  |  |  |  | N | [57 empty] | GAS | AZ | Kyrene Generating Station | 147 | K-7 | 2010 |  | ARP | 2082.26 | 12 | 398415.08 |  | 0.885 | 0.0317 | 21.933 | 175208.64 | 2948226.485 | 9 | Western Electricity Coordinating Council | Maricopa | Electric Utility | 4911 | Electric Services | 33.3544 | -111.9364 | Salt River Project (Owner/Operator) | Phase 2 |  | Operating | Combined cycle | Pipeline Natural Gas |  |  | Dry Low NOx Burners Selective Catalytic Reduction |  | 2310 | 7.1033 | GAS | 263 | 212.5749 | 0.0317 | 0.0006 | 7.1033
16572 | Salt River Project | 147 | Kyrene | AZ | Maricopa | KY7A | CA | OP | 122 | 106 | 110 |  | 10 | 2002 | NG |  | N | Y | N | Electric Utility |  |  |  |  | N | [6 empty] | K-7 | 2002 | 618500 | [48 empty] | GAS | [39 empty] | 0 | 0 | 10.4
16572 | Salt River Project | 148 | Mormon Flat | AZ | Maricopa | MF1 | HY | OP | 9.2 | 11 | 11 |  | 5 | 1926 | WAT |  | N | Y | N | Electric Utility |  |  |  |  | N | [57 empty] | N/A | [39 empty] | 0 | 0 | 10.4
16572 | Salt River Project | 148 | Mormon Flat | AZ | Maricopa | MF2 | PS | OP | 54.3 | 57.3 | 57.3 |  | 6 | 1971 | WAT |  | N | Y | N | Electric Utility |  |  |  |  | N | [57 empty] | N/A | [39 empty] | 0 | 0 | 10.4
16572 | Salt River Project | 149 | Roosevelt | AZ | Maricopa | ROOS | HY | OP | 36 | 36 | 36 |  | 3 | 1973 | WAT |  | N | Y | N | Electric Utility |  |  |  |  | N | [57 empty] | N/A | [39 empty] | 0 | 0 | 10.4
16572 | Salt River Project | 150 | Stewart Mountain | AZ | Maricopa | SM | HY | OP | 13 | 13 | 13 |  | 3 | 1930 | WAT |  | N | Y | N | Electric Utility |  |  |  |  | N | [57 empty] | N/A | [39 empty] | 0 | 0 | 10.4
16572 | Salt River Project | 4941 | Navajo | AZ | Coconino | NAV1 | ST | OP | 803.1 | 750 | 750 |  | 5 | 1974 | BIT |  | N | Y | N | Electric Utility |  |  |  |  | N | Y |  |  | Y |  |  | 1R | 1999 | 1503407 | [16 empty] | OP: OP; DP: SP; LS: LS; N: Y | 0.6 | 92 | 771 | 3006814 | 100 | OP | EW |  |  | 10 |  | 0.5 |  |  |  | 99.5 | 420 | 3940000 |  |  |  |  | COAL | AZ | Navajo Generating Station | 4941 | 1 | 2010 |  | ARP | 8487.67 | 12 | 6468160.18 |  | 1782.654 | 0.386 | 12642.559 | 6639514.146 | 64712615.19 | 9 | Western Electricity Coordinating Council | Coconino | Electric Utility | 4911 | Electric Services | 36.9047 | -111.3886 | Arizona Public Service Company (Owner) NV Energy (Owner) United States Bureau of Reclamation (Owner) Salt River Project (Owner/Operator) Los Angeles Dept of Water and Power (Owner) Tucson Electric Power Company (Owner) | Phase 2 | Early Election | Operating | Tangentially-fired | Coal | Diesel Oil | Wet Limestone | Other | Electrostatic Precipitator | 16700 | 9.9793 | COAL | 815 | 456.6667 | 0.386 | 0.055094 | 9.9793
16572 | Salt River Project | 4941 | Navajo | AZ | Coconino | NAV2 | ST | OP | 803.1 | 750 | 750 |  | 4 | 1975 | BIT |  | N | Y | N | Electric Utility |  |  |  |  | N | Y |  |  | Y |  |  | 2R | 1998 | 1503407 | [16 empty] | OP: OP; DP: SP; LS: LS; N: Y | 0.6 | 92 | 771 | 3006814 | 100 | OP | EW |  |  | 10 |  | 0.5 |  |  |  | 99.5 | 420 | 3940000 |  |  |  |  | COAL | AZ | Navajo Generating Station | 4941 | 2 | 2010 |  | ARP | 6841.74 | 12 | 5059107.24 |  | 1486.903 | 0.222 | 5378.218 | 4841216.157 | 47185367.82 | 9 | Western Electricity Coordinating Council | Coconino | Electric Utility | 4911 | Electric Services | 36.9047 | -111.3886 | Arizona Public Service Company (Owner) Los Angeles Dept of Water and Power (Owner) NV Energy (Owner) United States Bureau of Reclamation (Owner) Salt River Project (Owner/Operator) Tucson Electric Power Company (Owner) | Phase 2 | Early Election | Operating | Tangentially-fired | Coal | Diesel Oil | Wet Limestone | Low NOx Burner Technology w/ Closed-coupled/Separated OFA (Began Mar 30, 2010) Other | Electrostatic Precipitator | 16700 | 9.3151 | COAL | 816 | 456 | 0.222 | 0.063024 | 9.3151
16572 | Salt River Project | 4941 | Navajo | AZ | Coconino | NAV3 | ST | OP | 803.1 | 750 | 750 |  | 4 | 1976 | BIT |  | N | Y | N | Electric Utility |  |  |  |  | N | Y |  |  | Y |  |  | 3R | 1997 | 1503407 | [16 empty] | OP: OP; DP: SP; LS: LS; N: Y | 0.6 | 92 | 771 | 3006814 | 100 | OP | EW |  |  | 10 |  | 0.5 |  |  |  | 99.5 | 420 | 3940000 |  |  |  |  | COAL | AZ | Navajo Generating Station | 4941 | 3 | 2010 |  | ARP | 8235.28 | 12 | 6340963.87 |  | 1828.217 | 0.2061 | 6405.844 | 6317653.57 | 61575631.93 | 9 | Western Electricity Coordinating Council | Coconino | Electric Utility | 4911 | Electric Services | 36.9047 | -111.3886 | Arizona Public Service Company (Owner) Los Angeles Dept of Water and Power (Owner) NV Energy (Owner) United States Bureau of Reclamation (Owner) Salt River Project (Owner/Operator) Tucson Electric Power Company (Owner) | Phase 2 | Early Election | Operating | Tangentially-fired | Coal | Diesel Oil | Wet Limestone | Low NOx Burner Technology w/ Closed-coupled/Separated OFA Other | Electrostatic Precipitator | 16700 | 9.699 | COAL | 816 | 456 | 0.2061 | 0.059381 | 9.699
16572 | Salt River Project | 6177 | Coronado | AZ | Apache | CO1 | ST | OP | 410.9 | 380 | 380 |  | 12 | 1979 | SUB |  | N | Y | N | Electric Utility |  |  |  |  | N | Y |  | Y |  |  |  | U1S | 1979 | 796300 | [16 empty] | OP: OP¦¦ 0; DP: SP¦¦ 0; LS: LS¦¦ 0; N: Y¦¦ 0 | 1¦¦ 0 | 82.5¦¦ 0 | 3200¦¦ 0 | 1500000¦¦ 0 | 80¦¦ 0 | OP | EW |  |  | 25 |  | 0.7 |  |  |  | 99.9 | 160 | 2800000 |  |  |  |  | COAL | AZ | Coronado Generating Station | 6177 | U1B | 2010 |  | ARP | 8570.13 | 12 | 3496928.91 |  | 5960.144 | 0.2958 | 5231.826 | 3663079.516 | 34925612.31 | 9 | Western Electricity Coordinating Council | Apache | Electric Utility | 4911 | Electric Services | 34.5778 | -109.2717 | Salt River Project (Owner/Operator) | Phase 2 | Early Election | Operating | Dry bottom turbo-fired boiler | Coal | Diesel Oil | Wet Limestone | Low NOx Burner Technology w/ Overfire Air | Electrostatic Precipitator | 4719 | 9.9779 | COAL | 456 | 400 | 0.2958 | 0.34131 | 9.9779
16572 | Salt River Project | 6177 | Coronado | AZ | Apache | CO2 | ST | OP | 410.9 | 385 | 385 |  | 10 | 1980 | SUB |  | N | Y | N | Electric Utility |  |  |  |  | N | Y |  | Y |  |  |  | U2S | 1980 | 796300 | [16 empty] | OP: OP; DP: SP; LS: LS; N: Y¦¦N | 1 | 82.5¦¦ 95 | 3200¦¦ 170 | 1500000¦¦ 1701039 | 80¦¦ 100 | OP | EW |  |  | 25 |  | 0.7 |  |  |  | 99.9 | 160 | 2800000 |  |  |  |  | COAL | AZ | Coronado Generating Station | 6177 | U2B | 2010 |  | ARP | 8475.57 | 12 | 3512527.34 |  | 5761.927 | 0.4195 | 7393.632 | 3644194.521 | 34746330.18 | 9 | Western Electricity Coordinating Council | Apache | Electric Utility | 4911 | Electric Services | 34.5778 | -109.2717 | Salt River Project (Owner/Operator) | Phase 2 | Early Election | Operating | Dry bottom turbo-fired boiler | Coal | Diesel Oil | Wet Limestone | Overfire Air | Electrostatic Precipitator | 4719 | 9.8793 | COAL | 443 | 424.6753 | 0.4195 | 0.33166 | 9.8793
16572 | Salt River Project | 8068 | Santan | AZ | Maricopa | ST1 | CS | OP | 103.5 | 92 | 103 |  | 10 | 1974 | NG |  | N | Y | N | Electric Utility |  |  |  |  | N | [6 empty] | 1 | 1974 | 470500 | [48 empty] | GAS | AZ | Santan | 8068 | 6A | 2010 |  | ARP | 3332.33 | 12 | 665644.88 |  | 1.454 | 0.0264 | 33.111 | 287943.237 | 4845240.944 | 9 |  | Maricopa | Electric Utility |  |  | 33.3333 | -111.751 | Salt River Project (Owner/Operator) | Phase 2 |  | Operating | Combustion turbine | Pipeline Natural Gas |  |  | Dry Low NOx Burners Selective Catalytic Reduction |  | 2245 | 6.9608 | GAS | 300 | -956.3107 | 0.0264 | 0.0006 | 10.3029
16572 | Salt River Project | 8068 | Santan | AZ | Maricopa | ST2 | CS | OP | 103.5 | 92 | 103 |  | 12 | 1974 | NG |  | N | Y | N | Electric Utility |  |  |  |  | N | [6 empty] | 2 | 1974 | 470500 | [48 empty] | GAS | AZ | Santan | 8068 | 6A | 2010 |  | ARP | 3332.33 | 12 | 665644.88 |  | 1.454 | 0.0264 | 33.111 | 287943.237 | 4845240.944 | 9 |  | Maricopa | Electric Utility |  |  | 33.3333 | -111.751 | Salt River Project (Owner/Operator) | Phase 2 |  | Operating | Combustion turbine | Pipeline Natural Gas |  |  | Dry Low NOx Burners Selective Catalytic Reduction |  | 2245 | 6.9608 | GAS | 300 | -956.3107 | 0.0264 | 0.0006 | 10.3029
16572 | Salt River Project | 8068 | Santan | AZ | Maricopa | ST3 | CS | OP | 103.5 | 92 | 103 |  | 10 | 1974 | NG |  | N | Y | N | Electric Utility |  |  |  |  | N | [6 empty] | 3 | 1974 | 470500 | [48 empty] | GAS | AZ | Santan | 8068 | 6A | 2010 |  | ARP | 3332.33 | 12 | 665644.88 |  | 1.454 | 0.0264 | 33.111 | 287943.237 | 4845240.944 | 9 |  | Maricopa | Electric Utility |  |  | 33.3333 | -111.751 | Salt River Project (Owner/Operator) | Phase 2 |  | Operating | Combustion turbine | Pipeline Natural Gas |  |  | Dry Low NOx Burners Selective Catalytic Reduction |  | 2245 | 6.9608 | GAS | 300 | -956.3107 | 0.0264 | 0.0006 | 10.3029
16572 | Salt River Project | 8068 | Santan | AZ | Maricopa | ST4 | CS | OP | 103.5 | 92 | 103 |  | 5 | 1975 | NG |  | N | Y | N | Electric Utility |  |  |  |  | N | [6 empty] | 4 | 1975 | 470500 | [48 empty] | GAS | AZ | Santan | 8068 | 6A | 2010 |  | ARP | 3332.33 | 12 | 665644.88 |  | 1.454 | 0.0264 | 33.111 | 287943.237 | 4845240.944 | 9 |  | Maricopa | Electric Utility |  |  | 33.3333 | -111.751 | Salt River Project (Owner/Operator) | Phase 2 |  | Operating | Combustion turbine | Pipeline Natural Gas |  |  | Dry Low NOx Burners Selective Catalytic Reduction |  | 2245 | 6.9608 | GAS | 300 | -956.3107 | 0.0264 | 0.0006 | 10.2204
16572 | Salt River Project | 55129 | Desert Basin | AZ | Pinal | CTG1 | CT | OP | 187 | 162 | 178 |  | 10 | 2001 | NG |  | N | Y | N | Electric Utility |  |  |  |  | N | [57 empty] | GAS | AZ | Desert Basin Generating Station | 55129 | DBG1 | 2010 |  | ARP | 2924.11 | 12 | 647411.43 |  | 1.59 | 0.015 | 29.492 | 314985.453 | 5300179.929 | 9 |  | Pinal | Electric Utility | 4911 | Electric Services | 32.9042 | -111.7889 | Salt River Project (Owner/Operator) | Phase 2 |  | Operating | Combined cycle | Pipeline Natural Gas |  |  | Selective Catalytic Reduction |  | 2500 | 7.9389 | GAS | 307 | 137.6404 | 0.015 | 0.0006 | 7.9389
16572 | Salt River Project | 55129 | Desert Basin | AZ | Pinal | CTG2 | CT | OP | 187 | 162 | 178 |  | 10 | 2001 | NG |  | N | Y | N | Electric Utility |  |  |  |  | N | [57 empty] | GAS | AZ | Desert Basin Generating Station | 55129 | DBG2 | 2010 |  | ARP | 2439.61 | 12 | 557182.78 |  | 1.347 | 0.0144 | 25.322 | 266892.254 | 4490976.671 | 9 |  | Pinal | Electric Utility | 4911 | Electric Services | 32.9042 | -111.7889 | Salt River Project (Owner/Operator) | Phase 2 |  | Operating | Combined cycle | Pipeline Natural Gas |  |  | Selective Catalytic Reduction |  | 2500 | 7.8964 | GAS | 305 | 143.2584 | 0.0144 | 0.0006 | 7.8964
16572 | Salt River Project | 55129 | Desert Basin | AZ | Pinal | STG | CA | OP | 272.1 | 253 | 269 |  | 10 | 2001 | NG |  | N | Y | N | Electric Utility |  |  |  |  | N | [6 empty] | STACK1¦¦STACK2 | 2001 | [49 empty] | GAS | [39 empty] | 0 | 0 | 10.4
16572 | Salt River Project | 100 | South Consolidated | AZ | Maricopa | SC1 | HY | OP | 1.4 | 1.4 | 1.4 |  | 9 | 1981 | WAT |  | N | Y | N | Electric Utility |  |  |  |  | N | [57 empty] | N/A | [39 empty] | 0 | 0 | 10.4
16572 | Salt River Project | 141 | Agua Fria | AZ | Maricopa | PV-3 | PV | OP | 0.2 | 0.2 | 0.2 |  | 6 | 2001 | SUN |  | N | Y | N | Electric Utility |  |  |  |  | N | [57 empty] | N/A | [39 empty] | 0 | 0 | 10.4
16572 | Salt River Project | 143 | Crosscut | AZ | Maricopa | CC5 | HY | OP | 3 | 3 | 3 |  | 7 | 1939 | WAT |  | N | Y | N | Electric Utility |  |  |  |  | N | [57 empty] | N/A | [39 empty] | 0 | 0 | 10.4
16572 | Salt River Project | 7998 | Tri Cities | AZ | Maricopa | TC1 | IC | OP | 1 | 0.8 | 0.8 |  | 9 | 2001 | LFG |  | N | Y | N | Electric Utility |  |  |  |  | N | [57 empty] | GAS | [39 empty] | 1.1659 | 0.0016829 | 10.4
16572 | Salt River Project | 7998 | Tri Cities | AZ | Maricopa | TC2 | IC | OP | 1 | 0.8 | 0.8 |  | 9 | 2001 | LFG |  | N | Y | N | Electric Utility |  |  |  |  | N | [57 empty] | GAS | [39 empty] | 1.1659 | 0.0016829 | 10.4
16572 | Salt River Project | 7998 | Tri Cities | AZ | Maricopa | TC3 | IC | OP | 1 | 0.8 | 0.8 |  | 9 | 2001 | LFG |  | N | Y | N | Electric Utility |  |  |  |  | N | [57 empty] | GAS | [39 empty] | 1.1659 | 0.0016829 | 10.4
16572 | Salt River Project | 7998 | Tri Cities | AZ | Maricopa | TC4 | IC | OP | 1 | 0.8 | 0.8 |  | 9 | 2001 | LFG |  | N | Y | N | Electric Utility |  |  |  |  | N | [57 empty] | GAS | [39 empty] | 1.1659 | 0.0016829 | 10.4
16572 | Salt River Project | 7998 | Tri Cities | AZ | Maricopa | TC5 | IC | OP | 1 | 0.8 | 0.8 |  | 9 | 2001 | LFG |  | N | Y | N | Electric Utility |  |  |  |  | N | [57 empty] | GAS | [39 empty] | 1.1659 | 0.0016829 | 10.4
16572 | Salt River Project | 8068 | Santan | AZ | Maricopa | ST5A | CT | OP | 153.8 | 151 | 170 |  | 4 | 2005 | NG |  | N | Y | N | Electric Utility |  |  |  |  | N | [57 empty] | GAS | AZ | Santan | 8068 | 5A | 2010 |  | ARP | 2316.94 | 12 | 498821.21 |  | 1.113 | 0.0245 | 22.369 | 220500.726 | 3710379.312 | 9 |  | Maricopa | Electric Utility |  |  | 33.3333 | -111.751 | Salt River Project (Owner/Operator) | Phase 2 |  | Operating | Combustion turbine | Pipeline Natural Gas |  |  | Dry Low NOx Burners Selective Catalytic Reduction |  | 2245 | 7.2628 | GAS | 306 | 100 | 0.0245 | 0.0006 | 7.2628
16572 | Salt River Project | 8068 | Santan | AZ | Maricopa | ST5B | CT | OP | 153.8 | 151 | 170 |  | 4 | 2005 | NG |  | N | Y | N | Electric Utility |  |  |  |  | N | [57 empty] | GAS | AZ | Santan | 8068 | 5A | 2010 |  | ARP | 2316.94 | 12 | 498821.21 |  | 1.113 | 0.0245 | 22.369 | 220500.726 | 3710379.312 | 9 |  | Maricopa | Electric Utility |  |  | 33.3333 | -111.751 | Salt River Project (Owner/Operator) | Phase 2 |  | Operating | Combustion turbine | Pipeline Natural Gas |  |  | Dry Low NOx Burners Selective Catalytic Reduction |  | 2245 | 7.2628 | GAS | 306 | 100 | 0.0245 | 0.0006 | 7.2628
16572 | Salt River Project | 8068 | Santan | AZ | Maricopa | ST5S | CA | OP | 314.5 | 280 | 286 |  | 4 | 2005 | NG |  | N | Y | N | Electric Utility |  |  |  |  | N | [6 empty] | 5A¦¦5B | 2005 | 613562 | [48 empty] | GAS | [39 empty] | 0 | 0 | 10.4
16572 | Salt River Project | 8068 | Santan | AZ | Maricopa | ST6A | CT | OP | 153.8 | 151 | 166 |  | 3 | 2006 | NG |  | N | Y | N | Electric Utility |  |  |  |  | N | [57 empty] | GAS | AZ | Santan | 8068 | 6A | 2010 |  | ARP | 3332.33 | 12 | 665644.88 |  | 1.454 | 0.0264 | 33.111 | 287943.237 | 4845240.944 | 9 |  | Maricopa | Electric Utility |  |  | 33.3333 | -111.751 | Salt River Project (Owner/Operator) | Phase 2 |  | Operating | Combustion turbine | Pipeline Natural Gas |  |  | Dry Low NOx Burners Selective Catalytic Reduction |  | 2245 | 6.9608 | GAS | 300 | 96.3855 | 0.0264 | 0.0006 | 9.3122
16572 | Salt River Project | 8068 | Santan | AZ | Maricopa | ST6S | CA | OP | 136.1 | 126 | 135 |  | 3 | 2006 | NG |  | N | Y | N | Electric Utility |  |  |  |  | N | [6 empty] | 6A | 2006 | 613562 | [48 empty] | GAS | [39 empty] | 0 | 0 | 10.4
16578 | Saint Agnes Medical Center | 54800 | Saint Agnes Medical Center | CA | Fresno | 9911 | GT | OP | 3.5 | 2.7 | 2.2 |  | 5 | 2001 | NG |  | N | Y | Y | Commercial CHP |  |  |  |  | N | [57 empty] | GAS | [39 empty] | 0.1737 | 0.0012883 | 9.9661
16578 | Saint Agnes Medical Center | 54800 | Saint Agnes Medical Center | CA | Fresno | 9929 | GT | OP | 3.5 | 2.7 | 2.2 |  | 12 | 2001 | NG |  | N | Y | Y | Commercial CHP |  |  |  |  | N | [57 empty] | GAS | [39 empty] | 0.1737 | 0.0012883 | 9.9661
16579 | Santa Maria Cogeneration Inc | 10733 | Santa Maria Cogen Plant | CA | Santa Barbara | GEN1 | GT | OP | 9 | 7 | 7 |  | 6 | 1989 | NG |  | N | Y | Y | IPP CHP |  |  |  |  | N | [57 empty] | GAS | [39 empty] | 0.1882 | 0.0017053 | 10.2546
16583 | San Antonio Community Hospital | 50234 | San Antonio Community Hospital | CA | San Bernardino | 2074 | IC | OP | 0.9 | 0.1 | 0.3 |  | 1 | 1985 | NG |  | N | Y | Y | Commercial CHP |  |  |  |  | N | [57 empty] | GAS | [39 empty] | 1.1659 | 0.0016829 | 10.4
16583 | San Antonio Community Hospital | 50234 | San Antonio Community Hospital | CA | San Bernardino | 2075 | IC | OP | 0.9 | 0.1 | 0.3 |  | 1 | 1985 | NG |  | N | Y | Y | Commercial CHP |  |  |  |  | N | [57 empty] | GAS | [39 empty] | 1.1659 | 0.0016829 | 10.4
16583 | San Antonio Community Hospital | 50234 | San Antonio Community Hospital | CA | San Bernardino | 2076 | IC | OP | 0.9 | 0.1 | 0.3 |  | 3 | 2001 | NG |  | N | Y | Y | Commercial CHP |  |  |  |  | N | [57 empty] | GAS | [39 empty] | 1.1659 | 0.0016829 | 10.4
16604 | City of San Antonio - (TX) | 3609 | Leon Creek | TX | Bexar | CGT1 | GT | OP | 57.4 | 46 | 46 |  | 6 | 2004 | NG |  | N | Y | N | Electric Utility |  |  |  |  | N | [57 empty] | GAS | TX | Leon Creek | 3609 | CGT1 | 2010 |  | ARP, CAIRNOX, CAIRSO2 | 421.5 | 12 | 15801 |  | 0.041 | 0.0408 | 1.671 | 8200.575 | 137977.2 | 6 |  | Bexar | Electric Utility | 4911 | Electric Services | 29.3511 | -98.5753 | City of San Antonio (Owner/Operator) | Phase 2 |  | Operating | Combustion turbine | Pipeline Natural Gas |  |  | Selective Catalytic Reduction |  | 467 | 8.0473 | GAS | 48 | 1978.2609 | 0.0408 | 0.000594 | 8.0473
16604 | City of San Antonio - (TX) | 3609 | Leon Creek | TX | Bexar | CGT2 | GT | OP | 57.4 | 46 | 46 |  | 6 | 2004 | NG |  | N | Y | N | Electric Utility |  |  |  |  | N | [57 empty] | GAS | TX | Leon Creek | 3609 | CGT2 | 2010 |  | ARP, CAIRNOX, CAIRSO2 | 99.75 | 12 | 3031.5 |  | 0.005 | 0.0625 | 0.345 | 1032.25 | 17362.65 | 6 |  | Bexar | Electric Utility | 4911 | Electric Services | 29.3511 | -98.5753 | City of San Antonio (Owner/Operator) | Phase 2 |  | Operating | Combustion turbine | Pipeline Natural Gas |  |  | Selective Catalytic Reduction |  | 467 | 48.3574 | GAS | 48 | 1978.2609 | 0.0625 | 0.000576 | 10.7315
16604 | City of San Antonio - (TX) | 3609 | Leon Creek | TX | Bexar | CGT3 | GT | OP | 57.4 | 46 | 46 |  | 6 | 2004 | NG |  | N | Y | N | Electric Utility |  |  |  |  | N | [57 empty] | GAS | TX | Leon Creek | 3609 | CGT3 | 2010 |  | ARP, CAIRNOX, CAIRSO2 | 399.5 | 12 | 15437.5 |  | 0.046 | 0.0405 | 1.966 | 9160.1 | 154140.25 | 6 |  | Bexar | Electric Utility | 4911 | Electric Services | 29.3511 | -98.5753 | City of San Antonio (Owner/Operator) | Phase 2 |  | Operating | Combustion turbine | Pipeline Natural Gas |  |  | Selective Catalytic Reduction |  | 467 | 9.264 | GAS | 50 | 1956.5217 | 0.0405 | 0.000597 | 9.264
16604 | City of San Antonio - (TX) | 3609 | Leon Creek | TX | Bexar | CGT4 | GT | OP | 57.4 | 46 | 46 |  | 6 | 2004 | NG |  | N | Y | N | Electric Utility |  |  |  |  | N | [57 empty] | GAS | TX | Leon Creek | 3609 | CGT4 | 2010 |  | ARP, CAIRNOX, CAIRSO2 | 491.25 | 12 | 18853.5 |  | 0.056 | 0.0365 | 2.143 | 11181.375 | 188136.4 | 6 |  | Bexar | Electric Utility | 4911 | Electric Services | 29.3511 | -98.5753 | City of San Antonio (Owner/Operator) | Phase 2 |  | Operating | Combustion turbine | Pipeline Natural Gas |  |  | Selective Catalytic Reduction |  | 467 | 9.3161 | GAS | 49 | 1967.3913 | 0.0365 | 0.000595 | 9.3161
16604 | City of San Antonio - (TX) | 3611 | O W Sommers | TX | Bexar | 1 | ST | OP | 446 | 445 | 445 |  | 4 | 1972 | NG | DFO | Y | Y | N | Electric Utility |  |  |  |  | N | [6 empty] | 1 | 1972 | 374916 | [48 empty] | GAS | TX | O W Sommers | 3611 | 1 | 2010 |  | ARP, CAIRNOX, CAIRSO2 | 3895.25 | 12 | 479496.75 |  | 1.653 | 0.1098 | 353.721 | 327421.775 | 5509484.2 | 6 | Electric Reliability Council of Texas | Bexar | Electric Utility | 4911 | Electric Services | 29.3078 | -98.3244 | City of San Antonio (Owner/Operator) | Phase 2 |  | Operating | Tangentially-fired | Pipeline Natural Gas | Diesel Oil |  |  |  | 5830.1 | 10.2235 | GAS | 432 | 1984.9537 | 0.1098 | 0.0006 | 10.2235
16604 | City of San Antonio - (TX) | 3611 | O W Sommers | TX | Bexar | 2 | ST | OP | 446 | 435 | 435 |  | 1 | 1974 | NG | DFO | Y | Y | N | Electric Utility |  |  |  |  | N | [6 empty] | 2 | 1974 | 402967 | [48 empty] | GAS | TX | O W Sommers | 3611 | 2 | 2010 |  | ARP, CAIRNOX, CAIRSO2 | 2390.25 | 12 | 334373.5 |  | 1.183 | 0.0839 | 203.724 | 234291.45 | 3942439.275 | 6 | Electric Reliability Council of Texas | Bexar | Electric Utility | 4911 | Electric Services | 29.3078 | -98.3244 | City of San Antonio (Owner/Operator) | Phase 2 |  | Operating | Tangentially-fired | Pipeline Natural Gas | Diesel Oil |  |  |  | 4904.6 | 10.7316 | GAS | 418 | 1979.6651 | 0.0839 | 0.0006 | 10.7316
16604 | City of San Antonio - (TX) | 3612 | V H Braunig | TX | Bexar | 1 | ST | OP | 225 | 220 | 214 |  | 3 | 1966 | NG | DFO | Y | Y | N | Electric Utility |  |  |  |  | N | [6 empty] | 1 | 1966 | 280400 | [48 empty] | GAS | TX | V H Braunig | 3612 | 1 | 2010 |  | ARP, CAIRNOX, CAIRSO2 | 1684 | 12 | 145895 |  | 0.476 | 0.1284 | 134.161 | 94351.85 | 1587676.95 | 6 | Electric Reliability Council of Texas | Bexar | Electric Utility | 4911 | Electric Services | 29.2575 | -98.3828 | City of San Antonio (Owner/Operator) | Phase 2 |  | Operating | Tangentially-fired | Pipeline Natural Gas | Diesel Oil |  |  |  | 2292.2 | 10.0681 | GAS | 225 | 1974.2991 | 0.1284 | 0.0006 | 10.0681
16604 | City of San Antonio - (TX) | 3612 | V H Braunig | TX | Bexar | 2 | ST | OP | 252 | 230 | 234 |  | 4 | 1968 | NG | DFO | Y | Y | N | Electric Utility |  |  |  |  | N | [6 empty] | 2 | 1968 | 304900 | [48 empty] | GAS | TX | V H Braunig | 3612 | 2 | 2010 |  | ARP, CAIRNOX, CAIRSO2 | 1628.25 | 12 | 119937.5 |  | 0.404 | 0.133 | 109.027 | 79992.775 | 1346052.625 | 6 | Electric Reliability Council of Texas | Bexar | Electric Utility | 4911 | Electric Services | 29.2575 | -98.3828 | City of San Antonio (Owner/Operator) | Phase 2 |  | Operating | Tangentially-fired | Pipeline Natural Gas | Diesel Oil |  |  |  | 2458.5 | 9.6865 | GAS | 236 | 1995.7265 | 0.133 | 0.0006 | 9.6865
16604 | City of San Antonio - (TX) | 3612 | V H Braunig | TX | Bexar | 3 | ST | OP | 417 | 412 | 419 |  | 5 | 1970 | NG | DFO | Y | Y | N | Electric Utility |  |  |  |  | N | [6 empty] | 3 | 1970 | 571800 | [48 empty] | GAS | TX | V H Braunig | 3612 | 3 | 2010 |  | ARP, CAIRNOX, CAIRSO2 | 4140 | 12 | 555966.5 |  | 1.786 | 0.1151 | 440.427 | 353832.975 | 5953906.15 | 6 | Electric Reliability Council of Texas | Bexar | Electric Utility | 4911 | Electric Services | 29.2575 | -98.3828 | City of San Antonio (Owner/Operator) | Phase 2 |  | Operating | Tangentially-fired | Pipeline Natural Gas | Diesel Oil |  |  |  | 4563.1 | 9.8204 | GAS | 422 | 1996.42 | 0.1151 | 0.0006 | 9.8204
16604 | City of San Antonio - (TX) | 3612 | V H Braunig | TX | Bexar | 5 | GT | OP | 61 | 47 | 47 |  | 12 | 2010 | NG | DFO | Y | Y | N | Electric Utility |  |  |  |  | N | [57 empty] | GAS | TX | V H Braunig | 3612 | CGT5 | 2010 |  | ARP, CAIRNOX, CAIRSO2 | 274.25 | 3 | 8329.25 |  | 0.067 | 0.7022 | 30.475 | 5228.85 | 84849.425 | 6 | Electric Reliability Council of Texas | Bexar | Electric Utility | 4911 | Electric Services | 29.2575 | -98.3828 | City of San Antonio (Owner/Operator) | Phase 2 |  | Operating (Started 04/16/2010) | Combustion turbine (Started Apr 16, 2010) | Pipeline Natural Gas | Diesel Oil |  | Selective Catalytic Reduction |  | 428.7 | 10.4 | GAS | 42.0834 | 441.5846 | 0.7022 | 0.0015793 | 10.1869
16604 | City of San Antonio - (TX) | 3612 | V H Braunig | TX | Bexar | 6 | GT | OP | 61 | 47 | 47 |  | 12 | 2010 | NG | DFO | Y | Y | N | Electric Utility |  |  |  |  | N | [57 empty] | GAS | TX | V H Braunig | 3612 | CGT6 | 2010 |  | ARP, CAIRNOX, CAIRSO2 | 217.25 | 3 | 7175.25 |  | 0.303 | 0.4998 | 18.852 | 4661.975 | 73915.75 | 6 | Electric Reliability Council of Texas | Bexar | Electric Utility | 4911 | Electric Services | 29.2575 | -98.3828 | City of San Antonio (Owner/Operator) | Phase 2 |  | Operating (Started 04/27/2010) | Combustion turbine (Started Apr 27, 2010) | Pipeline Natural Gas | Diesel Oil |  | Selective Catalytic Reduction |  | 428.7 | 10.4 | GAS | 41.6153 | 435.3045 | 0.4998 | 0.0081985 | 10.3015
16604 | City of San Antonio - (TX) | 3612 | V H Braunig | TX | Bexar | 7 | GT | OP | 61 | 47 | 47 |  | 12 | 2010 | NG | DFO | Y | Y | N | Electric Utility |  |  |  |  | N | [57 empty] | GAS | TX | V H Braunig | 3612 | CGT7 | 2010 |  | ARP, CAIRNOX, CAIRSO2 | 174.75 | 3 | 5746.25 |  | 0.07 | 0.0613 | 1.639 | 3709.2 | 58388.475 | 6 | Electric Reliability Council of Texas | Bexar | Electric Utility | 4911 | Electric Services | 29.2575 | -98.3828 | City of San Antonio (Owner/Operator) | Phase 2 |  | Operating (Started 05/04/2010) | Combustion turbine (Started May 04, 2010) | Pipeline Natural Gas | Diesel Oil |  | Selective Catalytic Reduction |  | 428.7 | 10.4 | GAS | 42.1901 | 442.9977 | 0.0613 | 0.0023977 | 10.1611
16604 | City of San Antonio - (TX) | 3612 | V H Braunig | TX | Bexar | 8 | GT | OP | 61 | 47 | 47 |  | 12 | 2010 | NG | DFO | Y | Y | N | Electric Utility |  |  |  |  | N | [57 empty] | GAS | TX | V H Braunig | 3612 | CGT8 | 2010 |  | ARP, CAIRNOX, CAIRSO2 | 145.75 | 3 | 4932.5 |  | 0.057 | 0.0727 | 0.984 | 3133.725 | 49504.525 | 6 | Electric Reliability Council of Texas | Bexar | Electric Utility | 4911 | Electric Services | 29.2575 | -98.3828 | City of San Antonio (Owner/Operator) | Phase 2 |  | Operating (Started 05/12/2010) | Combustion turbine (Started May 12, 2010) | Pipeline Natural Gas | Diesel Oil |  | Selective Catalytic Reduction |  | 428.7 | 10.4 | GAS | 42.7145 | 449.836 | 0.0727 | 0.0023028 | 10.0364
16604 | City of San Antonio - (TX) | 6181 | J T Deely | TX | Bexar | 1 | ST | OP | 486 | 435 | 435 |  | 8 | 1977 | SUB | NG | Y | Y | N | Electric Utility |  |  |  |  | N | Y |  | Y |  |  |  | 1 | 1977 | 963556 | [31 empty] | OP¦¦ 0 | BR¦¦ 0 |  |  | 3.6¦¦ 0 |  | 0.2¦¦ 0 | 0.7¦¦ 0 |  |  | 99.2¦¦ 0 | 68¦¦ 0 | 1800281¦¦ 0 |  |  |  |  | COAL | TX | J T Deely | 6181 | 1 | 2010 | CS012 | ARP, CAIRNOX, CAIRSO2 | 7049.25 | 12 | 2626844.5 |  | 9671.236 | 0.1372 | 1945.358 | 2902779.001 | 28292203.25 | 6 | Electric Reliability Council of Texas | Bexar | Electric Utility | 4911 | Electric Services | 29.3072 | -98.3228 | City of San Antonio (Owner/Operator) | Phase 2 | Early Election | Operating | Tangentially-fired | Coal |  |  | Low NOx Burner Technology w/ Closed-coupled/Separated OFA | Baghouse | 5161.8 | 10.709 | COAL | 472 | 1957.4713 | 0.1372 | 0.68367 | 10.709
16604 | City of San Antonio - (TX) | 6181 | J T Deely | TX | Bexar | 2 | ST | OP | 446 | 436 | 436 |  | 8 | 1978 | SUB | NG | Y | Y | N | Electric Utility |  |  |  |  | N | Y |  | Y |  |  |  | 2 | 1977 | 963556 | [31 empty] | OP¦¦ 0 | BR¦¦ 0 |  |  | 3.6¦¦ 0 |  | 0.2¦¦ 0 | 0.7¦¦ 0 |  |  | 99.9¦¦ 0 | 68¦¦ 0 | 1800281¦¦ 0 |  |  |  |  | COAL | TX | J T Deely | 6181 | 2 | 2010 | CS012 | ARP, CAIRNOX, CAIRSO2 | 8516 | 12 | 3184004 |  | 11538.846 | 0.1382 | 2354.973 | 3485370.974 | 33970514.68 | 6 | Electric Reliability Council of Texas | Bexar | Electric Utility | 4911 | Electric Services | 29.3072 | -98.3228 | City of San Antonio (Owner/Operator) | Phase 2 | Early Election | Operating | Tangentially-fired | Coal |  |  | Low NOx Burner Technology w/ Closed-coupled/Separated OFA | Baghouse | 5161.8 | 10.5692 | COAL | 451 | 1982.7982 | 0.1382 | 0.67934 | 10.5692
16604 | City of San Antonio - (TX) | 7097 | J K Spruce | TX | Bexar | 1 | ST | OP | 566 | 555 | 565 |  | 12 | 1992 | SUB | NG | Y | Y | N | Electric Utility |  |  |  |  | N | Y |  | Y |  |  |  | STK1 | 1992 | 939000 | [16 empty] | OP: OP; DP: SP; LS: LS; N: N | 0.6 | 93 | 2415 | 1497400 | 100 | OP | BR | [5 empty] | 0.6 |  |  | 99.7 | 157 | 2255600 |  |  |  |  | COAL | TX | J K Spruce | 7097 | **1 | 2010 |  | ARP, CAIRNOX, CAIRSO2 | 8591 | 12 | 4514372.25 |  | 1130.998 | 0.1217 | 2937.64 | 4936578.95 | 48114827.08 | 6 | Electric Reliability Council of Texas | Bexar | Electric Utility | 4911 | Electric Services | 29.3091 | -98.3205 | City of San Antonio (Owner/Operator) | Phase 2 | Early Election | Operating | Tangentially-fired | Coal |  | Wet Limestone | Low NOx Burner Technology w/ Closed-coupled/Separated OFA | Baghouse | 6099.6 | 10.6412 | COAL | 589 | 478.7611 | 0.1217 | 0.047012 | 10.6412
16604 | City of San Antonio - (TX) | 7097 | J K Spruce | TX | Bexar | 2 | ST | OP | 878 | 775 | 780 |  | 5 | 2010 | SUB | NG | Y | Y | N | Electric Utility |  |  |  |  | N | Y |  | Y |  |  |  | STK2 | 2010 | 939000 | [16 empty] | OP: OP; DP: SP; LS: LS; N: N | 0.6 | 95 | 2880 | 2178513 | 100 | OP | BR | [5 empty] | 0.6 |  |  | 99.7 | 264 | 2620639 |  |  |  |  | COAL | TX | J K Spruce | 7097 | **2 | 2010 |  | ARP, CAIRNOX, CAIRSO2 | 3372 | 9 | 2511879 |  | 158.059 | 0.0427 | 559.866 | 2768629.5 | 26984710.93 | 6 | Electric Reliability Council of Texas | Bexar | Electric Utility | 4911 | Electric Services | 29.3091 | -98.3205 | City of San Antonio (Owner/Operator) | Phase 2 |  | Operating | Tangentially-fired | Coal |  | Wet Limestone | Selective Catalytic Reduction | Baghouse | 9165.9 | 10.692 | COAL | 831 | 467.3077 | 0.0427 | 0.011715 | 10.692
16604 | City of San Antonio - (TX) | 7512 | Arthur Von Rosenberg | TX | Bexar | 1 | CT | OP | 175 | 170 | 173 |  | 6 | 2000 | NG |  | N | Y | N | Electric Utility |  |  |  |  | N | [57 empty] | GAS | [39 empty] | 0.023593 | 0.0006209 | 9.7002
16604 | City of San Antonio - (TX) | 7512 | Arthur Von Rosenberg | TX | Bexar | 2 | CT | OP | 175 | 170 | 173 |  | 6 | 2000 | NG |  | N | Y | N | Electric Utility |  |  |  |  | N | [57 empty] | GAS | [39 empty] | 0.023593 | 0.0006209 | 9.7002
16604 | City of San Antonio - (TX) | 7512 | Arthur Von Rosenberg | TX | Bexar | 3 | CA | OP | 200 | 190 | 190 |  | 6 | 2000 | NG |  | N | Y | N | Electric Utility |  |  |  |  | N | [6 empty] | 1¦¦2 | 2000 | 839280 | [48 empty] | GAS | [39 empty] | 0 | 0 | 10.4
16609 | San Diego Gas & Electric Co | 55985 | Palomar Energy | CA | San Diego | CTG1 | CT | OP | 165 | 170 | 170.5 |  | 10 | 2005 | NG |  | N | Y | N | Electric Utility |  |  |  |  | N | [57 empty] | GAS | CA | Palomar Energy Center | 55985 | CTG1 | 2010 |  | ARP | 6924.35 | 12 | 1607356.07 |  | 3.324 | 0.008 | 34.959 | 658491.233 | 11080340.69 | 9 |  | San Diego | Electric Utility |  |  | 33.1192 | -117.118 | San Diego Gas & Electric Company (Owner/Operator) | Phase 2 |  | Operating | Combined cycle | Pipeline Natural Gas |  |  | Dry Low NOx Burners Selective Catalytic Reduction |  | 2032.3 | 6.8053 | GAS | 279 | 1681.8182 | 0.008 | 0.0006 | 9.3643
16609 | San Diego Gas & Electric Co | 55985 | Palomar Energy | CA | San Diego | CTG2 | CT | OP | 165 | 170 | 170.5 |  | 11 | 2005 | NG |  | N | Y | N | Electric Utility |  |  |  |  | N | [57 empty] | GAS | CA | Palomar Energy Center | 55985 | CTG2 | 2010 |  | ARP | 7064.5 | 12 | 1656824.03 |  | 3.415 | 0.0067 | 31.004 | 676541.141 | 11384148.72 | 9 |  | San Diego | Electric Utility |  |  | 33.1192 | -117.118 | San Diego Gas & Electric Company (Owner/Operator) | Phase 2 |  | Operating | Combined cycle | Pipeline Natural Gas |  |  | Dry Low NOx Burners Selective Catalytic Reduction |  | 2032.3 | 6.7843 | GAS | 283 | 1670.088 | 0.0067 | 0.0006 | 9.3643
16609 | San Diego Gas & Electric Co | 55985 | Palomar Energy | CA | San Diego | STG | CA | OP | 229 | 222 | 229 |  | 1 | 2006 | NG |  | N | Y | N | Electric Utility |  |  |  |  | N | [6 empty] | STACK1¦¦STACK2 | 2006 | 616250 | [48 empty] | GAS | [39 empty] | 0 | 0 | 10.4
16609 | San Diego Gas & Electric Co | 56232 | Miramar | CA | San Diego | 1 | GT | OP | 53 | 47 | 47 |  | 6 | 2005 | NG |  | N | Y | N | Electric Utility |  |  |  |  | N | [57 empty] | GAS | CA | Miramar Energy Facility | 56232 | 1 | 2010 |  | ARP | 1114.1 | 12 | 48577.55 |  | 0.144 | 0.0297 | 4.243 | 28593.241 | 481122.745 | 9 |  | San Diego | Electric Utility |  |  | 32.8769 | -117.1664 | San Diego Gas & Electric Company (Owner/Operator) | Phase 2 |  | Operating | Combustion turbine | Pipeline Natural Gas |  |  | Water Injection Selective Catalytic Reduction |  | 500 | 8.3488 | GAS | 49 | 1978.7234 | 0.0297 | 0.000599 | 8.3488
16609 | San Diego Gas & Electric Co | 56232 | Miramar | CA | San Diego | 2 | GT | OP | 53 | 47 | 47 |  | 8 | 2009 | NG |  | N | Y | N | Electric Utility |  |  |  |  | N | [57 empty] | GAS | CA | Miramar Energy Facility | 56232 | 2 | 2010 |  | ARP | 992.62 | 12 | 44108.38 |  | 0.127 | 0.0319 | 3.612 | 25216.59 | 424194.655 | 9 |  | San Diego | Electric Utility |  |  | 32.8769 | -117.1664 | San Diego Gas & Electric Company (Owner/Operator) | Phase 2 |  | Operating | Combustion turbine | Pipeline Natural Gas |  |  | Water Injection Selective Catalytic Reduction |  | 490 | 8.0937 | GAS | 50 | 1968.0851 | 0.0319 | 0.000599 | 8.0937
16612 | City & County of San Francisco | 380 | Dion R Holm | CA | Tuolumne | 1 | HY | OP | 78.4 | 78.4 | 78.4 |  | 8 | 1960 | WAT |  | N | Y | N | Electric Utility | [62 empty] | N/A | [39 empty] | 0 | 0 | 10.4
16612 | City & County of San Francisco | 380 | Dion R Holm | CA | Tuolumne | 2 | HY | OP | 78.4 | 78.4 | 78.4 |  | 8 | 1960 | WAT |  | N | Y | N | Electric Utility | [62 empty] | N/A | [39 empty] | 0 | 0 | 10.4
16612 | City & County of San Francisco | 381 | Moccasin | CA | Tuolumne | 1 | HY | OP | 50 | 50 | 50 |  | 8 | 1969 | WAT |  | N | Y | N | Electric Utility | [62 empty] | N/A | [39 empty] | 0 | 0 | 10.4
16612 | City & County of San Francisco | 381 | Moccasin | CA | Tuolumne | 2 | HY | OP | 50 | 50 | 50 |  | 9 | 1969 | WAT |  | N | Y | N | Electric Utility | [62 empty] | N/A | [39 empty] | 0 | 0 | 10.4
16612 | City & County of San Francisco | 382 | R C Kirkwood | CA | Tuolumne | 1 | HY | OP | 39.5 | 39.5 | 39.5 |  | 2 | 1967 | WAT |  | N | Y | N | Electric Utility | [62 empty] | N/A | [39 empty] | 0 | 0 | 10.4
16612 | City & County of San Francisco | 382 | R C Kirkwood | CA | Tuolumne | 2 | HY | OP | 39.5 | 39.5 | 39.5 |  | 2 | 1967 | WAT |  | N | Y | N | Electric Utility | [62 empty] | N/A | [39 empty] | 0 | 0 | 10.4
16612 | City & County of San Francisco | 382 | R C Kirkwood | CA | Tuolumne | 3 | HY | OP | 36.5 | 36.5 | 36.5 |  | 9 | 1987 | WAT |  | N | Y | N | Electric Utility | [62 empty] | N/A | [39 empty] | 0 | 0 | 10.4
16612 | City & County of San Francisco | 751 | Moccasin Low Head Hydro Project | CA | Tuolumne | 1 | HY | OP | 2.9 | 2.9 | 2.9 |  | 7 | 1987 | WAT |  | N | Y | N | Electric Utility | [62 empty] | N/A | [39 empty] | 0 | 0 | 10.4
16612 | City & County of San Francisco | 57971 | SF Southeast Cogen Plant | CA | San Francisco | COGEN | IC | OP | 2.1 | 1.9 | 1.9 |  | 6 | 2002 | OBG |  | N | N | N | Commercial Non-CHP |  |  |  |  | N | [57 empty] | GAS | [39 empty] | 1.1659 | 0.0016829 | 10.4
16624 | San Miguel Electric Coop, Inc | 6183 | San Miguel | TX | Atascosa | 1 | ST | OP | 410 | 391 | 391 |  | 1 | 1982 | LIG |  | N | Y | N | Electric Utility |  |  |  |  | N | Y |  | Y |  |  |  | SM-1 | 1982 | 1342913 | [16 empty] | OP | SP | TR | VE |  | LS |  |  |  | N | 2.7 | 94.2 | 5251 | 1323429 | 100 | OP | EK |  |  | 30 |  | 1.5 | 3.5 |  |  | 99.9 | 439 | 1960000 |  |  |  |  | COAL | TX | San Miguel | 6183 | SM-1 | 2010 |  | ARP, CAIRNOX, CAIRSO2 | 7520.25 | 12 | 3186135.25 |  | 10151.187 | 0.1807 | 2948.296 | 3520008.575 | 32332234.88 | 6 | Electric Reliability Council of Texas | Atascosa | Electric Utility | 4911 | Electric Services | 28.7044 | -98.4781 | San Miguel Electric Cooperative, Inc. (Owner/Operator) | Phase 2 | Early Election | Operating | Dry bottom wall-fired boiler | Coal |  | Wet Limestone | Overfire Air Low NOx Burner Technology (Dry Bottom only) | Electrostatic Precipitator Wet Scrubber | 5273 | 10.1175 | COAL | 445 | 430.9463 | 0.1807 | 0.62793 | 10.1175
16625 | San Diego State University | 50061 | San Diego State University | CA | San Diego | GEN2 | CT | OP | 5.1 | 4.6 | 4.8 |  | 9 | 2002 | NG |  | N | Y | Y | Commercial CHP |  |  |  |  | N | [57 empty] | GAS | [39 empty] | 0.16849 | 0.0015982 | 10.8257
16625 | San Diego State University | 50061 | San Diego State University | CA | San Diego | GEN3 | CT | OP | 5.1 | 4.6 | 4.8 |  | 9 | 2002 | NG |  | N | Y | Y | Commercial CHP |  |  |  |  | N | [57 empty] | GAS | [39 empty] | 0.16849 | 0.0015982 | 10.8257
16625 | San Diego State University | 50061 | San Diego State University | CA | San Diego | GEN4 | CA | OP | 4.1 | 4.1 | 4.1 |  | 12 | 2002 | NG |  | N | Y | Y | Commercial CHP |  |  |  |  | N | [57 empty] | GAS | [39 empty] | 0 | 0 | 10.4
16630 | San Gorgonio Farms Inc | 10718 | Karen Avenue Windfarm | CA | RIVERSIDE | WND | WT | OP | 11.7 | 11.7 | 11.7 |  | 1 | 1994 | WND |  | N | Y | N | IPP Non-CHP |  |  |  |  | N | [57 empty] | N/A | [39 empty] | 0 | 0 | 10.4
16630 | San Gorgonio Farms Inc | 50281 | San Gorgonio Farms Wind Energy | CA | Riverside | WGEN | WT | OP | 27.6 | 31 | 31 |  | 12 | 1984 | WND |  | N | Y | N | IPP Non-CHP |  |  |  |  | N | [57 empty] | N/A | [39 empty] | 0 | 0 | 10.4
16636 | Sargent Canyon Cogeneration Co | 50864 | Sargent Canyon Cogeneration | CA | San Ardo | K100 | GT | OP | 38.2 | 30 | 34 |  | 11 | 1991 | NG |  | N | N | Y | IPP CHP |  |  |  |  | N | [57 empty] | GAS | CA | Sargent Canyon Cogen Company | 50864 | 1 | 2010 |  | ARP | 8302.29 | 12 | 291855.23 |  | 1.12 | 0.012 | 22.324 | 221722.402 | 3730946.258 | 9 |  | Monterey | Cogeneration |  |  | 35.9359 | -120.8405 | Sargent Canyon Cogeneration Company (Owner/Operator) | Phase 2 |  | Operating | Combined cycle | Pipeline Natural Gas |  |  | Dry Low NOx Burners Selective Catalytic Reduction |  | 500 | 12.7724 | GAS | 39 | -73.5294 | 0.012 | 0.0006 | 12.7724
16653 | Sappi Cloquet LLC | 50639 | Sappi Cloquet Mill | MN | Carlton | GEN4 | ST | OP | 41.5 | 20.5 | 22.5 |  | 12 | 1997 | WDS | DFO | Y | Y | Y | Industrial CHP |  |  |  |  | N | [40 empty] | OP | BP¦¦EK¦¦EK |  |  | ¦¦ 9¦¦ 9 |  | ¦¦ .9¦¦ .9 |  |  |  | 99.7¦¦ 98¦¦ 98 | 63¦¦ 9¦¦ 11 | 386000¦¦ 166800¦¦ 213800 |  |  |  |  | OTHER SOLID | [39 empty] | 0.37562 | 0.023327 | 13.2143
16653 | Sappi Cloquet LLC | 50639 | Sappi Cloquet Mill | MN | Carlton | HGN1 | HY | OP | 1.8 | 1.6 | 1.6 |  | 1 | 1950 | WAT |  | N | Y | N | Industrial CHP |  |  |  |  | N | [57 empty] | N/A | [39 empty] | 0 | 0 | 10.4
16653 | Sappi Cloquet LLC | 50639 | Sappi Cloquet Mill | MN | Carlton | HGN7 | HY | OP | 2.8 | 1 | 1.4 |  | 1 | 1980 | WAT |  | N | Y | N | Industrial CHP |  |  |  |  | N | [57 empty] | N/A | [39 empty] | 0 | 0 | 10.4
16653 | Sappi Cloquet LLC | 50639 | Sappi Cloquet Mill | MN | Carlton | GEN3 | ST | OP | 19.2 | 14.8 | 17.5 |  | 1 | 1976 | WDS | DFO | Y | Y | Y | Industrial CHP |  |  |  |  | N | [40 empty] | OP | BP¦¦EK¦¦EK |  |  | ¦¦ 9¦¦ 9 |  | ¦¦ .9¦¦ .9 |  |  |  | 99.7¦¦ 98¦¦ 98 | 63¦¦ 9¦¦ 11 | 386000¦¦ 166800¦¦ 213800 |  |  |  |  | OTHER SOLID | [39 empty] | 0.5034 | 0.038277 | 13.9791
16653 | Sappi Cloquet LLC | 50639 | Sappi Cloquet Mill | MN | Carlton | GEN5 | ST | OP | 27.6 | 14 | 15 |  | 5 | 2001 | BLQ | NG | Y | Y | Y | Industrial CHP |  |  |  |  | N | [40 empty] | OP | BP | [8 empty] | 99.7 | 63 | 386000 |  |  |  |  | LIQUID | [39 empty] | 0.086777 | 0.049001 | 10.4
16653 | Sappi Cloquet LLC | 50639 | Sappi Cloquet Mill | MN | Carlton | HGN5 | HY | OP | 0.8 | 0.5 | 0.5 |  | 1 | 1929 | WAT |  | N | Y | N | Industrial CHP |  |  |  |  | N | [57 empty] | N/A | [39 empty] | 0 | 0 | 10.4
16653 | Sappi Cloquet LLC | 50639 | Sappi Cloquet Mill | MN | Carlton | HGN6 | HY | OP | 0.8 | 0.5 | 0.5 |  | 1 | 1929 | WAT |  | N | Y | N | Industrial CHP |  |  |  |  | N | [57 empty] | N/A | [39 empty] | 0 | 0 | 10.4
16655 | City of Santa Clara - (CA) | 7151 | Stony Gorge | CA | Glenn | 1 | HY | OP | 2.5 | 2.5 | 2.5 |  | 4 | 1986 | WAT |  | N | Y | N | Electric Utility | [62 empty] | N/A | [39 empty] | 0 | 0 | 10.4
16655 | City of Santa Clara - (CA) | 7151 | Stony Gorge | CA | Glenn | 2 | HY | OP | 2.5 | 2.5 | 2.5 |  | 4 | 1986 | WAT |  | N | Y | N | Electric Utility | [62 empty] | N/A | [39 empty] | 0 | 0 | 10.4
16655 | City of Santa Clara - (CA) | 7229 | Black Butte | CA | Tehama | 1 | HY | OP | 6.1 | 6.1 | 6.1 |  | 9 | 1988 | WAT |  | N | Y | N | Electric Utility | [62 empty] | N/A | [39 empty] | 0 | 0 | 10.4
16655 | City of Santa Clara - (CA) | 7231 | Gianera | CA | Santa Clara | 1 | GT | OP | 32.3 | 26 | 32 |  | 6 | 1987 | NG | DFO | Y | Y | N | Electric Utility |  |  |  |  | N | [57 empty] | GAS | [39 empty] | 0.12034 | 0.0013136 | 12.133
16655 | City of Santa Clara - (CA) | 7231 | Gianera | CA | Santa Clara | 2 | GT | OP | 32.3 | 26 | 32 |  | 6 | 1986 | NG | DFO | Y | Y | N | Electric Utility |  |  |  |  | N | [57 empty] | GAS | [39 empty] | 0.12304 | 0.0013474 | 12.2123
16655 | City of Santa Clara - (CA) | 7232 | Santa Clara Cogen | CA | Santa Clara | 1 | GT | OP | 3.9 | 3.9 | 3.9 |  | 6 | 1982 | NG |  | N | Y | N | Electric Utility | [62 empty] | GAS | [39 empty] | 0.29652 | 0.0023885 | 8.7637
16655 | City of Santa Clara - (CA) | 7232 | Santa Clara Cogen | CA | Santa Clara | 2 | GT | OP | 3.9 | 3.9 | 3.9 |  | 6 | 1982 | NG |  | N | Y | N | Electric Utility | [62 empty] | GAS | [39 empty] | 0.29652 | 0.0023885 | 8.7637
16655 | City of Santa Clara - (CA) | 7338 | Grizzly | CA | Plumas | NA1 | HY | OP | 22 | 23.4 | 22.4 |  | 11 | 1993 | WAT |  | N | Y | N | Electric Utility | [62 empty] | N/A | [39 empty] | 0 | 0 | 10.4
16655 | City of Santa Clara - (CA) | 56026 | Donald Von Raesfeld Power Plant | CA | Santa Clara | CTG1 | CT | OP | 50 | 50 | 50 |  | 3 | 2005 | NG |  | N | Y | N | Electric Utility |  |  |  |  | N | [57 empty] | GAS | CA | Donald Von Raesfeld | 56026 | PCT1 | 2010 |  | ARP | 4276.26 | 12 | 234655.54 |  | 0.541 | 0.0121 | 6.992 | 107214.876 | 1804161.245 | 9 |  | Santa Clara | Electric Utility | 4911 | Electric Services | 37.3767 | -121.9508 | City of Santa Clara (Owner/Operator) | Phase 2 |  | Operating | Combined cycle | Pipeline Natural Gas |  |  | Dry Low NOx Burners Water Injection Selective Catalytic Reduction |  | 610.6 | 7.5626 | GAS | 76 | 240 | 0.0121 | 0.0006 | 7.5626
16655 | City of Santa Clara - (CA) | 56026 | Donald Von Raesfeld Power Plant | CA | Santa Clara | CTG2 | CT | OP | 50 | 50 | 50 |  | 3 | 2005 | NG |  | N | Y | N | Electric Utility |  |  |  |  | N | [57 empty] | GAS | CA | Donald Von Raesfeld | 56026 | PCT2 | 2010 |  | ARP | 4547.04 | 12 | 249206.39 |  | 0.542 | 0.0119 | 7.077 | 107391.426 | 1807048.532 | 9 |  | Santa Clara | Electric Utility | 4911 | Electric Services | 37.3767 | -121.9508 | City of Santa Clara (Owner/Operator) | Phase 2 |  | Operating | Combined cycle | Pipeline Natural Gas |  |  | Dry Low NOx Burners Water Injection Selective Catalytic Reduction |  | 610.6 | 7.1429 | GAS | 75 | 250 | 0.0119 | 0.0006 | 7.1429
16655 | City of Santa Clara - (CA) | 56026 | Donald Von Raesfeld Power Plant | CA | Santa Clara | STG | CA | OP | 54 | 54 | 53 |  | 3 | 2005 | NG |  | N | Y | N | Electric Utility |  |  |  |  | N | [57 empty] | GAS | [39 empty] | 0 | 0 | 10.4
16657 | San Jose/Santa Clara Water P C | 56080 | SJ/SC WPCP | CA | Santa Clara | E2 | IC | OP | 0.8 | 0.8 | 0.8 |  | 2 | 1953 | OBG | LFG | Y | Y | Y | Commercial CHP |  |  |  |  | N | [57 empty] | GAS | [39 empty] | 1.1659 | 0.0016829 | 10.4
16657 | San Jose/Santa Clara Water P C | 56080 | SJ/SC WPCP | CA | Santa Clara | E3 | IC | OP | 0.8 | 0.8 | 0.8 |  | 2 | 1953 | OBG | LFG | Y | Y | Y | Commercial CHP |  |  |  |  | N | [57 empty] | GAS | [39 empty] | 1.1659 | 0.0016829 | 10.4
16657 | San Jose/Santa Clara Water P C | 56080 | SJ/SC WPCP | CA | Santa Clara | E5 | IC | OP | 1.8 | 1.8 | 1.8 |  | 3 | 1963 | OBG | LFG | Y | Y | Y | Commercial CHP |  |  |  |  | N | [57 empty] | GAS | [39 empty] | 1.1659 | 0.0016829 | 10.4
16657 | San Jose/Santa Clara Water P C | 56080 | SJ/SC WPCP | CA | Santa Clara | EG1 | IC | OP | 2.8 | 2.8 | 2.8 |  | 11 | 1995 | NG | OBG | Y | Y | Y | Commercial CHP |  |  |  |  | N | [57 empty] | GAS | [39 empty] | 1.1659 | 0.0016829 | 10.4
16657 | San Jose/Santa Clara Water P C | 56080 | SJ/SC WPCP | CA | Santa Clara | EG2 | IC | OP | 2.8 | 2.8 | 2.8 |  | 7 | 1985 | NG | OBG | N | Y | Y | Commercial CHP |  |  |  |  | N | [57 empty] | GAS | [39 empty] | 1.1659 | 0.0016829 | 10.4
16657 | San Jose/Santa Clara Water P C | 56080 | SJ/SC WPCP | CA | Santa Clara | EG3 | IC | OP | 2.8 | 2.8 | 2.8 |  | 7 | 1985 | NG | OBG | N | Y | Y | Commercial CHP |  |  |  |  | N | [57 empty] | GAS | [39 empty] | 1.1659 | 0.0016829 | 10.4
16667 | City of Sargent - (NE) | 2300 | Sargent | NE | Custer | 1 | IC | OP | 1.1 | 1.1 | 1.1 |  | 3 | 1968 | DFO | NG | N | Y | N | Electric Utility | [62 empty] | LIQUID | [39 empty] | 0.7385 | 0.025484 | 12.5895
16667 | City of Sargent - (NE) | 2300 | Sargent | NE | Custer | 3 | IC | OP | 0.9 | 0.9 | 0.9 |  | 2 | 1964 | DFO | NG | N | Y | N | Electric Utility | [62 empty] | LIQUID | [39 empty] | 0.7385 | 0.025484 | 12.5895
16667 | City of Sargent - (NE) | 2300 | Sargent | NE | Custer | 4 | IC | OP | 0.4 | 0.4 | 0.4 |  | 1 | 1954 | DFO | NG | N | Y | N | Electric Utility | [62 empty] | LIQUID | [39 empty] | 0.7385 | 0.025484 | 12.5895
16668 | Sabine Cogen LP | 55104 | Sabine Cogen | TX | Orange | CTG1 | CT | OP | 37.2 | 32.1 | 38.5 |  | 1 | 2000 | NG |  | N | Y | Y | IPP CHP |  |  |  |  | N | [57 empty] | GAS | TX | Sabine Cogeneration Facility | 55104 | SAB-1 | 2010 |  | ARP, CAIRNOX, CAIRSO2 | 8352.28 | 12 | 277456.68 |  | 1.293 | 0.0161 | 34.435 | 256038.945 | 4308384.638 | 6 |  | Orange | Cogeneration | 4911 | Electric Services | 30.0444 | -93.7716 | Sabine Cogeneration, LP (Owner) DPS Sabine, LLC (Operator) (Ended Jul 07, 2010) CAMS, LLC (Operator) (Started Jul 07, 2010) | Phase 2 |  | Operating | Combined cycle | Pipeline Natural Gas |  |  | Selective Catalytic Reduction |  | 859 | 15.4272 | GAS | 41 | 467.5325 | 0.0161 | 0.0006 | 15.4272
16668 | Sabine Cogen LP | 55104 | Sabine Cogen | TX | Orange | CTG2 | CT | OP | 37.2 | 32.6 | 37.5 |  | 1 | 2000 | NG |  | N | Y | Y | IPP CHP |  |  |  |  | N | [57 empty] | GAS | TX | Sabine Cogeneration Facility | 55104 | SAB-2 | 2010 |  | ARP, CAIRNOX, CAIRSO2 | 7278.36 | 12 | 242730.12 |  | 1.073 | 0.0167 | 29.392 | 212558.195 | 3576762.297 | 6 |  | Orange | Cogeneration | 4911 | Electric Services | 30.0444 | -93.7716 | Sabine Cogeneration, LP (Owner) DPS Sabine, LLC (Operator) (Ended Jul 07, 2010) CAMS, LLC (Operator) (Started Jul 07, 2010) | Phase 2 |  | Operating | Combined cycle | Pipeline Natural Gas |  |  | Selective Catalytic Reduction |  | 859 | 14.6214 | GAS | 40 | 466.6667 | 0.0167 | 0.0006 | 14.6214
16668 | Sabine Cogen LP | 55104 | Sabine Cogen | TX | Orange | STG | CA | OP | 27 | 22.5 | 22.9 |  | 1 | 2000 | NG |  | N | Y | Y | IPP CHP |  |  |  |  | N | [57 empty] | GAS | [39 empty] | 0 | 0 | 10.4
16694 | Sauder Woodworking Co | 54974 | Sauder Power Plant | OH | Fulton | UNT1 | ST | OP | 3.6 | 3.6 | 3.6 |  | 10 | 1993 | WDS |  | N | Y | Y | IPP CHP |  |  |  |  | N | [57 empty] | OTHER SOLID | [39 empty] | 0.19721 | 0.026784 | 14.5908
16694 | Sauder Woodworking Co | 54974 | Sauder Power Plant | OH | Fulton | UNT2 | ST | OP | 3.6 | 3.6 | 3.6 |  | 10 | 1993 | WDS |  | N | Y | Y | IPP CHP |  |  |  |  | N | [57 empty] | OTHER SOLID | [39 empty] | 0.19721 | 0.026784 | 14.5908
16713 | Santa Fe Irrigation District | 50147 | R E Badger Filtration Plant | CA | San Diego | 1 | HY | OP | 1.4 | 1 | 0.5 |  | 7 | 1987 | WAT |  | N | Y | N | IPP Non-CHP |  |  |  |  | N | [57 empty] | N/A | [39 empty] | 0 | 0 | 10.4
16721 | S D Warren Co.- Westbrook | 50447 | S D Warren Westbrook | ME | Cumberland | GEN1 | HY | OP | 0.6 | 0.6 | 0.6 |  | 1 | 1903 | WAT |  | N | Y | N | Industrial CHP |  |  |  |  | N | [57 empty] | N/A | [39 empty] | 0 | 0 | 10.4
16721 | S D Warren Co.- Westbrook | 50447 | S D Warren Westbrook | ME | Cumberland | GEN9 | ST | OP | 47.5 | 40.5 | 47.5 |  | 1 | 1982 | WDS | BIT | Y | Y | Y | Industrial CHP |  |  |  |  | N | Y |  | Y | [37 empty] | ¦¦OP | ¦¦EW |  |  | ¦¦ 6.2 |  | ¦¦ .5 | ¦¦ 3 | ¦¦ .5 | ¦¦ 2.5 | ¦¦ 99.5 | ¦¦ .8 | ¦¦ 535000 |  |  |  |  | OTHER SOLID | [39 empty] | 0.0648 | 0.034634 | 13.3934
16721 | S D Warren Co.- Westbrook | 50447 | S D Warren Westbrook | ME | Cumberland | GN10 | ST | OP | 15 | 15.8 | 15.8 |  | 10 | 1985 | WDS | BIT | Y | Y | Y | Industrial CHP |  |  |  |  | N | Y |  | Y | N | [36 empty] | OP | EW |  |  | 6.2 |  | 0.5 | 3 | 0.5 | 2.5 | 99.5 | 0.8 | 535000 |  |  |  |  | OTHER SOLID | [39 empty] | 0.0648 | 0.03267 | 13.9605
16721 | S D Warren Co.- Westbrook | 50447 | S D Warren Westbrook | ME | Cumberland | GN11 | HY | OP | 0.6 | 0.6 | 0.6 |  | 1 | 1940 | WAT |  | N | Y | N | Industrial CHP |  |  |  |  | N | [57 empty] | N/A | [39 empty] | 0 | 0 | 10.4
16721 | S D Warren Co.- Westbrook | 50447 | S D Warren Westbrook | ME | Cumberland | GEN2 | HY | OP | 0.6 | 0.6 | 0.6 |  | 1 | 1903 | WAT |  | N | Y | N | Industrial CHP |  |  |  |  | N | [57 empty] | N/A | [39 empty] | 0 | 0 | 10.4
16721 | S D Warren Co.- Westbrook | 50447 | S D Warren Westbrook | ME | Cumberland | GEN3 | HY | OP | 0.6 | 0.6 | 0.6 |  | 1 | 1903 | WAT |  | N | Y | N | Industrial CHP |  |  |  |  | N | [57 empty] | N/A | [39 empty] | 0 | 0 | 10.4
16721 | S D Warren Co.- Westbrook | 50447 | S D Warren Westbrook | ME | Cumberland | GEN4 | HY | OP | 0.8 | 0.8 | 0.8 |  | 1 | 1913 | WAT |  | N | Y | N | Industrial CHP |  |  |  |  | N | [57 empty] | N/A | [39 empty] | 0 | 0 | 10.4
16721 | S D Warren Co.- Westbrook | 50447 | S D Warren Westbrook | ME | Cumberland | GEN5 | HY | OP | 0.8 | 0.8 | 0.8 |  | 1 | 1913 | WAT |  | N | Y | N | Industrial CHP |  |  |  |  | N | [57 empty] | N/A | [39 empty] | 0 | 0 | 10.4
16721 | S D Warren Co.- Westbrook | 50447 | S D Warren Westbrook | ME | Cumberland | GEN6 | HY | OP | 0.8 | 0.8 | 0.8 |  | 1 | 1913 | WAT |  | N | Y | N | Industrial CHP |  |  |  |  | N | [57 empty] | N/A | [39 empty] | 0 | 0 | 10.4
16721 | S D Warren Co.- Westbrook | 50447 | S D Warren Westbrook | ME | Cumberland | GEN7 | HY | OP | 0.6 | 0.6 | 0.6 |  | 1 | 1940 | WAT |  | N | Y | N | Industrial CHP |  |  |  |  | N | [57 empty] | N/A | [39 empty] | 0 | 0 | 10.4
16721 | S D Warren Co.- Westbrook | 50447 | S D Warren Westbrook | ME | Cumberland | GN12 | HY | OP | 0.2 | 0.2 | 0.2 |  | 1 | 1940 | WAT |  | N | Y | N | Industrial CHP |  |  |  |  | N | [57 empty] | N/A | [39 empty] | 0 | 0 | 10.4
16721 | S D Warren Co.- Westbrook | 50447 | S D Warren Westbrook | ME | Cumberland | GN13 | HY | OP | 0.2 | 0.2 | 0.2 |  | 1 | 1940 | WAT |  | N | Y | N | Industrial CHP |  |  |  |  | N | [57 empty] | N/A | [39 empty] | 0 | 0 | 10.4
16721 | S D Warren Co.- Westbrook | 50447 | S D Warren Westbrook | ME | Cumberland | GN14 | HY | OP | 0.2 | 0.2 | 0.2 |  | 1 | 1940 | WAT |  | N | Y | N | Industrial CHP |  |  |  |  | N | [57 empty] | N/A | [39 empty] | 0 | 0 | 10.4
16721 | S D Warren Co.- Westbrook | 50447 | S D Warren Westbrook | ME | Cumberland | GN15 | HY | OP | 0.2 | 0.2 | 0.2 |  | 1 | 1940 | WAT |  | N | Y | N | Industrial CHP |  |  |  |  | N | [57 empty] | N/A | [39 empty] | 0 | 0 | 10.4
16721 | S D Warren Co.- Westbrook | 50447 | S D Warren Westbrook | ME | Cumberland | GN16 | HY | OP | 0.5 | 0.5 | 0.5 |  | 1 | 1940 | WAT |  | N | Y | N | Industrial CHP |  |  |  |  | N | [57 empty] | N/A | [39 empty] | 0 | 0 | 10.4
16721 | S D Warren Co.- Westbrook | 50447 | S D Warren Westbrook | ME | Cumberland | GN17 | HY | OP | 0.5 | 0.5 | 0.5 |  | 1 | 1940 | WAT |  | N | Y | N | Industrial CHP |  |  |  |  | N | [57 empty] | N/A | [39 empty] | 0 | 0 | 10.4
16721 | S D Warren Co.- Westbrook | 50447 | S D Warren Westbrook | ME | Cumberland | GN18 | HY | OP | 0.4 | 0.4 | 0.4 |  | 1 | 1987 | WAT |  | N | Y | N | Industrial CHP |  |  |  |  | N | [57 empty] | N/A | [39 empty] | 0 | 0 | 10.4
16721 | S D Warren Co.- Westbrook | 50447 | S D Warren Westbrook | ME | Cumberland | GN19 | HY | OP | 0.4 | 0.4 | 0.4 |  | 1 | 1987 | WAT |  | N | Y | N | Industrial CHP |  |  |  |  | N | [57 empty] | N/A | [39 empty] | 0 | 0 | 10.4
16721 | S D Warren Co.- Westbrook | 50447 | S D Warren Westbrook | ME | Cumberland | GN20 | HY | OP | 0.4 | 0.4 | 0.4 |  | 1 | 1987 | WAT |  | N | Y | N | Industrial CHP |  |  |  |  | N | [57 empty] | N/A | [39 empty] | 0 | 0 | 10.4
16723 | Schering Corp | 54970 | Schering Cogen Facility | NJ | Union | GEN1 | GT | OP | 4.6 | 4.2 | 4.6 |  | 2 | 1994 | NG | DFO | Y | Y | Y | Industrial CHP |  |  |  |  | N | [57 empty] | GAS | [39 empty] | 0.32883 | 0.0043803 | 9.8057
16723 | Schering Corp | 54970 | Schering Cogen Facility | NJ | Union | GEN2 | GT | OP | 5.7 | 4.2 | 4.6 |  | 12 | 1999 | NG | DFO | Y | Y | Y | Industrial CHP |  |  |  |  | N | [57 empty] | GAS | [39 empty] | 0.24936 | 0.0033358 | 10.2127
16729 | Saranac Power Partners LP | 54574 | Saranac Facility | NY | Clinton | GEN1 | CT | OP | 95.2 | 82.9 | 96.8 |  | 6 | 1994 | NG |  | N | Y | N | IPP Non-CHP |  |  |  |  | N | [57 empty] | GAS | NY | Saranac Power Partners, LP | 54574 | 1 | 2010 |  | ARP, CAIRNOX, CAIROS, CAIRSO2, RGGI | 2513.69 | 12 | 257288.34 |  | 0.697 | 0.0334 | 29.997 | 137971.958 | 2321512.35 | 2 |  | Clinton | Cogeneration | 4911 | Electric Services | 44.7132 | -73.4557 | Saranac Power Partners, LP (Owner) Falcon Power Operating Company (Operator) | Phase 2 |  | Operating | Combined cycle | Pipeline Natural Gas |  |  | Selective Catalytic Reduction |  | 1676 | 10.4 | GAS | 185.7476 | 40.5601 | 0.0334 | 0.0006 | 9.023
16729 | Saranac Power Partners LP | 54574 | Saranac Facility | NY | Clinton | GEN2 | CT | OP | 95.2 | 82.1 | 95.9 |  | 6 | 1994 | NG |  | N | Y | N | IPP Non-CHP |  |  |  |  | N | [57 empty] | GAS | NY | Saranac Power Partners, LP | 54574 | 2 | 2010 |  | ARP, CAIRNOX, CAIROS, CAIRSO2, RGGI | 1543.97 | 12 | 152993.53 |  | 0.388 | 0.0338 | 17.741 | 76771.89 | 1291783.212 | 2 |  | Clinton | Cogeneration | 4911 | Electric Services | 44.7132 | -73.4557 | Saranac Power Partners, LP (Owner) Falcon Power Operating Company (Operator) | Phase 2 |  | Operating | Combined cycle | Pipeline Natural Gas |  |  | Selective Catalytic Reduction |  | 1676 | 10.4 | GAS | 198.4986 | -34.9249 | 0.0338 | 0.000601 | 8.4434
16729 | Saranac Power Partners LP | 54574 | Saranac Facility | NY | Clinton | GEN3 | CA | OP | 95.2 | 82.5 | 86.4 |  | 6 | 1994 | NG |  | N | Y | N | IPP Non-CHP |  |  |  |  | N | [57 empty] | GAS | [39 empty] | 0 | 0 | 10.4
16732 | San Jose State University Fclts Dev &Ops | 10548 | San Jose Cogeneration | CA | Santa Clara | GEN1 | GT | OP | 6 | 5.6 | 5.6 |  | 12 | 1984 | NG | DFO | Y | Y | Y | Commercial CHP |  |  |  |  | N | [57 empty] | GAS | [39 empty] | 0.24255 | 0.0020748 | 9.6037
16764 | San Diego City of | 50492 | Gas Utilization Facility | CA | San Diego | 1 | IC | OP | 2.3 | 2.3 | 2.3 |  | 6 | 1985 | OBG | NG | Y | Y | Y | Commercial CHP |  |  |  |  | N | [57 empty] | GAS | [39 empty] | 1.1659 | 0.0016829 | 10.4
16764 | San Diego City of | 50492 | Gas Utilization Facility | CA | San Diego | 2 | IC | OP | 2.3 | 2.3 | 2.3 |  | 6 | 1985 | OBG | NG | Y | Y | Y | Commercial CHP |  |  |  |  | N | [57 empty] | GAS | [39 empty] | 1.1659 | 0.0016829 | 10.4
16764 | San Diego City of | 50492 | Gas Utilization Facility | CA | San Diego | 3 | HY | OP | 1.5 | 1 | 1.5 |  | 5 | 2002 | WAT |  | N | Y | N | Commercial CHP |  |  |  |  | N | [57 empty] | N/A | [39 empty] | 0 | 0 | 10.4
16793 | Schuylkill Energy Resource Inc | 54634 | St Nicholas Cogen Project | PA | Schuylkill | SNCP | ST | OP | 99.2 | 86.5 | 86.5 |  | 9 | 1990 | WC | DFO | N | Y | Y | IPP CHP |  |  |  |  | N |  | Y | Y | [37 empty] | OP | BP |  |  | 73 |  | 0.3 |  |  |  | 99.9 | 36 | 468727 |  |  |  |  | COAL | PA | St. Nicholas Cogeneration Project | 54634 | 1 | 2010 |  | ARP, CAIRNOX, CAIROS, CAIRSO2 | 8027.15 | 12 |  | 5913257.87 | 1723.372 | 0.0458 | 222.112 | 1200012.559 | 10036641.92 | 3 |  | Schuylkill | Small Power Producer | 4911 | Electric Services | 40.8222 | -76.1736 | Schuylkill Energy Resources, Inc. (Owner/Operator) | Phase 2 |  | Operating | Circulating fluidized bed boiler | Coal Refuse | Residual Oil | Fluidized Bed Limestone Injection |  | Baghouse | 1300 | 10.4 | COAL | 116.2482 | -171.9546 | 0.0458 | 0.34342 | 11.1602
16839 | Seneca Power Partners LP | 54593 | Batavia Power Plant | NY | Genesee | GEN1 | CT | OP | 47.7 | 38.2 | 46.6 |  | 9 | 1992 | NG |  | N | Y | Y | IPP CHP |  |  |  |  | N | [57 empty] | GAS | NY | Batavia Energy | 54593 | 1 | 2010 |  | ARP, CAIRNOX, CAIROS, CAIRSO2, RGGI | 717.75 | 12 | 25283.25 |  | 0.102 | 0.248 | 37.207 | 17960.925 | 302142.65 | 2 | Northeast Power Coordinating Council | Genesee | Cogeneration | 4931 | Elec & Other Services Combined | 42.9828 | -78.1592 | Seneca Power Partners, LP (Owner/Operator) | Phase 2 |  | Operating | Combined cycle | Pipeline Natural Gas |  |  | Steam Injection |  | 551 | 11.8218 | GAS | 41 | 431.7073 | 0.248 | 0.000675 | 11.8218
16839 | Seneca Power Partners LP | 54593 | Batavia Power Plant | NY | Genesee | GEN2 | CA | OP | 18.5 | 17.5 | 17.5 |  | 9 | 1992 | NG |  | N | Y | Y | IPP CHP |  |  |  |  | N | [57 empty] | GAS | [39 empty] | 0 | 0 | 10.4
16868 | City of Seattle - (WA) | 6202 | Ross | WA | Whatcom | 41 | HY | OP | 112.5 | 94.5 | 94.5 |  | 11 | 1956 | WAT |  | N | Y | N | Electric Utility |  |  |  |  | N | [57 empty] | N/A | [39 empty] | 0 | 0 | 10.4
16868 | City of Seattle - (WA) | 6202 | Ross | WA | Whatcom | 42 | HY | OP | 112.5 | 94.5 | 94.5 |  | 1 | 1954 | WAT |  | N | Y | N | Electric Utility |  |  |  |  | N | [57 empty] | N/A | [39 empty] | 0 | 0 | 10.4
16868 | City of Seattle - (WA) | 6202 | Ross | WA | Whatcom | 43 | HY | OP | 112.5 | 94.5 | 94.5 |  | 4 | 1953 | WAT |  | N | Y | N | Electric Utility |  |  |  |  | N | [57 empty] | N/A | [39 empty] | 0 | 0 | 10.4
16868 | City of Seattle - (WA) | 6202 | Ross | WA | Whatcom | 44 | HY | OP | 112.5 | 94.5 | 94.5 |  | 12 | 1952 | WAT |  | N | Y | N | Electric Utility |  |  |  |  | N | [57 empty] | N/A | [39 empty] | 0 | 0 | 10.4
16868 | City of Seattle - (WA) | 6430 | Cedar Falls | WA | King | 5 | HY | OP | 10 | 15 | 15 |  | 11 | 1921 | WAT |  | N | Y | N | Electric Utility |  |  |  |  | N | [57 empty] | N/A | [39 empty] | 0 | 0 | 10.4
16868 | City of Seattle - (WA) | 6430 | Cedar Falls | WA | King | 6 | HY | OP | 10 | 15 | 15 |  | 11 | 1929 | WAT |  | N | Y | N | Electric Utility |  |  |  |  | N | [57 empty] | N/A | [39 empty] | 0 | 0 | 10.4
16868 | City of Seattle - (WA) | 6431 | Gorge | WA | Whatcom | 21 | HY | OP | 36.8 | 32 | 32 |  | 9 | 1924 | WAT |  | N | Y | N | Electric Utility |  |  |  |  | N | [57 empty] | N/A | [39 empty] | 0 | 0 | 10.4
16868 | City of Seattle - (WA) | 6431 | Gorge | WA | Whatcom | 22 | HY | OP | 36.8 | 32 | 32 |  | 9 | 1924 | WAT |  | N | Y | N | Electric Utility |  |  |  |  | N | [57 empty] | N/A | [39 empty] | 0 | 0 | 10.4
16868 | City of Seattle - (WA) | 6431 | Gorge | WA | Whatcom | 23 | HY | OP | 36.8 | 32 | 32 |  | 5 | 1929 | WAT |  | N | Y | N | Electric Utility |  |  |  |  | N | [57 empty] | N/A | [39 empty] | 0 | 0 | 10.4
16868 | City of Seattle - (WA) | 6431 | Gorge | WA | Whatcom | 24 | HY | OP | 96.9 | 80 | 80 |  | 6 | 1951 | WAT |  | N | Y | N | Electric Utility |  |  |  |  | N | [57 empty] | N/A | [39 empty] | 0 | 0 | 10.4
16868 | City of Seattle - (WA) | 6432 | Diablo | WA | Whatcom | 31 | HY | OP | 90 | 83 | 83 |  | 4 | 1937 | WAT |  | N | Y | N | Electric Utility |  |  |  |  | N | [57 empty] | N/A | [39 empty] | 0 | 0 | 10.4
16868 | City of Seattle - (WA) | 6432 | Diablo | WA | Whatcom | 32 | HY | OP | 90 | 83 | 83 |  | 10 | 1936 | WAT |  | N | Y | N | Electric Utility |  |  |  |  | N | [57 empty] | N/A | [39 empty] | 0 | 0 | 10.4
16868 | City of Seattle - (WA) | 6433 | Boundary | WA | Pend Oreille | 51 | HY | OP | 158.4 | 158.4 | 158.4 |  | 10 | 1967 | WAT |  | N | Y | N | Electric Utility |  |  |  |  | N | [57 empty] | N/A | [39 empty] | 0 | 0 | 10.4
16868 | City of Seattle - (WA) | 6433 | Boundary | WA | Pend Oreille | 52 | HY | OP | 161.5 | 161.5 | 161.5 |  | 8 | 1967 | WAT |  | N | Y | N | Electric Utility |  |  |  |  | N | [57 empty] | N/A | [39 empty] | 0 | 0 | 10.4
16868 | City of Seattle - (WA) | 6433 | Boundary | WA | Pend Oreille | 53 | HY | OP | 158.4 | 158.4 | 158.4 |  | 9 | 1967 | WAT |  | N | Y | N | Electric Utility |  |  |  |  | N | [57 empty] | N/A | [39 empty] | 0 | 0 | 10.4
16868 | City of Seattle - (WA) | 6433 | Boundary | WA | Pend Oreille | 54 | HY | OP | 161.5 | 161.5 | 161.5 |  | 8 | 1967 | WAT |  | N | Y | N | Electric Utility |  |  |  |  | N | [57 empty] | N/A | [39 empty] | 0 | 0 | 10.4
16868 | City of Seattle - (WA) | 6433 | Boundary | WA | Pend Oreille | 55 | HY | OP | 200 | 200 | 200 |  | 11 | 1985 | WAT |  | N | Y | N | Electric Utility |  |  |  |  | N | [57 empty] | N/A | [39 empty] | 0 | 0 | 10.4
16868 | City of Seattle - (WA) | 6433 | Boundary | WA | Pend Oreille | 56 | HY | OP | 200 | 200 | 200 |  | 5 | 1986 | WAT |  | N | Y | N | Electric Utility |  |  |  |  | N | [57 empty] | N/A | [39 empty] | 0 | 0 | 10.4
16868 | City of Seattle - (WA) | 622 | South Fork Tolt | WA | King | 1 | HY | OP | 16.8 | 16.8 | 16.8 |  | 11 | 1995 | WAT |  | N | Y | N | Electric Utility |  |  |  |  | N | [57 empty] | N/A | [39 empty] | 0 | 0 | 10.4
16868 | City of Seattle - (WA) | 6432 | Diablo | WA | Whatcom | 35 | HY | OP | 1.2 | 1.2 | 1.2 |  | 10 | 1936 | WAT |  | N | Y | N | Electric Utility |  |  |  |  | N | [57 empty] | N/A | [39 empty] | 0 | 0 | 10.4
16868 | City of Seattle - (WA) | 6432 | Diablo | WA | Whatcom | 36 | HY | OP | 1.2 | 1.2 | 1.2 |  | 10 | 1936 | WAT |  | N | Y | N | Electric Utility |  |  |  |  | N | [57 empty] | N/A | [39 empty] | 0 | 0 | 10.4
16868 | City of Seattle - (WA) | 9842 | Newhalem | WA | Whatcom | 20 | HY | OP | 2.3 | 2.3 | 2.3 |  | 2 | 1970 | WAT |  | N | Y | N | Electric Utility |  |  |  |  | N | [57 empty] | N/A | [39 empty] | 0 | 0 | 10.4
16873 | City of Sebewaing - (MI) | 1853 | Main Street | MI | Huron | 1 | IC | OP | 1 | 0.9 | 1 |  | 3 | 1961 | NG | DFO | N | N | N | Electric Utility |  |  |  |  | N | [57 empty] | GAS | [39 empty] | 1.1659 | 0.0016829 | 10.4
16873 | City of Sebewaing - (MI) | 1853 | Main Street | MI | Huron | 2 | IC | OP | 0.9 | 0.8 | 0.9 |  | 6 | 1947 | DFO |  | N | N | N | Electric Utility |  |  |  |  | N | [57 empty] | LIQUID | [39 empty] | 0.7385 | 0.025484 | 12.5895
16873 | City of Sebewaing - (MI) | 1853 | Main Street | MI | Huron | 3 | IC | OP | 1.1 | 1.1 | 1.1 |  | 8 | 1966 | NG | DFO | N | N | N | Electric Utility |  |  |  |  | N | [57 empty] | GAS | [39 empty] | 1.1659 | 0.0016829 | 10.4
16873 | City of Sebewaing - (MI) | 1853 | Main Street | MI | Huron | 4 | IC | OP | 1.3 | 1.2 | 1.3 |  | 10 | 1966 | NG | DFO | N | N | N | Electric Utility |  |  |  |  | N | [57 empty] | GAS | [39 empty] | 1.1659 | 0.0016829 | 10.4
16873 | City of Sebewaing - (MI) | 1853 | Main Street | MI | Huron | 5 | IC | OP | 1.1 | 1 | 1.1 |  | 9 | 1979 | NG | DFO | N | N | N | Electric Utility |  |  |  |  | N | [57 empty] | GAS | [39 empty] | 1.1659 | 0.0016829 | 10.4
16873 | City of Sebewaing - (MI) | 1853 | Main Street | MI | Huron | 6 | IC | OP | 0.6 | 0.6 | 0.6 |  | 4 | 1967 | NG | DFO | N | N | N | Electric Utility |  |  |  |  | N | [57 empty] | GAS | [39 empty] | 1.1659 | 0.0016829 | 10.4
16873 | City of Sebewaing - (MI) | 7806 | Pine Street | MI | Huron | 1 | IC | OP | 1.1 | 1 | 1.1 |  | 6 | 1969 | NG | DFO | N | N | N | Electric Utility |  |  |  |  | N | [57 empty] | GAS | [39 empty] | 1.1659 | 0.0016829 | 10.4
16873 | City of Sebewaing - (MI) | 7806 | Pine Street | MI | Huron | 2 | IC | OP | 1.1 | 1 | 1.1 |  | 6 | 1969 | NG | DFO | N | N | N | Electric Utility |  |  |  |  | N | [57 empty] | GAS | [39 empty] | 1.1659 | 0.0016829 | 10.4
16873 | City of Sebewaing - (MI) | 7806 | Pine Street | MI | Huron | 3 | IC | OP | 1.1 | 1 | 1.1 |  | 1 | 1988 | DFO |  | N | N | N | Electric Utility |  |  |  |  | N | [57 empty] | LIQUID | [39 empty] | 0.7385 | 0.025484 | 12.5895
16873 | City of Sebewaing - (MI) | 7806 | Pine Street | MI | Huron | 4 | IC | OP | 1.1 | 1 | 1.1 |  | 1 | 1988 | DFO |  | N | N | N | Electric Utility |  |  |  |  | N | [57 empty] | LIQUID | [39 empty] | 0.7385 | 0.025484 | 12.5895
16873 | City of Sebewaing - (MI) | 7806 | Pine Street | MI | Huron | 5 | IC | OP | 1.3 | 1.2 | 1.3 |  | 5 | 1996 | NG | DFO | N | N | N | Electric Utility |  |  |  |  | N | [57 empty] | GAS | [39 empty] | 1.1659 | 0.0016829 | 10.4
16873 | City of Sebewaing - (MI) | 7806 | Pine Street | MI | Huron | 6 | IC | OP | 1.3 | 1.2 | 1.3 |  | 5 | 1996 | NG | DFO | N | N | N | Electric Utility |  |  |  |  | N | [57 empty] | GAS | [39 empty] | 1.1659 | 0.0016829 | 10.4
16899 | SERRF Joint Powers Authority | 50837 | Southeast Resource Recovery | CA | Los Angeles | GEN1 | ST | OP | 35.6 | 28 | 26 |  | 7 | 1988 | MSW | NG | N | Y | Y | IPP CHP |  |  |  |  | N | [25 empty] | OP: OP; DP: SP; LS: LI; N: N |  | 98 | 0.37 | 70000 | 100 | OP | BR | [8 empty] | 90 | 0 | 70000 |  |  |  |  | OTHER SOLID | [39 empty] | 0 | 0 | 10.4
16909 | Selkirk Cogen Partners LP | 10725 | Selkirk Cogen | NY | Albany | GEN1 | CT | OP | 95.2 | 78.7 | 103.8 | F801 | 4 | 1992 | NG | DFO | Y | Y | Y | IPP CHP |  |  |  |  | N | [57 empty] | GAS | NY | Selkirk Cogen Partners | 10725 | CTG101 | 2010 |  | ARP, CAIRNOX, CAIROS, CAIRSO2, RGGI | 5707.06 | 12 | 630663.41 |  | 1.571 | 0.0756 | 198.001 | 311091.787 | 5234752.605 | 2 |  | Albany | Cogeneration | 4911 | Electric Services | 42.5744 | -73.8592 | Selkirk Cogen Partners, LP (Owner/Operator) | Phase 2 |  | Operating | Combined cycle | Pipeline Natural Gas | Diesel Oil |  | Steam Injection |  | 1215 | 8.054 | GAS | 143 | -188.8247 | 0.0756 | 0.0006 | 8.054
16909 | Selkirk Cogen Partners LP | 10725 | Selkirk Cogen | NY | Albany | GEN3 | CT | OP | 95.2 | 281.9 | 341.5 | F802 | 4 | 1994 | NG | DFO | Y | Y | Y | IPP CHP |  |  |  |  | N | [57 empty] | GAS | NY | Selkirk Cogen Partners | 10725 | CTG201 | 2010 |  | CAIRNOX, CAIROS, CAIRSO2, RGGI | 4954.62 | 12 | 596882.47 |  | 1.488 | 0.0272 | 64.715 | 294706.054 | 4958990.923 | 2 |  | Albany | Cogeneration | 4911 | Electric Services | 42.5744 | -73.8592 | Selkirk Cogen Partners, LP (Owner/Operator) |  |  | Operating | Combined cycle | Pipeline Natural Gas | Diesel Oil |  | Selective Catalytic Reduction Steam Injection |  | 1259 | 8.2356 | GAS | 144 | -685.7639 | 0.0272 | 0.0006 | 8.2356
16909 | Selkirk Cogen Partners LP | 10725 | Selkirk Cogen | NY | Albany | GEN4 | CT | OP | 95.2 |  |  | F802 | 4 | 1994 | NG | DFO | Y | Y | Y | IPP CHP |  |  |  |  | N | [57 empty] | GAS | NY | Selkirk Cogen Partners | 10725 | CTG101 | 2010 |  | ARP, CAIRNOX, CAIROS, CAIRSO2, RGGI | 5707.06 | 12 | 630663.41 |  | 1.571 | 0.0756 | 198.001 | 311091.787 | 5234752.605 | 2 |  | Albany | Cogeneration | 4911 | Electric Services | 42.5744 | -73.8592 | Selkirk Cogen Partners, LP (Owner/Operator) | Phase 2 |  | Operating | Combined cycle | Pipeline Natural Gas | Diesel Oil |  | Steam Injection |  | 1215 | 8.054 | GAS | 143 | -251.0504 | 0.0756 | 0.0006 | 8.054
16909 | Selkirk Cogen Partners LP | 10725 | Selkirk Cogen | NY | Albany | GEN5 | CA | OP | 148.4 |  |  | F802 | 4 | 1994 | NG |  | N | Y | Y | IPP CHP |  |  |  |  | N | [6 empty] | 1¦¦2¦¦3 | 1992¦¦ 1994¦¦ 1994 | 810000 | [48 empty] | GAS | [39 empty] | 0 | 0 | 10.4
16929 | SEMASS Partnership | 50290 | SEMASS Resource Recovery | MA | Plymouth | GEN1 | ST | OP | 64.5 | 53.3 | 53.3 |  | 7 | 1988 | MSW | DFO | N | Y | N | IPP Non-CHP |  |  |  |  | N | [25 empty] | OP: OP; DP: SD; LS: LI; N: N |  | 99.9 | 32 | 283700 | 99.9 | OP | EC¦¦BP | BP¦¦EC | [7 empty] | 99.9 | 0.8¦¦ .9¦¦ .7 | 283700¦¦ 268000¦¦ 264000 |  |  |  |  | OTHER SOLID | [39 empty] | 0 | 0 | 10.4
16929 | SEMASS Partnership | 50290 | SEMASS Resource Recovery | MA | Plymouth | GEN2 | ST | OP | 34 | 26.7 | 26.7 |  | 4 | 1993 | MSW | DFO | N | Y | N | IPP Non-CHP |  |  |  |  | N | [25 empty] | OP: OP; DP: SD; LS: LI; N: N |  | 99.9 | 32 | 283700 | 99.9 | OP | EC¦¦BP | BP¦¦EC | [7 empty] | 99.9 | 0.8¦¦ .9¦¦ .7 | 283700¦¦ 268000¦¦ 264000 |  |  |  |  | OTHER SOLID | [39 empty] | 0 | 0 | 10.4
16955 | City of Seward - (AK) | 92 | Seward | AK | Kenai Peninsula | 3 | IC | OP | 2.5 | 2.5 | 2.5 |  | 4 | 1975 | DFO |  | N | Y | N | Electric Utility | [62 empty] | LIQUID | [39 empty] | 0.7385 | 0.025484 | 12.5895
16955 | City of Seward - (AK) | 92 | Seward | AK | Kenai Peninsula | 4 | IC | OP | 2.5 | 2.5 | 2.5 |  | 3 | 1986 | DFO |  | N | Y | N | Electric Utility |  |  |  |  | N | [57 empty] | LIQUID | [39 empty] | 0.7385 | 0.025484 | 12.5895
16955 | City of Seward - (AK) | 92 | Seward | AK | Kenai Peninsula | 5 | IC | OP | 2.5 | 2.5 | 2.5 |  | 3 | 1985 | DFO |  | N | Y | N | Electric Utility |  |  |  |  | N | [57 empty] | LIQUID | [39 empty] | 0.7385 | 0.025484 | 12.5895
16955 | City of Seward - (AK) | 92 | Seward | AK | Kenai Peninsula | 6 | IC | OP | 2.8 | 2.8 | 2.8 |  | 12 | 2000 | DFO |  | N | Y | N | Electric Utility |  |  |  |  | N | [57 empty] | LIQUID | [39 empty] | 0.7385 | 0.025484 | 12.5895
16955 | City of Seward - (AK) | 92 | Seward | AK | Kenai Peninsula | N1 | IC | OP | 2.8 | 2.8 | 2.8 |  | 7 | 2010 | DFO |  | N | Y | N | Electric Utility |  |  |  |  | N | [57 empty] | LIQUID | [39 empty] | 0.7385 | 0.025484 | 12.5895
16955 | City of Seward - (AK) | 92 | Seward | AK | Kenai Peninsula | N2 | IC | OP | 2.5 | 2.5 | 2.5 |  | 7 | 2010 | DFO |  | N | Y | N | Electric Utility |  |  |  |  | N | [57 empty] | LIQUID | [39 empty] | 0.7385 | 0.025484 | 12.5895
16968 | Simplot Phosphates LLC | 54472 | Simplot Phosphates | WY | Sweetwater | GEN1 | ST | OP | 11.5 | 11.5 | 11.5 |  | 8 | 1986 | OTH | NG | N | Y | Y | Industrial CHP |  |  |  |  | N | [57 empty] | N/A | [39 empty] | 0 | 0 | 10.4
16988 | City of Sharon Springs | 1324 | Sharon Spring | KS | Wallace | 1 | IC | OP | 1 | 0.9 | 1 |  | 11 | 1970 | NG | DFO | Y | Y | N | Electric Utility | [62 empty] | GAS | [39 empty] | 1.1659 | 0.0016829 | 10.4
16988 | City of Sharon Springs | 1324 | Sharon Spring | KS | Wallace | 2 | IC | OP | 1 | 1 | 1 |  | 8 | 1964 | NG | DFO | Y | Y | N | Electric Utility | [62 empty] | GAS | [39 empty] | 1.1659 | 0.0016829 | 10.4
16988 | City of Sharon Springs | 1324 | Sharon Spring | KS | Wallace | 3 | IC | OP | 0.4 | 0.4 | 0.4 |  | 7 | 1958 | NG | DFO | Y | Y | N | Electric Utility | [62 empty] | GAS | [39 empty] | 1.1659 | 0.0016829 | 10.4
16988 | City of Sharon Springs | 1324 | Sharon Spring | KS | Wallace | 4 | IC | OP | 0.6 | 0.6 | 0.6 |  | 8 | 1951 | NG | DFO | Y | Y | N | Electric Utility | [62 empty] | GAS | [39 empty] | 1.1659 | 0.0016829 | 10.4
16990 | Sheep Creek Hydro Inc | 50091 | Sheep Creek Hydro | WA | Stevens | TB1 | HY | OP | 1.3 | 1.3 | 0.8 |  | 6 | 1986 | WAT |  | N | Y | N | IPP Non-CHP |  |  |  |  | N | [57 empty] | N/A | [39 empty] | 0 | 0 | 10.4
16997 | Shasta Hydroelectric Inc | 10881 | Roaring Creek Water Power | CA | Shasta | GEN1 | HY | OP | 2 | 2 | 2 |  | 12 | 1986 | WAT |  | N | Y | N | IPP Non-CHP | [62 empty] | N/A | [39 empty] | 0 | 0 | 10.4
17035 | City of Shelbina | 7405 | Shelbina Power #1 | MO | Shelby | G1 | IC | OP | 3 | 3 | 3 |  | 1 | 1981 | DFO |  | N | Y | N | Electric Utility | [62 empty] | LIQUID | [39 empty] | 0.7385 | 0.025484 | 12.5895
17035 | City of Shelbina | 7405 | Shelbina Power #1 | MO | Shelby | G2 | IC | OP | 1.6 | 1.6 | 1.6 |  | 5 | 1989 | DFO |  | N | Y | N | Electric Utility | [62 empty] | LIQUID | [39 empty] | 0.7385 | 0.025484 | 12.5895
17035 | City of Shelbina | 7406 | Shelbina Power #2 | MO | Shelby | G3 | IC | OP | 1.6 | 1.6 | 1.6 |  | 4 | 1992 | DFO |  | N | Y | N | Electric Utility | [62 empty] | LIQUID | [39 empty] | 0.7385 | 0.025484 | 12.5895
17035 | City of Shelbina | 7406 | Shelbina Power #2 | MO | Shelby | G4 | IC | OP | 1.6 | 1.6 | 1.6 |  | 4 | 1992 | DFO |  | N | Y | N | Electric Utility | [62 empty] | LIQUID | [39 empty] | 0.7385 | 0.025484 | 12.5895
17035 | City of Shelbina | 7406 | Shelbina Power #2 | MO | Shelby | G5 | IC | OP | 1.6 | 1.6 | 1.6 |  | 4 | 1992 | DFO |  | N | Y | N | Electric Utility | [62 empty] | LIQUID | [39 empty] | 0.7385 | 0.025484 | 12.5895
17035 | City of Shelbina | 7406 | Shelbina Power #2 | MO | Shelby | G6 | IC | OP | 1.8 | 1.8 | 1.8 |  | 7 | 1999 | DFO |  | N | Y | N | Electric Utility | [62 empty] | LIQUID | [39 empty] | 0.7385 | 0.025484 | 12.5895
17035 | City of Shelbina | 7860 | Shelbina Power #3 | MO | Shelby | G7 | IC | OP | 1.8 | 1.8 | 1.8 |  | 4 | 2002 | DFO |  | N | Y | N | Electric Utility | [62 empty] | LIQUID | [39 empty] | 0.7385 | 0.025484 | 12.5895
17035 | City of Shelbina | 7860 | Shelbina Power #3 | MO | Shelby | G8 | IC | OP | 1.8 | 1.8 | 1.8 |  | 4 | 2002 | DFO |  | N | Y | N | Electric Utility | [62 empty] | LIQUID | [39 empty] | 0.7385 | 0.025484 | 12.5895
17043 | City of Shelby - (OH) | 2943 | Shelby Municipal Light Plant | OH | Richland | IC1 | IC | OP | 3 | 3 | 3 |  | 5 | 1963 | DFO | NG | Y | Y | N | Electric Utility |  |  |  |  | N | [57 empty] | LIQUID | [39 empty] | 0.7385 | 0.025484 | 12.5895
17043 | City of Shelby - (OH) | 7828 | Shelby South | OH | Richland | 1 | IC | OP | 1.8 | 1.7 | 1.8 |  | 6 | 2000 | DFO |  | N | Y | N | Electric Utility |  |  |  |  | N | [57 empty] | LIQUID | [39 empty] | 0.7385 | 0.025484 | 12.5895
17052 | Shell Chemical LP | 54330 | Westhollow Technology Center | TX | Harris | 1 | GT | OP | 3.7 | 3.7 | 3.7 |  | 1 | 1988 | NG |  | N | N | Y | Industrial CHP |  |  |  |  | N | [57 empty] | GAS | [39 empty] | 0.33375 | 0.0033792 | 8.8989
17058 | Shell Wind Energy Inc. | 55579 | Llano Estacado Wind Ranch | TX | Carson | EXIS | WT | OP | 80 | 80 | 80 |  | 12 | 2001 | WND |  | N | Y | N | IPP Non-CHP |  |  |  |  | N | [57 empty] | N/A | [39 empty] | 0 | 0 | 10.4
17058 | Shell Wind Energy Inc. | 56012 | Whitewater Hill Wind Partners | CA | Riverside | 1 | WT | OP | 61.5 | 61.5 | 61.5 |  | 10 | 2002 | WND |  | N | Y | N | IPP Non-CHP |  |  |  |  | N | [57 empty] | N/A | [39 empty] | 0 | 0 | 10.4
17058 | Shell Wind Energy Inc. | 56495 | NedPower Mount Storm | WV | Grant | MS1 | WT | OP | 164 | 164 | 164 |  | 3 | 2008 | WND |  | N | Y | N | IPP Non-CHP |  |  |  |  | N | [57 empty] | N/A | [39 empty] | 0 | 0 | 10.4
17058 | Shell Wind Energy Inc. | 56011 | Cabazon Wind Partners | CA | Riverside | V-47 | WT | OP | 41 | 41 | 41 |  | 10 | 2002 | WND |  | N | Y | N | IPP Non-CHP |  |  |  |  | N | [57 empty] | N/A | [39 empty] | 0 | 0 | 10.4
17058 | Shell Wind Energy Inc. | 56111 | Brazos Wind Farm | TX | Scurry | GEN1 | WT | OP | 160 | 160 | 160 |  | 12 | 2003 | WND |  | N | Y | N | IPP Non-CHP |  |  |  |  | N | [57 empty] | N/A | [39 empty] | 0 | 0 | 10.4
17058 | Shell Wind Energy Inc. | 56495 | NedPower Mount Storm | WV | Grant | MS2 | WT | OP | 100 | 100 | 100 |  | 12 | 2008 | WND |  | N | Y | N | IPP Non-CHP |  |  |  |  | N | [57 empty] | N/A | [39 empty] | 0 | 0 | 10.4
17106 | Sho-Me Power Electric Coop | 2099 | Niangua | MO | Camden | 1 | HY | OP | 1.5 | 1.5 | 1.5 |  | 11 | 1930 | WAT |  | N | Y | N | Electric Utility | [62 empty] | N/A | [39 empty] | 0 | 0 | 10.4
17106 | Sho-Me Power Electric Coop | 2099 | Niangua | MO | Camden | 2 | HY | OP | 1.5 | 1.5 | 1.5 |  | 11 | 1930 | WAT |  | N | Y | N | Electric Utility | [62 empty] | N/A | [39 empty] | 0 | 0 | 10.4
17127 | Town of Shrewsbury | 6125 | Shrewsbury | MA | Worcester | 1 | IC | OP | 2.8 | 2.8 | 2.8 |  | 11 | 1969 | DFO |  | N | N | N | Electric Utility |  |  |  |  | N | [57 empty] | LIQUID | [39 empty] | 0.7385 | 0.025484 | 12.5895
17127 | Town of Shrewsbury | 6125 | Shrewsbury | MA | Worcester | 2 | IC | OP | 2.8 | 2.8 | 2.8 |  | 11 | 1969 | DFO |  | N | N | N | Electric Utility |  |  |  |  | N | [57 empty] | LIQUID | [39 empty] | 0.7385 | 0.025484 | 12.5895
17127 | Town of Shrewsbury | 6125 | Shrewsbury | MA | Worcester | 3 | IC | OP | 2.8 | 2.8 | 2.8 |  | 12 | 1975 | DFO |  | N | N | N | Electric Utility |  |  |  |  | N | [57 empty] | LIQUID | [39 empty] | 0.7385 | 0.025484 | 12.5895
17127 | Town of Shrewsbury | 6125 | Shrewsbury | MA | Worcester | 4 | IC | OP | 2.8 | 2.8 | 2.8 |  | 12 | 1975 | DFO |  | N | N | N | Electric Utility |  |  |  |  | N | [57 empty] | LIQUID | [39 empty] | 0.7385 | 0.025484 | 12.5895
17127 | Town of Shrewsbury | 6125 | Shrewsbury | MA | Worcester | 5 | IC | OP | 2.8 | 2.8 | 2.8 |  | 5 | 1978 | DFO |  | N | N | N | Electric Utility |  |  |  |  | N | [57 empty] | LIQUID | [39 empty] | 0.7385 | 0.025484 | 12.5895
17139 | Shell Oil Co-Deer Park | 50304 | Shell Deer Park | TX | Harris | GEN1 | ST | OP | 51 | 45 | 50 |  | 10 | 1979 | PUR |  | N | Y | N | Industrial CHP | [62 empty] | N/A | [39 empty] | 0 | 0 | 10.4
17139 | Shell Oil Co-Deer Park | 50304 | Shell Deer Park | TX | Harris | GEN2 | ST | OP | 51 | 45 | 50 |  | 10 | 1979 | PUR |  | N | Y | N | Industrial CHP | [62 empty] | N/A | [39 empty] | 0 | 0 | 10.4
17139 | Shell Oil Co-Deer Park | 50304 | Shell Deer Park | TX | Harris | GEN4 | GT | OP | 75 | 70 | 75 |  | 4 | 1995 | OG | NG | N | Y | Y | Industrial CHP |  |  |  |  | N | [57 empty] | GAS | [39 empty] | 0.0016829 | 0.0016829 | 10.4
17139 | Shell Oil Co-Deer Park | 50304 | Shell Deer Park | TX | Harris | GEN5 | GT | OP | 75 | 70 | 75 |  | 4 | 1995 | OG | NG | N | Y | Y | Industrial CHP |  |  |  |  | N | [57 empty] | GAS | [39 empty] | 0.0016829 | 0.0016829 | 10.4
17141 | City of Sibley | 1184 | Sibley One | IA | Osceola | 2 | IC | OP | 2 | 1.9 | 2.1 |  | 9 | 1971 | DFO | NG | N | N | N | Electric Utility | [62 empty] | LIQUID | [39 empty] | 0.7385 | 0.025484 | 12.5895
17141 | City of Sibley | 1184 | Sibley One | IA | Osceola | 3 | IC | OP | 1.2 | 1.1 | 1.2 |  | 4 | 1987 | DFO |  | N | N | N | Electric Utility | [62 empty] | LIQUID | [39 empty] | 0.7385 | 0.025484 | 12.5895
17141 | City of Sibley | 1184 | Sibley One | IA | Osceola | 5 | IC | OP | 2 | 1.8 | 1.8 |  | 4 | 2000 | DFO |  | N | N | N | Electric Utility | [62 empty] | LIQUID | [39 empty] | 0.7385 | 0.025484 | 12.5895
17141 | City of Sibley | 7060 | Sibley No Two | IA | Osceola | 4 | IC | OP | 1.1 | 1 | 1.1 |  | 12 | 1987 | DFO | NG | N | Y | N | Electric Utility | [62 empty] | LIQUID | [39 empty] | 0.7385 | 0.025484 | 12.5895
17145 | Sid Richardson Carbon Ltd | 50067 | Borger Plant | TX | Hutchinson | GEN1 | ST | OP | 37.5 | 32 | 32 |  | 2 | 1985 | OG |  | N | Y | Y | Industrial CHP |  |  |  |  | N | [57 empty] | GAS | [39 empty] | 0.1167 | 0.0044251 | 10.4
17149 | City of Sidney | 2302 | Sidney | NE | Cheyenne | 1 | IC | OP | 1.2 | 1 | 1.1 |  | 1 | 1949 | NG | DFO | Y | N | N | Electric Utility |  |  |  |  | N | [57 empty] | GAS | [39 empty] | 1.1659 | 0.0016829 | 10.4
17149 | City of Sidney | 2302 | Sidney | NE | Cheyenne | 2 | IC | OP | 2.2 | 2 | 2.1 |  | 1 | 1951 | NG | DFO | Y | N | N | Electric Utility |  |  |  |  | N | [57 empty] | GAS | [39 empty] | 1.1659 | 0.0016829 | 10.4
17149 | City of Sidney | 2302 | Sidney | NE | Cheyenne | 3 | IC | OP | 0.8 | 0.6 | 0.6 |  | 1 | 1931 | DFO |  | N | N | N | Electric Utility | [62 empty] | LIQUID | [39 empty] | 0.7385 | 0.025484 | 12.5895
17149 | City of Sidney | 2302 | Sidney | NE | Cheyenne | 4 | IC | OP | 1 | 0.8 | 0.8 |  | 1 | 1947 | NG | DFO | Y | N | N | Electric Utility | [62 empty] | GAS | [39 empty] | 1.1659 | 0.0016829 | 10.4
17149 | City of Sidney | 2302 | Sidney | NE | Cheyenne | 5 | IC | OP | 3.1 | 2.5 | 2.5 |  | 1 | 1955 | NG | DFO | Y | N | N | Electric Utility | [62 empty] | GAS | [39 empty] | 1.1659 | 0.0016829 | 10.4
17150 | Shorock Hydro Inc | 50987 | Rock Creek I | ID | Twin Falls | GEN1 | HY | OP | 2.1 | 2 | 1 |  | 9 | 1983 | WAT |  | N | Y | N | IPP Non-CHP | [62 empty] | N/A | [39 empty] | 0 | 0 | 10.4
17164 | Sierra Pacific Industries Inc | 10144 | Sierra Pacific Lincoln Facility | CA | Placer | GEN4 | ST | OP | 19.2 | 14.8 | 14.5 |  | 3 | 2004 | WDS |  | N | Y | Y | Industrial CHP |  |  |  |  | N | [40 empty] | OP | MC | EK | [7 empty] | 97.9 | 7 | 195000 |  |  |  |  | OTHER SOLID | [39 empty] | 0.5034 | 0.015664 | 13.5099
17164 | Sierra Pacific Industries Inc | 50110 | Sierra Pacific Burney Facility | CA | Shasta | GEN1 | ST | OP | 20 | 15.8 | 16.4 |  | 10 | 1986 | WDS |  | N | Y | Y | Industrial CHP |  |  |  |  | N | [40 empty] | OP | MC | EK | [7 empty] | 97.9 | 9 | 172000 |  |  |  |  | OTHER SOLID | [39 empty] | 0.5034 | 0.031991 | 13.7896
17164 | Sierra Pacific Industries Inc | 50112 | Sierra Pacific Quincy Facility | CA | Plumas | GEN1 | ST | OP | 20 | 23.5 | 21.7 |  | 12 | 1986 | WDS |  | N | Y | Y | Industrial CHP |  |  |  |  | N | [40 empty] | OP | MC | EK | [7 empty] | 97.9¦¦ 98.5 | 11¦¦ 9 | 172000¦¦ 123100 |  |  |  |  | OTHER SOLID | [39 empty] | 0.5034 | 0.031991 | 13.7896
17164 | Sierra Pacific Industries Inc | 50112 | Sierra Pacific Quincy Facility | CA | Plumas | GEN2 | ST | OP | 7.5 | 3.2 | 4.8 |  | 4 | 1999 | WDS |  | N | Y | Y | Industrial CHP |  |  |  |  | N | [40 empty] | OP | MC | EK | [7 empty] | 97.9¦¦ 98.5 | 11¦¦ 9 | 172000¦¦ 123100 |  |  |  |  | OTHER SOLID | [39 empty] | 0.5034 | 0.021404 | 14.0971
17164 | Sierra Pacific Industries Inc | 55049 | Sierra Pacific Anderson Facility | CA | Shasta | GEN1 | ST | OP | 4 | 4.7 | 4.8 |  | 1 | 1999 | WDS |  | N | Y | Y | Industrial CHP |  |  |  |  | N | [57 empty] | OTHER SOLID | [39 empty] | 0.5034 | 0.021404 | 14.4338
17164 | Sierra Pacific Industries Inc | 55882 | Sierra Pacific Aberdeen | WA | Grays Harbor | GEN1 | ST | OP | 18 | 16.6 | 16.3 |  | 3 | 2003 | WDS |  | N | Y | Y | Industrial CHP |  |  |  |  | N | [40 empty] | OP | MC | EK | [7 empty] | 98.8 | 10 | 150000 |  |  |  |  | OTHER SOLID | [39 empty] | 0.5034 | 0.016958 | 13.5612
17164 | Sierra Pacific Industries Inc | 54517 | Sierra Pacific Sonora | CA | Tuolomne | GEN2 | ST | OP | 7.5 | 6.3 | 6.7 |  | 2 | 2001 | WDS |  | N | Y | Y | Industrial CHP |  |  |  |  | N | [57 empty] | OTHER SOLID | [39 empty] | 0.5034 | 0.019302 | 14.0636
17164 | Sierra Pacific Industries Inc | 56406 | Sierra Pacific Burlington Facility | WA | Skagit | GEN1 | ST | OP | 28 | 24.9 | 24.9 |  | 3 | 2007 | WDS |  | N | Y | Y | Industrial CHP |  |  |  |  | N | [40 empty] | OP | MC | EK | [7 empty] | 97.5 | 5 | 200046 |  |  |  |  | OTHER SOLID | [39 empty] | 0.5034 | 0.01096 | 13.2575
17166 | Sierra Pacific Power Co | 2330 | Fort Churchill | NV | Lyon | 1 | ST | OP | 115 | 113 | 113 |  | 9 | 1968 | NG | RFO | Y | Y | N | Electric Utility |  |  |  | 2018 | N | [6 empty] | 1 | 1968 | 240000 | [48 empty] | GAS | NV | Fort Churchill | 2330 | 1 | 2010 |  | ARP | 2508.59 | 12 | 92811.92 |  | 0.295 | 0.2804 | 162.491 | 58776.38 | 989029.198 | 9 |  | Lyon | Electric Utility | 4911 | Electric Services | 39.1281 | -119.1319 | Sierra Pacific Power Company (Owner/Operator) | Phase 2 |  | Operating | Dry bottom wall-fired boiler | Pipeline Natural Gas | Residual Oil |  |  |  | 1320 | 9.7523 | GAS | 117 | 1982.3009 | 0.2804 | 0.000597 | 9.7523
17166 | Sierra Pacific Power Co | 2330 | Fort Churchill | NV | Lyon | 2 | ST | OP | 115 | 113 | 113 |  | 9 | 1971 | NG | RFO | Y | Y | N | Electric Utility |  |  |  | 2021 | N | [6 empty] | 2 | 1971 | 240000 | 0.105 |  |  | PB | DP | NP | 1980 | 1980 | 1994 | MS | NC | [37 empty] | GAS | NV | Fort Churchill | 2330 | 2 | 2010 |  | ARP | 1789.91 | 12 | 62427.01 |  | 0.203 | 0.2568 | 106.775 | 40595.873 | 683100.393 | 9 |  | Lyon | Electric Utility | 4911 | Electric Services | 39.1281 | -119.1319 | Sierra Pacific Power Company (Owner/Operator) | Phase 2 |  | Operating | Dry bottom wall-fired boiler | Pipeline Natural Gas | Residual Oil |  |  |  | 1320 | 9.7786 | GAS | 117 | 1982.3009 | 0.2568 | 0.000594 | 9.7786
17166 | Sierra Pacific Power Co | 2336 | Tracy | NV | Storey | 10 | CA | OP | 312 | 263 | 286 |  | 7 | 2008 | NG |  | N | Y | N | Electric Utility |  |  |  |  | N | [6 empty] | 8¦¦9 | 2008 | 754740 | [48 empty] | GAS | [39 empty] | 0 | 0 | 10.4
17166 | Sierra Pacific Power Co | 2336 | Tracy | NV | Storey | 3 | ST | OP | 119.8 | 108 | 108 |  | 10 | 1974 | NG | RFO | Y | Y | N | Electric Utility |  |  |  |  | N | [6 empty] | 3 | 1974 | 196000 | 0.105 |  |  | PB | DP | NP | 1980 | 1980 | 1994 | MS | NC | [37 empty] | GAS | NV | Tracy | 2336 | 3 | 2010 |  | ARP | 1024.23 | 12 | 41492.58 |  | 0.141 | 0.2994 | 74.747 | 27858.765 | 468773.044 | 9 |  | Storey | Electric Utility | 4911 | Electric Services | 39.5625 | -119.525 | Sierra Pacific Power Company (Owner/Operator) | Phase 2 |  | Operating | Dry bottom wall-fired boiler | Pipeline Natural Gas | Residual Oil |  |  |  | 1150 | 10.2333 | GAS | 109 | 1995.3704 | 0.2994 | 0.000602 | 10.2333
17166 | Sierra Pacific Power Co | 2336 | Tracy | NV | Storey | 4 | CT | OP | 69.7 | 104 | 108 | G240 | 7 | 1994 | NG | DFO | N | Y | N | Electric Utility |  |  |  |  | N | [57 empty] | GAS | NV | Tracy | 2336 | 4 | 2010 |  | ARP | 136.52 | 12 | 6717.4 |  | 0.025 | 0.051 | 1.303 | 5035.581 | 84731.69 | 9 |  | Storey | Electric Utility | 4911 | Electric Services | 39.5625 | -119.525 | Sierra Pacific Power Company (Owner/Operator) | Phase 2 |  | Operating | Combustion turbine | Pipeline Natural Gas | Diesel Oil |  |  |  | 1011 | 11.987 | GAS | 76 | 1789.4737 | 0.051 | 0.00059 | 11.987
17166 | Sierra Pacific Power Co | 2336 | Tracy | NV | Storey | 5 | CA | OP | 50.2 |  |  | G240 | 12 | 1996 | NG |  | N | Y | N | Electric Utility |  |  |  |  | N | [6 empty] | 4 | 2004 | 400000 | 0.105 |  |  | PB | DP | NP | 1980 | 1980 | 1994 | MS | NC | [37 empty] | GAS | [39 empty] | 0 | 0 | 10.4
17166 | Sierra Pacific Power Co | 2336 | Tracy | NV | Storey | 8 | CT | OP | 155.6 | 145 | 146 |  | 7 | 2008 | NG |  | N | Y | N | Electric Utility |  |  |  |  | N | [57 empty] | GAS | NV | Tracy | 2336 | 8 | 2010 |  | ARP | 8231.87 | 12 | 1582406.96 |  | 3.523 | 0.0074 | 39.777 | 697792.48 | 11741655.2 | 9 |  | Storey | Electric Utility | 4911 | Electric Services | 39.5625 | -119.525 | Sierra Pacific Power Company (Owner/Operator) | Phase 2 |  | Operating | Combined cycle | Pipeline Natural Gas |  |  | Dry Low NOx Burners Selective Catalytic Reduction |  | 2383 | 7.2518 | GAS | 303 | 1462.3288 | 0.0074 | 0.0006 | 7.2518
17166 | Sierra Pacific Power Co | 2336 | Tracy | NV | Storey | 9 | CT | OP | 155.6 | 145 | 146 |  | 7 | 2008 | NG |  | N | Y | N | Electric Utility |  |  |  |  | N | [57 empty] | GAS | NV | Tracy | 2336 | 9 | 2010 |  | ARP | 8161.31 | 12 | 1569518 |  | 3.448 | 0.0068 | 36.405 | 683028.123 | 11493272.72 | 9 |  | Storey | Electric Utility | 4911 | Electric Services | 39.5625 | -119.525 | Sierra Pacific Power Company (Owner/Operator) | Phase 2 |  | Operating | Combined cycle | Pipeline Natural Gas |  |  | Dry Low NOx Burners Selective Catalytic Reduction |  | 2383 | 7.233 | GAS | 304 | 1458.9041 | 0.0068 | 0.0006 | 7.233
17166 | Sierra Pacific Power Co | 2336 | Tracy | NV | Storey | GT3 | GT | OP | 85 | 66.3 | 76.4 |  | 7 | 1994 | NG | DFO | N | Y | N | Electric Utility | [62 empty] | GAS | NV | Tracy | 2336 | 3 | 2010 |  | ARP | 1024.23 | 12 | 41492.58 |  | 0.141 | 0.2994 | 74.747 | 27858.765 | 468773.044 | 9 |  | Storey | Electric Utility | 4911 | Electric Services | 39.5625 | -119.525 | Sierra Pacific Power Company (Owner/Operator) | Phase 2 |  | Operating | Dry bottom wall-fired boiler | Pipeline Natural Gas | Residual Oil |  |  |  | 1150 | 10.2333 | GAS | 109 | 286.6492 | 0.2994 | 0.000602 | 10.2333
17166 | Sierra Pacific Power Co | 2336 | Tracy | NV | Storey | ST1 | ST | OP | 50 | 53 | 53 |  | 8 | 1963 | NG | DFO | Y | Y | N | Electric Utility |  |  |  | 2013 | [7 empty] | 1 | 1963 | 87667 | [48 empty] | GAS | NV | Tracy | 2336 | 5 | 2010 |  | ARP | 243.31 | 12 | 12075.76 |  | 0.046 | 0.0487 | 2.46 | 9054.623 | 152375.151 | 9 |  | Storey | Electric Utility | 4911 | Electric Services | 39.5625 | -119.525 | Sierra Pacific Power Company (Owner/Operator) | Phase 2 |  | Operating | Combustion turbine | Pipeline Natural Gas | Diesel Oil |  |  |  | 1011 | 12.1693 | GAS | 73 | -188.6792 | 0.0487 | 0.000604 | 12.1693
17166 | Sierra Pacific Power Co | 2336 | Tracy | NV | Storey | ST2 | ST | OP | 75 | 83 | 83 |  | 10 | 1965 | NG | RFO | Y | Y | N | Electric Utility |  |  |  | 2015 | [7 empty] | 2 | 1965 | 139333 | [48 empty] | GAS | NV | Tracy | 2336 | 4 | 2010 |  | ARP | 136.52 | 12 | 6717.4 |  | 0.025 | 0.051 | 1.303 | 5035.581 | 84731.69 | 9 |  | Storey | Electric Utility | 4911 | Electric Services | 39.5625 | -119.525 | Sierra Pacific Power Company (Owner/Operator) | Phase 2 |  | Operating | Combustion turbine | Pipeline Natural Gas | Diesel Oil |  |  |  | 1011 | 11.987 | GAS | 76 | -46.0526 | 0.051 | 0.00059 | 11.987
17166 | Sierra Pacific Power Co | 8224 | North Valmy | NV | Humboldt | 1 | ST | OP | 277.2 | 254 | 254 |  | 12 | 1981 | BIT | SUB | N | Y | N | Electric Utility |  |  |  | 2021 | N | Y | [5 empty] | 1 | 1981 | 566000 | [31 empty] | OP | BR |  |  | 10 | 0.8 | 0.3 | 1 | 0.1 |  | 99.7 | 95 | 1071344 |  |  |  |  | COAL | NV | North Valmy | 8224 | 1 | 2010 |  | ARP | 8253.52 | 12 | 1686810.76 |  | 5154.017 | 0.3434 | 2568.271 | 1573458.725 | 15002408.91 | 9 | Western Electricity Coordinating Council | Humboldt | Electric Utility | 4911 | Electric Services | 40.8831 | -117.1542 | Idaho Power Company (Owner) Sierra Pacific Power Company (Owner/Operator) | Phase 2 | Early Election | Operating | Dry bottom wall-fired boiler | Coal |  |  | Low NOx Burner Technology (Dry Bottom only) | Baghouse | 2560 | 8.9076 | COAL | 262 | 1984.252 | 0.3434 | 0.68709 | 8.8939
17166 | Sierra Pacific Power Co | 8224 | North Valmy | NV | Humboldt | 2 | ST | OP | 289.8 | 268 | 268 |  | 5 | 1985 | BIT | SUB | N | Y | N | Electric Utility |  |  |  |  | N | Y | [5 empty] | 2 | 1985 | 523667 | [16 empty] | OP: OP; DP: SD; LS: LI; N: Y | 0.5 | 70 | 400 | 770000 | 84 | OP | BR |  |  | 10 | 0.1 | 1 |  | 0.8 |  | 99.7 | 74 | 1043000 |  |  |  |  | COAL | NV | North Valmy | 8224 | 2 | 2010 |  | ARP | 6578.24 | 12 | 1399846.24 |  | 1157.783 | 0.3366 | 2470.808 | 1460420.164 | 13924692.22 | 9 | Western Electricity Coordinating Council | Humboldt | Electric Utility | 4911 | Electric Services | 40.8831 | -117.1542 | Idaho Power Company (Owner) Sierra Pacific Power Company (Owner/Operator) | Phase 2 | Early Election | Operating | Dry bottom wall-fired boiler | Coal |  | Dry Lime FGD | Low NOx Burner Technology (Dry Bottom only) | Baghouse | 3050 | 9.8499 | COAL | 295 | 1949.6269 | 0.3366 | 0.16629 | 9.8499
17166 | Sierra Pacific Power Co | 2336 | Tracy | NV | Storey | GT4 | GT | OP | 85 | 66.3 | 76.4 |  | 7 | 1994 | NG |  | N | Y | N | Electric Utility | [62 empty] | GAS | NV | Tracy | 2336 | 4 | 2010 |  | ARP | 136.52 | 12 | 6717.4 |  | 0.025 | 0.051 | 1.303 | 5035.581 | 84731.69 | 9 |  | Storey | Electric Utility | 4911 | Electric Services | 39.5625 | -119.525 | Sierra Pacific Power Company (Owner/Operator) | Phase 2 |  | Operating | Combustion turbine | Pipeline Natural Gas | Diesel Oil |  |  |  | 1011 | 11.987 | GAS | 76 | 497.3684 | 0.051 | 0.00059 | 11.987
17166 | Sierra Pacific Power Co | 6510 | Brunswick | NV | Carson City | 1 | IC | OP | 2 | 2 | 2 |  | 9 | 1960 | DFO |  | N | Y | N | Electric Utility |  |  |  | 2019 | [58 empty] | LIQUID | [39 empty] | 0.7385 | 0.025484 | 12.5895
17166 | Sierra Pacific Power Co | 6510 | Brunswick | NV | Carson City | 2 | IC | OP | 2 | 2 | 2 |  | 9 | 1960 | DFO |  | N | Y | N | Electric Utility |  |  |  | 2019 | [58 empty] | LIQUID | [39 empty] | 0.7385 | 0.025484 | 12.5895
17166 | Sierra Pacific Power Co | 6510 | Brunswick | NV | Carson City | 3 | IC | OP | 2 | 2 | 2 |  | 9 | 1960 | DFO |  | N | Y | N | Electric Utility |  |  |  | 2019 | [58 empty] | LIQUID | [39 empty] | 0.7385 | 0.025484 | 12.5895
17166 | Sierra Pacific Power Co | 6514 | Gabbs | NV | Nye | 1 | IC | OP | 2.7 | 2.7 | 2.7 |  | 1 | 1969 | DFO |  | N | Y | N | Electric Utility |  |  |  | 2019 | [58 empty] | LIQUID | [39 empty] | 0.7385 | 0.025484 | 12.5895
17166 | Sierra Pacific Power Co | 6514 | Gabbs | NV | Nye | 2 | IC | OP | 2.7 | 2.7 | 2.7 |  | 1 | 1969 | DFO |  | N | Y | N | Electric Utility |  |  |  | 2019 | [58 empty] | LIQUID | [39 empty] | 0.7385 | 0.025484 | 12.5895
17177 | City of Sikeston | 6768 | Sikeston Power Station | MO | Scott | 1 | ST | OP | 261 | 233 | 233 |  | 9 | 1981 | SUB |  | N | Y | N | Electric Utility |  |  |  |  | N | Y |  | Y |  |  |  | 1A | 1981 | 541401 | [31 empty] | OP | EK |  |  | 9.9 |  | 2.8 | 3.3 |  |  | 99.4 | 103 | 717600 |  |  |  |  | COAL | MO | Sikeston | 6768 | 1 | 2010 |  | ARP, CAIRNOX, CAIROS, CAIRSO2 | 7889.91 | 12 | 1941803.46 |  | 6032.128 | 0.2118 | 2050.255 | 2062775.372 | 19269979.73 | 7 | Southwest Power Pool | Scott | Electric Utility | 4911 | Electric Services | 36.8791 | -89.6209 | City of Carthage (Owner) Sikeston Bd. of Municipal Utilities (Owner/Operator) City of Fulton (Owner) City of Columbia (Owner) | Phase 2 | Early Election | Operating | Dry bottom wall-fired boiler | Coal | Other Oil |  | Selective Non-catalytic Reduction Low NOx Burner Technology (Dry Bottom only) | Electrostatic Precipitator | 2856 | 9.9128 | COAL | 258 | 1946.3519 | 0.2118 | 0.62606 | 9.9128
17177 | City of Sikeston | 2158 | Coleman | MO | SCOTT | IC1 | IC | OP | 2 | 2 | 2 |  | 6 | 1965 | DFO |  | N | Y | N | Electric Utility |  |  |  |  | N | [57 empty] | LIQUID | [39 empty] | 0.7385 | 0.025484 | 12.5895
17177 | City of Sikeston | 2158 | Coleman | MO | SCOTT | IC2 | IC | OP | 2.3 | 2.3 | 2.3 |  | 6 | 1967 | DFO |  | N | Y | N | Electric Utility |  |  |  |  | N | [57 empty] | LIQUID | [39 empty] | 0.7385 | 0.025484 | 12.5895
17191 | Simplot Leasing Corp | 50274 | Simplot Leasing Don Plant | ID | Bannock | GEN1 | ST | OP | 15.9 | 14.8 | 15 |  | 2 | 1986 | OTH |  | N | Y | Y | Industrial CHP |  |  |  |  | N | [57 empty] | N/A | [39 empty] | 0 | 0 | 10.4
17235 | GenOn REMA LLC | 2385 | Werner | NJ | Middlesex | GT1 | GT | OP | 53 | 53 | 53 |  | 3 | 1972 | DFO |  | N | Y | N | IPP Non-CHP |  |  |  |  | N | [57 empty] | LIQUID | NJ | Werner | 2385 | 9001 | 2010 |  | CAIRNOX, CAIROS, CAIRSO2, RGGI | 35 | 12 | 1104 |  | 1.863 | 0.3389 | 3.126 | 1494.3 | 18444.8 | 2 |  | Middlesex | Electric Utility | 4911 | Electric Services | 40.4906 | -74.2814 | RRI Energy Mid-Atlantic Power Holdings, LLC (Owner/Operator) (Ended Dec 09, 2010) GenOn REMA, LLC (Owner/Operator) (Started Dec 09, 2010) |  |  | Operating | Combustion turbine | Diesel Oil |  |  | Water Injection |  | 830 | 10.4 | LIQUID | 79.8077 | -252.9028 | 0.3389 | 0.20201 | 13.9634
17235 | GenOn REMA LLC | 2385 | Werner | NJ | Middlesex | GT2 | GT | OP | 53 | 53 | 53 |  | 4 | 1972 | DFO |  | N | Y | N | IPP Non-CHP |  |  |  |  | N | [57 empty] | LIQUID | NJ | Werner | 2385 | 9001 | 2010 |  | CAIRNOX, CAIROS, CAIRSO2, RGGI | 35 | 12 | 1104 |  | 1.863 | 0.3389 | 3.126 | 1494.3 | 18444.8 | 2 |  | Middlesex | Electric Utility | 4911 | Electric Services | 40.4906 | -74.2814 | RRI Energy Mid-Atlantic Power Holdings, LLC (Owner/Operator) (Ended Dec 09, 2010) GenOn REMA, LLC (Owner/Operator) (Started Dec 09, 2010) |  |  | Operating | Combustion turbine | Diesel Oil |  |  | Water Injection |  | 830 | 10.4 | LIQUID | 79.8077 | -252.9028 | 0.3389 | 0.20201 | 13.9634
17235 | GenOn REMA LLC | 2385 | Werner | NJ | Middlesex | GT3 | GT | OP | 53 | 53 | 53 |  | 5 | 1972 | DFO |  | N | Y | N | IPP Non-CHP |  |  |  |  | N | [57 empty] | LIQUID | NJ | Werner | 2385 | 9001 | 2010 |  | CAIRNOX, CAIROS, CAIRSO2, RGGI | 35 | 12 | 1104 |  | 1.863 | 0.3389 | 3.126 | 1494.3 | 18444.8 | 2 |  | Middlesex | Electric Utility | 4911 | Electric Services | 40.4906 | -74.2814 | RRI Energy Mid-Atlantic Power Holdings, LLC (Owner/Operator) (Ended Dec 09, 2010) GenOn REMA, LLC (Owner/Operator) (Started Dec 09, 2010) |  |  | Operating | Combustion turbine | Diesel Oil |  |  | Water Injection |  | 830 | 10.4 | LIQUID | 79.8077 | -252.9028 | 0.3389 | 0.20201 | 13.9634
17235 | GenOn REMA LLC | 2385 | Werner | NJ | Middlesex | GT4 | GT | OP | 53 | 53 | 53 |  | 6 | 1972 | DFO |  | N | Y | N | IPP Non-CHP |  |  |  |  | N | [57 empty] | LIQUID | NJ | Werner | 2385 | 9001 | 2010 |  | CAIRNOX, CAIROS, CAIRSO2, RGGI | 35 | 12 | 1104 |  | 1.863 | 0.3389 | 3.126 | 1494.3 | 18444.8 | 2 |  | Middlesex | Electric Utility | 4911 | Electric Services | 40.4906 | -74.2814 | RRI Energy Mid-Atlantic Power Holdings, LLC (Owner/Operator) (Ended Dec 09, 2010) GenOn REMA, LLC (Owner/Operator) (Started Dec 09, 2010) |  |  | Operating | Combustion turbine | Diesel Oil |  |  | Water Injection |  | 830 | 10.4 | LIQUID | 79.8077 | -252.9028 | 0.3389 | 0.20201 | 13.9634
17235 | GenOn REMA LLC | 2390 | Sayreville | NJ | Middlesex | GT1 | GT | OP | 53 | 57 | 57 |  | 3 | 1972 | DFO | NG | Y | Y | N | IPP Non-CHP |  |  |  |  | N | [57 empty] | LIQUID | NJ | Sayreville | 2390 | 12001 | 2010 |  | CAIRNOX, CAIROS, CAIRSO2, RGGI | 29 | 12 | 944 |  | 1.04 | 0.2404 | 1.944 | 1212.7 | 16717.8 | 2 |  | Middlesex | Electric Utility | 4911 | Electric Services | 40.4753 | -74.3552 | RRI Energy Mid-Atlantic Power Holdings, LLC (Owner/Operator) (Ended Dec 09, 2010) GenOn REMA, LLC (Owner/Operator) (Started Dec 09, 2010) |  |  | Operating | Combustion turbine | Pipeline Natural Gas | Diesel Oil |  | Water Injection |  | 858 | 10.4 | GAS | 82.5 | -573.6842 | 0.2404 | 0.12442 | 13.9654
17235 | GenOn REMA LLC | 2390 | Sayreville | NJ | Middlesex | GT2 | GT | OP | 53 | 53 | 53 |  | 3 | 1972 | NG | DFO | Y | Y | N | IPP Non-CHP |  |  |  |  | N | [57 empty] | GAS | NJ | Sayreville | 2390 | 12001 | 2010 |  | CAIRNOX, CAIROS, CAIRSO2, RGGI | 29 | 12 | 944 |  | 1.04 | 0.2404 | 1.944 | 1212.7 | 16717.8 | 2 |  | Middlesex | Electric Utility | 4911 | Electric Services | 40.4753 | -74.3552 | RRI Energy Mid-Atlantic Power Holdings, LLC (Owner/Operator) (Ended Dec 09, 2010) GenOn REMA, LLC (Owner/Operator) (Started Dec 09, 2010) |  |  | Operating | Combustion turbine | Pipeline Natural Gas | Diesel Oil |  | Water Injection |  | 858 | 10.4 | GAS | 82.5 | -278.3019 | 0.2404 | 0.12442 | 14.6245
17235 | GenOn REMA LLC | 2390 | Sayreville | NJ | Middlesex | GT3 | GT | OP | 53 | 57 | 57 |  | 6 | 1972 | NG | DFO | Y | Y | N | IPP Non-CHP |  |  |  |  | N | [57 empty] | GAS | NJ | Sayreville | 2390 | 12001 | 2010 |  | CAIRNOX, CAIROS, CAIRSO2, RGGI | 29 | 12 | 944 |  | 1.04 | 0.2404 | 1.944 | 1212.7 | 16717.8 | 2 |  | Middlesex | Electric Utility | 4911 | Electric Services | 40.4753 | -74.3552 | RRI Energy Mid-Atlantic Power Holdings, LLC (Owner/Operator) (Ended Dec 09, 2010) GenOn REMA, LLC (Owner/Operator) (Started Dec 09, 2010) |  |  | Operating | Combustion turbine | Pipeline Natural Gas | Diesel Oil |  | Water Injection |  | 858 | 10.4 | GAS | 82.5 | -223.6842 | 0.2404 | 0.12442 | 14.6245
17235 | GenOn REMA LLC | 2390 | Sayreville | NJ | Middlesex | GT4 | GT | OP | 53 | 57 | 57 |  | 10 | 1973 | NG | DFO | Y | Y | N | IPP Non-CHP |  |  |  |  | N | [57 empty] | GAS | NJ | Sayreville | 2390 | 12001 | 2010 |  | CAIRNOX, CAIROS, CAIRSO2, RGGI | 29 | 12 | 944 |  | 1.04 | 0.2404 | 1.944 | 1212.7 | 16717.8 | 2 |  | Middlesex | Electric Utility | 4911 | Electric Services | 40.4753 | -74.3552 | RRI Energy Mid-Atlantic Power Holdings, LLC (Owner/Operator) (Ended Dec 09, 2010) GenOn REMA, LLC (Owner/Operator) (Started Dec 09, 2010) |  |  | Operating | Combustion turbine | Pipeline Natural Gas | Diesel Oil |  | Water Injection |  | 858 | 10.4 | GAS | 82.5 | -223.6842 | 0.2404 | 0.12442 | 14.5109
17235 | GenOn REMA LLC | 2393 | Gilbert | NJ | Hunterdon | 4 | CT | OP | 54 | 49 | 49 |  | 1 | 1974 | NG | DFO | Y | Y | N | IPP Non-CHP |  |  |  |  | N | [57 empty] | GAS | NJ | Gilbert Generating Station | 2393 | 4 | 2010 |  | ARP, CAIRNOX, CAIROS, CAIRSO2, RGGI | 62.9 | 12 | 2993.77 |  | 0.015 | 0.1299 | 2.787 | 2526.611 | 42437.529 | 2 | Mid-Atlantic Area Council | Hunterdon | Electric Utility | 4911 | Electric Services | 40.5661 | -75.165 | RRI Energy Mid-Atlantic Power Holdings, LLC (Owner/Operator) (Ended Dec 13, 2010) GenOn REMA, LLC (Owner/Operator) (Started Dec 13, 2010) | Phase 2 |  | Operating | Combined cycle | Pipeline Natural Gas | Diesel Oil |  | Water Injection |  | 915 | 10.4 | GAS | 87.9808 | 1602.237 | 0.1299 | 0.000707 | 13.2184
17235 | GenOn REMA LLC | 2393 | Gilbert | NJ | Hunterdon | 5 | CT | OP | 54 | 49 | 49 |  | 4 | 1974 | NG | DFO | Y | Y | N | IPP Non-CHP |  |  |  |  | N | [57 empty] | GAS | NJ | Gilbert Generating Station | 2393 | 5 | 2010 |  | ARP, CAIRNOX, CAIROS, CAIRSO2, RGGI | 62.04 | 12 | 2939.51 |  | 0.013 | 0.121 | 2.64 | 2477.904 | 41692.013 | 2 | Mid-Atlantic Area Council | Hunterdon | Electric Utility | 4911 | Electric Services | 40.5661 | -75.165 | RRI Energy Mid-Atlantic Power Holdings, LLC (Owner/Operator) (Ended Dec 13, 2010) GenOn REMA, LLC (Owner/Operator) (Started Dec 13, 2010) | Phase 2 |  | Operating | Combined cycle | Pipeline Natural Gas | Diesel Oil |  | Water Injection |  | 911 | 10.4 | GAS | 87.5962 | 1606.1617 | 0.121 | 0.000624 | 13.2184
17235 | GenOn REMA LLC | 2393 | Gilbert | NJ | Hunterdon | 6 | CT | OP | 54 | 51 | 51 |  | 4 | 1974 | NG | DFO | Y | Y | N | IPP Non-CHP |  |  |  |  | N | [57 empty] | GAS | NJ | Gilbert Generating Station | 2393 | 6 | 2010 |  | ARP, CAIRNOX, CAIROS, CAIRSO2, RGGI | 61.61 | 12 | 3100.48 |  | 0.016 | 0.1298 | 2.796 | 2548.451 | 42786.487 | 2 | Mid-Atlantic Area Council | Hunterdon | Electric Utility | 4911 | Electric Services | 40.5661 | -75.165 | RRI Energy Mid-Atlantic Power Holdings, LLC (Owner/Operator) (Ended Dec 13, 2010) GenOn REMA, LLC (Owner/Operator) (Started Dec 13, 2010) | Phase 2 |  | Operating | Combined cycle | Pipeline Natural Gas | Diesel Oil |  | Water Injection |  | 928 | 10.4 | GAS | 89.2308 | 1625.1885 | 0.1298 | 0.000748 | 13.2184
17235 | GenOn REMA LLC | 2393 | Gilbert | NJ | Hunterdon | 7 | CT | OP | 54 | 49 | 49 |  | 5 | 1974 | NG | DFO | Y | Y | N | IPP Non-CHP |  |  |  |  | N | [57 empty] | GAS | NJ | Gilbert Generating Station | 2393 | 7 | 2010 |  | ARP, CAIRNOX, CAIROS, CAIRSO2, RGGI | 36.22 | 12 | 1888.91 |  | 0.011 | 0.126 | 1.709 | 1539.267 | 25793.865 | 2 | Mid-Atlantic Area Council | Hunterdon | Electric Utility | 4911 | Electric Services | 40.5661 | -75.165 | RRI Energy Mid-Atlantic Power Holdings, LLC (Owner/Operator) (Ended Dec 13, 2010) GenOn REMA, LLC (Owner/Operator) (Started Dec 13, 2010) | Phase 2 |  | Operating | Combined cycle | Pipeline Natural Gas | Diesel Oil |  | Water Injection |  | 997 | 10.4 | GAS | 95.8654 | 1521.7818 | 0.126 | 0.000853 | 13.2184
17235 | GenOn REMA LLC | 2393 | Gilbert | NJ | Hunterdon | 8 | CA | OP | 135 | 90 | 104 |  | 5 | 1977 | NG | DFO | N | Y | N | IPP Non-CHP |  |  |  |  | N | [53 empty] | ¦¦OP | ¦¦LN | ¦¦FR |  | GAS | [39 empty] | 0 | 0 | 10.4
17235 | GenOn REMA LLC | 2393 | Gilbert | NJ | Hunterdon | 9 | GT | OP | 161 | 150 | 150 |  | 7 | 1996 | NG | DFO | Y | Y | N | IPP Non-CHP |  |  |  |  | N | [57 empty] | GAS | NJ | Gilbert Generating Station | 2393 | 9 | 2010 |  | ARP, CAIRNOX, CAIROS, CAIRSO2, RGGI | 34.66 | 12 | 4287.73 |  | 0.385 | 0.1272 | 2.586 | 3701.14 | 48827.137 | 2 | Mid-Atlantic Area Council | Hunterdon | Electric Utility | 4911 | Electric Services | 40.5661 | -75.165 | RRI Energy Mid-Atlantic Power Holdings, LLC (Owner/Operator) (Ended Dec 13, 2010) GenOn REMA, LLC (Owner/Operator) (Started Dec 13, 2010) | Phase 2 |  | Operating | Combustion turbine | Pipeline Natural Gas | Diesel Oil |  | Dry Low NOx Burners Water Injection |  | 1795 | 11.1202 | GAS | 149 | 1996.6443 | 0.1272 | 0.01577 | 11.1202
17235 | GenOn REMA LLC | 2393 | Gilbert | NJ | Hunterdon | C1 | GT | OP | 24 | 23 | 23 |  | 7 | 1970 | NG | DFO | Y | Y | N | IPP Non-CHP |  |  |  |  | N | [57 empty] | GAS | [39 empty] | 0.28088 | 0.0050751 | 12.7857
17235 | GenOn REMA LLC | 2393 | Gilbert | NJ | Hunterdon | C2 | GT | OP | 24 | 25 | 25 |  | 10 | 1970 | NG | DFO | Y | Y | N | IPP Non-CHP |  |  |  |  | N | [57 empty] | GAS | [39 empty] | 0.28088 | 0.0050751 | 12.7857
17235 | GenOn REMA LLC | 2393 | Gilbert | NJ | Hunterdon | C3 | GT | OP | 24 | 25 | 25 |  | 8 | 1970 | NG | DFO | Y | Y | N | IPP Non-CHP |  |  |  |  | N | [57 empty] | GAS | [39 empty] | 0.28088 | 0.0050751 | 12.7857
17235 | GenOn REMA LLC | 2393 | Gilbert | NJ | Hunterdon | C4 | GT | OP | 24 | 25 | 25 |  | 7 | 1970 | NG | DFO | Y | Y | N | IPP Non-CHP |  |  |  |  | N | [57 empty] | GAS | [39 empty] | 0.28088 | 0.0050751 | 12.7857
17235 | GenOn REMA LLC | 3109 | Hamilton | PA | Adams | 1 | GT | OP | 19.6 | 20 | 20 |  | 6 | 1971 | DFO |  | N | Y | N | IPP Non-CHP |  |  |  |  | N | [57 empty] | LIQUID | [39 empty] | 0.69026 | 0.26938 | 13.193
17235 | GenOn REMA LLC | 3110 | Hunterstown | PA | ADAMS | 1 | GT | OP | 20 | 20 | 20 |  | 5 | 1971 | DFO | NG | Y | Y | N | IPP Non-CHP |  |  |  |  | N | [57 empty] | LIQUID | [39 empty] | 0.6921 | 0.26524 | 13.2166
17235 | GenOn REMA LLC | 3110 | Hunterstown | PA | ADAMS | 2 | GT | OP | 20 | 20 | 20 |  | 5 | 1971 | DFO | NG | Y | Y | N | IPP Non-CHP |  |  |  |  | N | [57 empty] | LIQUID | [39 empty] | 0.6921 | 0.26524 | 13.2166
17235 | GenOn REMA LLC | 3110 | Hunterstown | PA | ADAMS | 3 | GT | OP | 20 | 20 | 20 |  | 5 | 1971 | DFO | NG | Y | Y | N | IPP Non-CHP |  |  |  |  | N | [57 empty] | LIQUID | [39 empty] | 0.6921 | 0.26524 | 13.2166
17235 | GenOn REMA LLC | 3111 | Mountain | PA | Cumberland | 1 | GT | OP | 27 | 20 | 20 |  | 6 | 1972 | DFO | NG | Y | Y | N | IPP Non-CHP |  |  |  |  | N | [57 empty] | LIQUID | PA | Mountain | 3111 | 31 | 2010 |  | CAIRNOX, CAIROS, CAIRSO2 | 172 | 12 | 2556 |  | 10.074 | 0.65 | 13.095 |  | 40292.5 | 3 |  | Cumberland | Electric Utility | 4911 | Electric Services | 40.1219 | -77.1761 | RRI Energy Mid-Atlantic Power Holdings, LLC (Owner/Operator) (Ended Dec 09, 2010) GenOn REMA, LLC (Owner/Operator) (Started Dec 09, 2010) |  |  | Operating | Combustion turbine | Diesel Oil | Pipeline Natural Gas |  |  |  | 326 | 10.4 | LIQUID | 31.3462 | 216.3462 | 0.65 | 0.50004 | 13.4732
17235 | GenOn REMA LLC | 3111 | Mountain | PA | Cumberland | 2 | GT | OP | 27 | 20 | 20 |  | 6 | 1972 | DFO | NG | Y | Y | N | IPP Non-CHP |  |  |  |  | N | [57 empty] | LIQUID | PA | Mountain | 3111 | 31 | 2010 |  | CAIRNOX, CAIROS, CAIRSO2 | 172 | 12 | 2556 |  | 10.074 | 0.65 | 13.095 |  | 40292.5 | 3 |  | Cumberland | Electric Utility | 4911 | Electric Services | 40.1219 | -77.1761 | RRI Energy Mid-Atlantic Power Holdings, LLC (Owner/Operator) (Ended Dec 09, 2010) GenOn REMA, LLC (Owner/Operator) (Started Dec 09, 2010) |  |  | Operating | Combustion turbine | Diesel Oil | Pipeline Natural Gas |  |  |  | 326 | 10.4 | LIQUID | 31.3462 | 216.3462 | 0.65 | 0.50004 | 13.4732
17235 | GenOn REMA LLC | 3112 | Orrtanna | PA | Adams | 1 | GT | OP | 27 | 20 | 20 |  | 5 | 1971 | DFO |  | N | Y | N | IPP Non-CHP |  |  |  |  | N | [57 empty] | LIQUID | [39 empty] | 0.66919 | 0.24431 | 13.4885
17235 | GenOn REMA LLC | 3113 | Portland | PA | Northampton | 1 | ST | OP | 172 | 158 | 158 |  | 10 | 1958 | BIT | DFO | N | Y | N | IPP Non-CHP |  |  |  | 2015 | N | Y |  | Y |  |  |  | 1 | 1958 | 292000 | [31 empty] | OP | EK |  |  | 8.5 |  | 1.4 | 1.9 | 0.1 |  | 99.5 | 65 | 584000 |  |  |  |  | COAL | PA | Portland | 3113 | 1 | 2010 |  | ARP, CAIRNOX, CAIROS, CAIRSO2 | 6048.47 | 12 | 755730.47 |  | 8815.926 | 0.2608 | 849.758 | 675489.654 | 6583703.708 | 3 | Mid-Atlantic Area Council | Northampton | Electric Utility | 4911 | Electric Services | 40.91 | -75.0789 | RRI Energy Mid-Atlantic Power Holdings, LLC (Owner/Operator) (Ended Dec 13, 2010) GenOn REMA, LLC (Owner/Operator) (Started Dec 13, 2010) | Table 1 | Phase 1 Group 1 | Operating | Tangentially-fired | Coal | Diesel Oil |  | Low NOx Burner Technology w/ Closed-coupled/Separated OFA | Electrostatic Precipitator | 1600 | 8.4864 | COAL | 176 | 1943.038 | 0.2608 | 2.6781 | 8.4864
17235 | GenOn REMA LLC | 3113 | Portland | PA | Northampton | 2 | ST | OP | 255 | 243 | 243 |  | 9 | 1962 | BIT | DFO | N | Y | N | IPP Non-CHP |  |  |  | 2015 | N | Y |  | Y |  |  |  | 2 | 1962 | 434000 | [31 empty] | OP | EK |  |  | 8.5 |  | 1.4 | 1.9 | 0.1 |  | 99.5 | 110 | 868000 |  |  |  |  | COAL | PA | Portland | 3113 | 2 | 2010 |  | ARP, CAIRNOX, CAIROS, CAIRSO2 | 5533.61 | 12 | 1056181.54 |  | 13256.416 | 0.3635 | 1846.555 | 1028049.822 | 10019997.53 | 3 | Mid-Atlantic Area Council | Northampton | Electric Utility | 4911 | Electric Services | 40.91 | -75.0789 | RRI Energy Mid-Atlantic Power Holdings, LLC (Owner/Operator) (Ended Dec 13, 2010) GenOn REMA, LLC (Owner/Operator) (Started Dec 13, 2010) | Table 1 | Phase 1 Group 1 | Operating | Tangentially-fired | Coal | Diesel Oil |  | Low NOx Burner Technology w/ Closed-coupled/Separated OFA | Electrostatic Precipitator | 2500 | 9.3872 | COAL | 256 | 1973.251 | 0.3635 | 2.646 | 9.3872
17235 | GenOn REMA LLC | 3113 | Portland | PA | Northampton | 3 | GT | OP | 18 | 15 | 15 |  | 12 | 1967 | DFO | NG | Y | Y | N | IPP Non-CHP |  |  |  |  | N | [57 empty] | LIQUID | [39 empty] | 0.71268 | 0.34065 | 12.7425
17235 | GenOn REMA LLC | 3113 | Portland | PA | Northampton | 4 | GT | OP | 20 | 20 | 20 |  | 5 | 1971 | DFO | NG | Y | Y | N | IPP Non-CHP |  |  |  |  | N | [57 empty] | LIQUID | [39 empty] | 0.64957 | 0.3016 | 13.081
17235 | GenOn REMA LLC | 3113 | Portland | PA | Northampton | 5 | GT | OP | 156 | 134 | 134 |  | 4 | 1997 | DFO | NG | Y | Y | N | IPP Non-CHP |  |  |  |  | N | [57 empty] | LIQUID | PA | Portland | 3113 | 5 | 2010 |  | ARP, CAIRNOX, CAIROS, CAIRSO2 | 26.69 | 12 | 3287.34 |  | 0.423 | 0.1545 | 2.522 | 3364.212 | 41461.346 | 3 | Mid-Atlantic Area Council | Northampton | Electric Utility | 4911 | Electric Services | 40.91 | -75.0789 | RRI Energy Mid-Atlantic Power Holdings, LLC (Owner/Operator) (Ended Dec 13, 2010) GenOn REMA, LLC (Owner/Operator) (Started Dec 13, 2010) | Phase 2 |  | Operating | Combustion turbine | Pipeline Natural Gas | Diesel Oil |  | Dry Low NOx Burners Water Injection |  | 1950 | 12.1464 | GAS | 148 | 1597.7612 | 0.1545 | 0.020405 | 12.1464
17235 | GenOn REMA LLC | 3114 | Shawnee | PA | Monroe | 1 | GT | OP | 20 | 20 | 20 |  | 6 | 1972 | DFO |  | N | Y | N | IPP Non-CHP |  |  |  |  | N | [57 empty] | LIQUID | [39 empty] | 0.63566 | 0.29431 | 13.112
17235 | GenOn REMA LLC | 3115 | Titus | PA | Berks | 1 | ST | OP | 75 | 81 | 81 |  | 3 | 1951 | BIT | DFO | N | Y | N | IPP Non-CHP |  |  |  | 2015 | N | Y |  | Y |  |  |  | CS1 | 2004 | 690000 | [31 empty] | OP | EK |  |  | 11.4 |  | 1.3 |  | 0.3 |  | 99 | 52 | 277000 |  |  |  |  | COAL | PA | Titus | 3115 | 1 | 2010 | CS1 | ARP, CAIRNOX, CAIROS, CAIRSO2 | 4575.28 | 12 | 275087.93 |  | 2864.131 | 0.3497 | 475.19 | 281599.549 | 2744637.043 | 3 | Mid-Atlantic Area Council | Berks | Electric Utility | 4911 | Electric Services | 40.3061 | -75.9081 | RRI Energy Mid-Atlantic Power Holdings, LLC (Owner/Operator) (Ended Dec 13, 2010) GenOn REMA, LLC (Owner/Operator) (Started Dec 13, 2010) | Phase 2 | Early Election | Operating | Tangentially-fired | Coal | Diesel Oil |  | Low NOx Burner Technology w/ Closed-coupled/Separated OFA | Electrostatic Precipitator | 900 | 9.856 | COAL | 87 | 1962.963 | 0.3497 | 2.0871 | 9.856
17235 | GenOn REMA LLC | 3115 | Titus | PA | Berks | 2 | ST | OP | 75 | 81 | 81 |  | 6 | 1951 | BIT | DFO | N | Y | N | IPP Non-CHP |  |  |  | 2015 | N | Y |  | Y |  |  |  | CS1 | 2004 | 690000 | [31 empty] | OP | EK |  |  | 11.4 |  | 1.3 |  | 0.3 |  | 99 | 52 | 277000 |  |  |  |  | COAL | PA | Titus | 3115 | 2 | 2010 | CS1 | ARP, CAIRNOX, CAIROS, CAIRSO2 | 4596.17 | 12 | 253029.83 |  | 2598.378 | 0.3463 | 429.867 | 255879.036 | 2493954.759 | 3 | Mid-Atlantic Area Council | Berks | Electric Utility | 4911 | Electric Services | 40.3061 | -75.9081 | RRI Energy Mid-Atlantic Power Holdings, LLC (Owner/Operator) (Ended Dec 13, 2010) GenOn REMA, LLC (Owner/Operator) (Started Dec 13, 2010) | Phase 2 | Early Election | Operating | Tangentially-fired | Coal | Diesel Oil |  | Low NOx Burner Technology w/ Closed-coupled/Separated OFA | Electrostatic Precipitator | 900 | 9.7052 | COAL | 85 | 1975.3086 | 0.3463 | 2.0837 | 9.7052
17235 | GenOn REMA LLC | 3115 | Titus | PA | Berks | 3 | ST | OP | 75 | 81 | 81 |  | 4 | 1953 | BIT | DFO | N | Y | N | IPP Non-CHP |  |  |  | 2015 | N | Y |  | Y |  |  |  | CS1 | 2004 | 690000 | [31 empty] | OP | EK |  |  | 11.4 |  | 1.3 |  | 0.3 |  | 99 | 52 | 277000 |  |  |  |  | COAL | PA | Titus | 3115 | 3 | 2010 | CS1 | ARP, CAIRNOX, CAIROS, CAIRSO2 | 4733.87 | 12 | 280612.14 |  | 2876.376 | 0.3459 | 472.978 | 283258.636 | 2760807.971 | 3 | Mid-Atlantic Area Council | Berks | Electric Utility | 4911 | Electric Services | 40.3061 | -75.9081 | RRI Energy Mid-Atlantic Power Holdings, LLC (Owner/Operator) (Ended Dec 13, 2010) GenOn REMA, LLC (Owner/Operator) (Started Dec 13, 2010) | Phase 2 | Early Election | Operating | Tangentially-fired | Coal | Diesel Oil |  | Low NOx Burner Technology w/ Closed-coupled/Separated OFA | Electrostatic Precipitator | 900 | 9.6898 | COAL | 86 | 1969.1358 | 0.3459 | 2.0837 | 9.6898
17235 | GenOn REMA LLC | 3115 | Titus | PA | Berks | 4 | GT | OP | 18 | 15 | 15 |  | 12 | 1967 | DFO | NG | N | Y | N | IPP Non-CHP |  |  |  |  | N | [57 empty] | LIQUID | [39 empty] | 0.73102 | 0.32355 | 12.821
17235 | GenOn REMA LLC | 3115 | Titus | PA | Berks | 5 | GT | OP | 18 | 16 | 16 |  | 8 | 1970 | DFO | NG | N | Y | N | IPP Non-CHP |  |  |  |  | N | [57 empty] | LIQUID | [39 empty] | 0.6895 | 0.30115 | 13.004
17235 | GenOn REMA LLC | 3120 | Blossburg | PA | Tioga | 1 | GT | OP | 24 | 19 | 19 |  | 5 | 1971 | NG |  | N | Y | N | IPP Non-CHP |  |  |  |  | N | [57 empty] | GAS | [39 empty] | 0.21909 | 0.0030246 | 12.6621
17235 | GenOn REMA LLC | 3131 | Shawville | PA | Clearfield | 1 | ST | OP | 125 | 122 | 122 |  | 8 | 1954 | BIT | DFO | N | Y | N | IPP Non-CHP |  |  |  | 2015 | N | Y |  | Y |  |  |  | 1 | 1962 | 367200 | [31 empty] | OP | EC |  |  | 15 |  | 2 |  |  |  | 99.2 | 118 | 550000 | OP | FR | LN |  | COAL | PA | Shawville | 3131 | 1 | 2010 |  | ARP, CAIRNOX, CAIROS, CAIRSO2 | 5862.03 | 12 | 535841.43 |  | 7557.32 | 0.4424 | 1184.793 | 507128.915 | 4942789.544 | 3 | Mid-Atlantic Area Council | Clearfield | Electric Utility | 4911 | Electric Services | 41.067 | -78.3656 | RRI Energy Mid-Atlantic Power Holdings, LLC (Owner/Operator) (Ended Dec 09, 2010) GenOn REMA, LLC (Owner/Operator) (Started Dec 09, 2010) | Table 1 | Phase 1 Group 1 | Operating | Dry bottom wall-fired boiler | Coal | Pipeline Natural Gas |  | Low NOx Burner Technology (Dry Bottom only) Selective Non-catalytic Reduction | Electrostatic Precipitator | 1460 | 8.9195 | COAL | 133 | 1954.918 | 0.4424 | 3.0579 | 8.9195
17235 | GenOn REMA LLC | 3131 | Shawville | PA | Clearfield | 2 | ST | OP | 125 | 125 | 125 |  | 3 | 1954 | BIT | DFO | N | Y | N | IPP Non-CHP |  |  |  | 2015 | N | Y |  | Y |  |  |  | 1 | 1962 | 367200 | [31 empty] | OP | EC |  |  | 15 |  | 2 |  |  |  | 99.2 | 118 | 550000 |  |  |  |  | COAL | PA | Shawville | 3131 | 2 | 2010 |  | ARP, CAIRNOX, CAIROS, CAIRSO2 | 6006.85 | 12 | 522429.13 |  | 8485.076 | 0.4401 | 1264.409 | 554609.904 | 5405570.668 | 3 | Mid-Atlantic Area Council | Clearfield | Electric Utility | 4911 | Electric Services | 41.067 | -78.3656 | RRI Energy Mid-Atlantic Power Holdings, LLC (Owner/Operator) (Ended Dec 09, 2010) GenOn REMA, LLC (Owner/Operator) (Started Dec 09, 2010) | Table 1 | Phase 1 Group 1 | Operating | Dry bottom wall-fired boiler | Coal | Pipeline Natural Gas |  | Low NOx Burner Technology (Dry Bottom only) Selective Non-catalytic Reduction | Electrostatic Precipitator | 1389 | 10.0515 | COAL | 133 | 1968 | 0.4401 | 3.1394 | 10.0515
17235 | GenOn REMA LLC | 3131 | Shawville | PA | Clearfield | 3 | ST | OP | 188 | 175 | 175 |  | 12 | 1959 | BIT | DFO | N | Y | N | IPP Non-CHP |  |  |  | 2015 | N | Y |  | Y |  |  |  | 2 | 1976 | 730000 | [31 empty] | OP | EK |  |  | 15 |  | 2 |  |  |  | 99.5 | 96 | 660000 |  |  |  |  | COAL | PA | Shawville | 3131 | 3 | 2010 | CS1 | ARP, CAIRNOX, CAIROS, CAIRSO2 | 6096.26 | 12 | 823912.12 |  | 11415.721 | 0.374 | 1399.678 | 766936.732 | 7475025.541 | 3 | Mid-Atlantic Area Council | Clearfield | Electric Utility | 4911 | Electric Services | 41.067 | -78.3656 | RRI Energy Mid-Atlantic Power Holdings, LLC (Owner/Operator) (Ended Dec 09, 2010) GenOn REMA, LLC (Owner/Operator) (Started Dec 09, 2010) | Table 1 | Phase 1 Group 1 | Operating | Tangentially-fired | Coal | Pipeline Natural Gas |  | Low NOx Burner Technology w/ Closed-coupled/Separated OFA Selective Non-catalytic Reduction | Electrostatic Precipitator | 1811 | 8.9571 | COAL | 191 | 1954.2857 | 0.374 | 3.0544 | 8.9571
17235 | GenOn REMA LLC | 3131 | Shawville | PA | Clearfield | 4 | ST | OP | 188 | 175 | 175 |  | 4 | 1960 | BIT | DFO | N | Y | N | IPP Non-CHP |  |  |  | 2015 | N | Y |  | Y |  |  |  | 2 | 1976 | 730000 | [31 empty] | OP | EK |  |  | 15 |  | 2 |  |  |  | 99.5 | 96 | 660000 |  |  |  |  | COAL | PA | Shawville | 3131 | 4 | 2010 | CS1 | ARP, CAIRNOX, CAIROS, CAIRSO2 | 7150.33 | 12 | 900186.02 |  | 12730.756 | 0.3818 | 1616.84 | 858630.68 | 8368720.67 | 3 | Mid-Atlantic Area Council | Clearfield | Electric Utility | 4911 | Electric Services | 41.067 | -78.3656 | RRI Energy Mid-Atlantic Power Holdings, LLC (Owner/Operator) (Ended Dec 09, 2010) GenOn REMA, LLC (Owner/Operator) (Started Dec 09, 2010) | Table 1 | Phase 1 Group 1 | Operating | Tangentially-fired | Coal | Pipeline Natural Gas |  | Low NOx Burner Technology w/ Closed-coupled/Separated OFA Selective Non-catalytic Reduction | Electrostatic Precipitator | 1796 | 9.1627 | COAL | 182 | 1980 | 0.3818 | 3.0425 | 9.1627
17235 | GenOn REMA LLC | 8227 | Glen Gardner | NJ | Hunterdon | 1 | GT | OP | 20 | 20 | 20 |  | 6 | 1971 | NG | DFO | Y | Y | N | IPP Non-CHP |  |  |  | 2015 | N | [57 empty] | GAS | [39 empty] | 0.29786 | 0.0052439 | 12.2665
17235 | GenOn REMA LLC | 8227 | Glen Gardner | NJ | Hunterdon | 2 | GT | OP | 20 | 20 | 20 |  | 6 | 1971 | NG | DFO | Y | Y | N | IPP Non-CHP |  |  |  | 2015 | N | [57 empty] | GAS | [39 empty] | 0.29786 | 0.0052439 | 12.2665
17235 | GenOn REMA LLC | 8227 | Glen Gardner | NJ | Hunterdon | 3 | GT | OP | 19.6 | 20 | 20 |  | 6 | 1971 | NG | DFO | Y | Y | N | IPP Non-CHP |  |  |  | 2015 | N | [57 empty] | GAS | [39 empty] | 0.30015 | 0.005268 | 12.2151
17235 | GenOn REMA LLC | 8227 | Glen Gardner | NJ | Hunterdon | 4 | GT | OP | 20 | 20 | 20 |  | 6 | 1971 | NG | DFO | Y | Y | N | IPP Non-CHP |  |  |  | 2015 | N | [57 empty] | GAS | [39 empty] | 0.29786 | 0.0052439 | 12.2665
17235 | GenOn REMA LLC | 8227 | Glen Gardner | NJ | Hunterdon | 5 | GT | OP | 20 | 20 | 20 |  | 7 | 1971 | NG | DFO | Y | Y | N | IPP Non-CHP |  |  |  | 2015 | N | [57 empty] | GAS | [39 empty] | 0.29786 | 0.0052439 | 12.2665
17235 | GenOn REMA LLC | 8227 | Glen Gardner | NJ | Hunterdon | 6 | GT | OP | 20 | 20 | 20 |  | 7 | 1971 | NG | DFO | Y | Y | N | IPP Non-CHP |  |  |  | 2015 | N | [57 empty] | GAS | [39 empty] | 0.29786 | 0.0052439 | 12.2665
17235 | GenOn REMA LLC | 8227 | Glen Gardner | NJ | Hunterdon | 7 | GT | OP | 20 | 20 | 20 |  | 7 | 1971 | NG | DFO | Y | Y | N | IPP Non-CHP |  |  |  | 2015 | N | [57 empty] | GAS | [39 empty] | 0.29786 | 0.0052439 | 12.2665
17235 | GenOn REMA LLC | 8227 | Glen Gardner | NJ | Hunterdon | 8 | GT | OP | 20 | 20 | 20 |  | 7 | 1971 | NG | DFO | Y | Y | N | IPP Non-CHP |  |  |  | 2015 | N | [57 empty] | GAS | [39 empty] | 0.29786 | 0.0052439 | 12.2665
17235 | GenOn REMA LLC | 3132 | Warren | PA | Warren | 3 | GT | OP | 53.1 | 57 | 79 |  | 9 | 1972 | DFO | NG | Y | Y | N | IPP Non-CHP |  |  |  |  | N | [57 empty] | LIQUID | PA | Warren | 3132 | 5 | 2010 |  | CAIRNOX, CAIROS, CAIRSO2 | 13 | 12 | 0 |  | 0.055 | 0.776 | 0.086 |  | 221 | 3 |  | Warren | Electric Utility | 4911 | Electric Services | 41.8358 | -79.19 | RRI Energy Mid-Atlantic Power Holdings, LLC (Owner/Operator) (Ended Dec 09, 2010) GenOn REMA, LLC (Owner/Operator) (Started Dec 09, 2010) |  |  | Operating | Combustion turbine | Diesel Oil | Pipeline Natural Gas |  |  |  | 1248 | 10.4 | LIQUID | 120 | 240.5063 | 0.776 | 0.49774 | 13.7885
17254 | Sithe/Independence LLC | 54547 | Sithe Independence Station | NY | Oswego | 1 | CT | OP | 169.2 | 141.2 | 177.2 |  | 10 | 1994 | NG |  | N | Y | Y | IPP CHP |  |  |  |  | N | [57 empty] | GAS | NY | Independence | 54547 | 1 | 2010 |  | ARP, CAIRNOX, CAIROS, CAIRSO2, RGGI | 4127.05 | 12 | 864161.88 |  | 1.88 | 0.0241 | 51.628 | 372328.347 | 6265091.207 | 2 |  | Oswego | Cogeneration | 4931 | Elec & Other Services Combined | 43.495 | -76.4508 | Sithe Energies Power Services, Inc. (Operator) Sithe/Independence Power Partners, LP (Owner) | Phase 2 |  | Operating | Combined cycle | Pipeline Natural Gas |  |  | Dry Low NOx Burners Selective Catalytic Reduction |  | 2133 | 7.1833 | GAS | 275 | 1724.0406 | 0.0241 | 0.0006 | 7.1833
17254 | Sithe/Independence LLC | 54547 | Sithe Independence Station | NY | Oswego | 2 | CT | OP | 169.2 | 141.2 | 177.2 |  | 9 | 1994 | NG |  | N | Y | Y | IPP CHP |  |  |  |  | N | [57 empty] | GAS | NY | Independence | 54547 | 2 | 2010 |  | ARP, CAIRNOX, CAIROS, CAIRSO2, RGGI | 4036.18 | 12 | 823948.56 |  | 1.817 | 0.0234 | 48.835 | 358971.561 | 6040417.319 | 2 |  | Oswego | Cogeneration | 4931 | Elec & Other Services Combined | 43.495 | -76.4508 | Sithe Energies Power Services, Inc. (Operator) Sithe/Independence Power Partners, LP (Owner) | Phase 2 |  | Operating | Combined cycle | Pipeline Natural Gas |  |  | Dry Low NOx Burners Selective Catalytic Reduction |  | 2133 | 7.2078 | GAS | 276 | 1721.219 | 0.0234 | 0.000602 | 7.2078
17254 | Sithe/Independence LLC | 54547 | Sithe Independence Station | NY | Oswego | 3 | CT | OP | 169.2 | 141.2 | 177.2 |  | 8 | 1994 | NG |  | N | Y | Y | IPP CHP |  |  |  |  | N | [57 empty] | GAS | NY | Independence | 54547 | 3 | 2010 |  | ARP, CAIRNOX, CAIROS, CAIRSO2, RGGI | 4253.49 | 12 | 886325.24 |  | 1.994 | 0.0262 | 57.279 | 395523.738 | 6655472.258 | 2 |  | Oswego | Cogeneration | 4931 | Elec & Other Services Combined | 43.495 | -76.4508 | Sithe Energies Power Services, Inc. (Operator) Sithe/Independence Power Partners, LP (Owner) | Phase 2 |  | Operating | Combined cycle | Pipeline Natural Gas |  |  | Dry Low NOx Burners Selective Catalytic Reduction |  | 2133 | 7.3221 | GAS | 285 | 1695.8239 | 0.0262 | 0.000599 | 7.3221
17254 | Sithe/Independence LLC | 54547 | Sithe Independence Station | NY | Oswego | 4 | CT | OP | 169.5 | 141.2 | 177.2 |  | 9 | 1994 | NG |  | N | Y | Y | IPP CHP |  |  |  |  | N | [57 empty] | GAS | NY | Independence | 54547 | 4 | 2010 |  | ARP, CAIRNOX, CAIROS, CAIRSO2, RGGI | 4379.73 | 12 | 916305.46 |  | 2.044 | 0.0205 | 51.216 | 404910.908 | 6813438.06 | 2 |  | Oswego | Cogeneration | 4931 | Elec & Other Services Combined | 43.495 | -76.4508 | Sithe Energies Power Services, Inc. (Operator) Sithe/Independence Power Partners, LP (Owner) | Phase 2 |  | Operating | Combined cycle | Pipeline Natural Gas |  |  | Dry Low NOx Burners Selective Catalytic Reduction |  | 2133 | 7.3037 | GAS | 272 | 1732.5056 | 0.0205 | 0.0006 | 7.3037
17254 | Sithe/Independence LLC | 54547 | Sithe Independence Station | NY | Oswego | 5 | CA | OP | 204.5 | 200.1 | 201.2 |  | 10 | 1994 | NG |  | N | Y | Y | IPP CHP |  |  |  |  | N | [6 empty] | 00001¦¦00002 | 1994 | 546718 | [48 empty] | GAS | [39 empty] | 0 | 0 | 10.4
17254 | Sithe/Independence LLC | 54547 | Sithe Independence Station | NY | Oswego | 6 | CA | OP | 204.5 | 200.1 | 201.2 |  | 9 | 1994 | NG |  | N | Y | Y | IPP CHP |  |  |  |  | N | [6 empty] | 00003¦¦00004 | 1994 | 546718 | [48 empty] | GAS | [39 empty] | 0 | 0 | 10.4
17271 | City & Borough of Sitka - (AK) | 93 | Blue Lake | AK | Sitka | 1 | HY | OP | 3.5 | 3 | 3 |  | 6 | 1961 | WAT |  | N | Y | N | Electric Utility |  |  |  |  | N | [57 empty] | N/A | [39 empty] | 0 | 0 | 10.4
17271 | City & Borough of Sitka - (AK) | 93 | Blue Lake | AK | Sitka | 2 | HY | OP | 3.5 | 3 | 3 |  | 6 | 1961 | WAT |  | N | Y | N | Electric Utility |  |  |  |  | N | [57 empty] | N/A | [39 empty] | 0 | 0 | 10.4
17271 | City & Borough of Sitka - (AK) | 313 | Green Lake | AK | Sitka | 1 | HY | OP | 9.3 | 9.3 | 9.3 |  | 4 | 1982 | WAT |  | N | Y | N | Electric Utility | [62 empty] | N/A | [39 empty] | 0 | 0 | 10.4
17271 | City & Borough of Sitka - (AK) | 313 | Green Lake | AK | Sitka | 2 | HY | OP | 9.3 | 9.3 | 9.3 |  | 10 | 1982 | WAT |  | N | Y | N | Electric Utility | [62 empty] | N/A | [39 empty] | 0 | 0 | 10.4
17271 | City & Borough of Sitka - (AK) | 6801 | Jarvis Street | AK | SITKA | 1 | IC | OP | 2 | 2 | 2 |  | 8 | 1979 | DFO |  | N | Y | N | Electric Utility | [62 empty] | LIQUID | [39 empty] | 0.7385 | 0.025484 | 12.5895
17271 | City & Borough of Sitka - (AK) | 6801 | Jarvis Street | AK | SITKA | 2 | IC | OP | 2.8 | 2.8 | 2.8 |  | 8 | 1979 | DFO |  | N | Y | N | Electric Utility |  |  |  |  | N | [57 empty] | LIQUID | [39 empty] | 0.7385 | 0.025484 | 12.5895
17271 | City & Borough of Sitka - (AK) | 6801 | Jarvis Street | AK | SITKA | 3 | IC | OP | 2.8 | 2.8 | 2.8 |  | 8 | 1979 | DFO |  | N | Y | N | Electric Utility |  |  |  |  | N | [57 empty] | LIQUID | [39 empty] | 0.7385 | 0.025484 | 12.5895
17271 | City & Borough of Sitka - (AK) | 6801 | Jarvis Street | AK | SITKA | 4 | IC | OP | 4.5 | 4 | 4 |  | 7 | 2002 | DFO |  | N | Y | N | Electric Utility |  |  |  |  | N | [57 empty] | LIQUID | [39 empty] | 0.7385 | 0.025484 | 12.5895
17283 | Seneca Energy II | 54782 | Seneca Energy | NY | Seneca | GE10 | IC | OP | 0.8 | 0.8 | 0.8 |  | 8 | 1998 | LFG |  | N | Y | N | IPP Non-CHP |  |  |  |  | N | [57 empty] | GAS | [39 empty] | 1.1659 | 0.0016829 | 10.4
17283 | Seneca Energy II | 54782 | Seneca Energy | NY | Seneca | GE11 | IC | OP | 0.8 | 0.8 | 0.8 |  | 8 | 1998 | LFG |  | N | Y | N | IPP Non-CHP |  |  |  |  | N | [57 empty] | GAS | [39 empty] | 1.1659 | 0.0016829 | 10.4
17283 | Seneca Energy II | 54782 | Seneca Energy | NY | Seneca | GE12 | IC | OP | 0.8 | 0.8 | 0.8 |  | 8 | 1998 | LFG |  | N | Y | N | IPP Non-CHP |  |  |  |  | N | [57 empty] | GAS | [39 empty] | 1.1659 | 0.0016829 | 10.4
17283 | Seneca Energy II | 54782 | Seneca Energy | NY | Seneca | GE13 | IC | OP | 0.8 | 0.8 | 0.8 |  | 8 | 1998 | LFG |  | N | Y | N | IPP Non-CHP |  |  |  |  | N | [57 empty] | GAS | [39 empty] | 1.1659 | 0.0016829 | 10.4
17283 | Seneca Energy II | 54782 | Seneca Energy | NY | Seneca | GE14 | IC | OP | 0.8 | 0.8 | 0.8 |  | 8 | 1998 | LFG |  | N | Y | N | IPP Non-CHP |  |  |  |  | N | [57 empty] | GAS | [39 empty] | 1.1659 | 0.0016829 | 10.4
17283 | Seneca Energy II | 54782 | Seneca Energy | NY | Seneca | GE15 | IC | OP | 1.6 | 1.6 | 1.6 |  | 1 | 2007 | LFG |  | N | Y | N | IPP Non-CHP |  |  |  |  | N | [57 empty] | GAS | [39 empty] | 1.1659 | 0.0016829 | 10.4
17283 | Seneca Energy II | 54782 | Seneca Energy | NY | Seneca | GE16 | IC | OP | 1.6 | 1.6 | 1.6 |  | 1 | 2007 | LFG |  | N | Y | N | IPP Non-CHP |  |  |  |  | N | [57 empty] | GAS | [39 empty] | 1.1659 | 0.0016829 | 10.4
17283 | Seneca Energy II | 54782 | Seneca Energy | NY | Seneca | GE17 | IC | OP | 1.6 | 1.6 | 1.6 |  | 1 | 2007 | LFG |  | N | Y | N | IPP Non-CHP |  |  |  |  | N | [57 empty] | GAS | [39 empty] | 1.1659 | 0.0016829 | 10.4
17283 | Seneca Energy II | 54782 | Seneca Energy | NY | Seneca | GE18 | IC | OP | 1.6 | 1.6 | 1.6 |  | 1 | 2007 | LFG |  | N | Y | N | IPP Non-CHP |  |  |  |  | N | [57 empty] | GAS | [39 empty] | 1.1659 | 0.0016829 | 10.4
17283 | Seneca Energy II | 54782 | Seneca Energy | NY | Seneca | GEN1 | IC | OP | 0.8 | 0.8 | 0.8 |  | 3 | 1996 | LFG |  | N | Y | N | IPP Non-CHP |  |  |  |  | N | [57 empty] | GAS | [39 empty] | 1.1659 | 0.0016829 | 10.4
17283 | Seneca Energy II | 54782 | Seneca Energy | NY | Seneca | GEN2 | IC | OP | 0.8 | 0.8 | 0.8 |  | 3 | 1996 | LFG |  | N | Y | N | IPP Non-CHP |  |  |  |  | N | [57 empty] | GAS | [39 empty] | 1.1659 | 0.0016829 | 10.4
17283 | Seneca Energy II | 54782 | Seneca Energy | NY | Seneca | GEN3 | IC | OP | 0.8 | 0.8 | 0.8 |  | 3 | 1996 | LFG |  | N | Y | N | IPP Non-CHP |  |  |  |  | N | [57 empty] | GAS | [39 empty] | 1.1659 | 0.0016829 | 10.4
17283 | Seneca Energy II | 54782 | Seneca Energy | NY | Seneca | GEN4 | IC | OP | 0.8 | 0.8 | 0.8 |  | 8 | 1996 | LFG |  | N | Y | N | IPP Non-CHP |  |  |  |  | N | [57 empty] | GAS | [39 empty] | 1.1659 | 0.0016829 | 10.4
17283 | Seneca Energy II | 54782 | Seneca Energy | NY | Seneca | GEN5 | IC | OP | 0.8 | 0.8 | 0.8 |  | 8 | 1996 | LFG |  | N | Y | N | IPP Non-CHP |  |  |  |  | N | [57 empty] | GAS | [39 empty] | 1.1659 | 0.0016829 | 10.4
17283 | Seneca Energy II | 54782 | Seneca Energy | NY | Seneca | GEN6 | IC | OP | 0.8 | 0.8 | 0.8 |  | 6 | 1997 | LFG |  | N | Y | N | IPP Non-CHP |  |  |  |  | N | [57 empty] | GAS | [39 empty] | 1.1659 | 0.0016829 | 10.4
17283 | Seneca Energy II | 54782 | Seneca Energy | NY | Seneca | GEN7 | IC | OP | 0.8 | 0.8 | 0.8 |  | 6 | 1997 | LFG |  | N | Y | N | IPP Non-CHP |  |  |  |  | N | [57 empty] | GAS | [39 empty] | 1.1659 | 0.0016829 | 10.4
17283 | Seneca Energy II | 54782 | Seneca Energy | NY | Seneca | GEN8 | IC | OP | 0.8 | 0.8 | 0.8 |  | 8 | 1998 | LFG |  | N | Y | N | IPP Non-CHP |  |  |  |  | N | [57 empty] | GAS | [39 empty] | 1.1659 | 0.0016829 | 10.4
17283 | Seneca Energy II | 54782 | Seneca Energy | NY | Seneca | GEN9 | IC | OP | 0.8 | 0.8 | 0.8 |  | 8 | 1998 | LFG |  | N | Y | N | IPP Non-CHP |  |  |  |  | N | [57 empty] | GAS | [39 empty] | 1.1659 | 0.0016829 | 10.4
17283 | Seneca Energy II | 56250 | Ontario LFGTE | NY | Ontario | GEN1 | IC | OP | 0.8 | 0.8 | 0.8 |  | 11 | 2003 | LFG |  | N | Y | N | IPP Non-CHP |  |  |  |  | N | [57 empty] | GAS | [39 empty] | 1.1659 | 0.0016829 | 10.4
17283 | Seneca Energy II | 56250 | Ontario LFGTE | NY | Ontario | GEN2 | IC | OP | 0.8 | 0.8 | 0.8 |  | 11 | 2003 | LFG |  | N | Y | N | IPP Non-CHP |  |  |  |  | N | [57 empty] | GAS | [39 empty] | 1.1659 | 0.0016829 | 10.4
17283 | Seneca Energy II | 56250 | Ontario LFGTE | NY | Ontario | GEN3 | IC | OP | 0.8 | 0.8 | 0.8 |  | 11 | 2003 | LFG |  | N | Y | N | IPP Non-CHP |  |  |  |  | N | [57 empty] | GAS | [39 empty] | 1.1659 | 0.0016829 | 10.4
17283 | Seneca Energy II | 56250 | Ontario LFGTE | NY | Ontario | GEN4 | IC | OP | 0.8 | 0.8 | 0.8 |  | 11 | 2003 | LFG |  | N | Y | N | IPP Non-CHP |  |  |  |  | N | [57 empty] | GAS | [39 empty] | 1.1659 | 0.0016829 | 10.4
17283 | Seneca Energy II | 56250 | Ontario LFGTE | NY | Ontario | GEN5 | IC | OP | 0.8 | 0.8 | 0.8 |  | 5 | 2005 | LFG |  | N | Y | N | IPP Non-CHP |  |  |  |  | N | [57 empty] | GAS | [39 empty] | 1.1659 | 0.0016829 | 10.4
17283 | Seneca Energy II | 56250 | Ontario LFGTE | NY | Ontario | GEN6 | IC | OP | 0.8 | 0.8 | 0.8 |  | 5 | 2005 | LFG |  | N | Y | N | IPP Non-CHP |  |  |  |  | N | [57 empty] | GAS | [39 empty] | 1.1659 | 0.0016829 | 10.4
17283 | Seneca Energy II | 56250 | Ontario LFGTE | NY | Ontario | GEN7 | IC | OP | 0.8 | 0.8 | 0.8 |  | 5 | 2005 | LFG |  | N | Y | N | IPP Non-CHP |  |  |  |  | N | [57 empty] | GAS | [39 empty] | 1.1659 | 0.0016829 | 10.4
17283 | Seneca Energy II | 56250 | Ontario LFGTE | NY | Ontario | GEN8 | IC | OP | 0.8 | 0.8 | 0.8 |  | 11 | 2010 | LFG |  | N | Y | N | IPP Non-CHP |  |  |  |  | N | [57 empty] | GAS | [39 empty] | 1.1659 | 0.0016829 | 10.4
17288 | Sky River LLC | 50536 | Sky River LLC | CA | Kern | WGNS | WT | OP | 76.9 | 76.9 | 76.9 |  | 2 | 1991 | WND |  | N | Y | N | IPP Non-CHP |  |  |  |  | N | [57 empty] | N/A | [39 empty] | 0 | 0 | 10.4
17321 | Slate Creek Hydro Assoc LP | 50961 | Slate Creek | CA | Shasta | GEN1 | HY | OP | 4.2 | 4 | 3.9 |  | 5 | 1990 | WAT |  | N | Y | N | IPP Non-CHP | [62 empty] | N/A | [39 empty] | 0 | 0 | 10.4
17330 | Walter Coke | 50359 | Sloss Industries Corp | AL | Jefferson | 10 | ST | OP | 12.5 | 8.5 | 7.5 |  | 5 | 1958 | OG | NG | N | Y | Y | Industrial CHP |  |  |  |  | N | [57 empty] | GAS | [39 empty] | 0.1167 | 0.0044251 | 10.4
17355 | PowerSmith Cogen Proj LP | 50558 | PowerSmith Cogeneration Project | OK | Oklahoma | GT01 | CT | OP | 72.5 | 67.3 | 67.3 |  | 9 | 1989 | NG |  | N | Y | Y | IPP CHP |  |  |  |  | N | [57 empty] | GAS | [39 empty] | 0.055628 | 0.0008143 | 11.159
17355 | PowerSmith Cogen Proj LP | 50558 | PowerSmith Cogeneration Project | OK | Oklahoma | ST01 | CA | OP | 49.9 | 44.1 | 44.1 |  | 9 | 1989 | NG |  | N | Y | Y | IPP CHP |  |  |  |  | N | [57 empty] | GAS | [39 empty] | 0 | 0 | 10.4
17412 | County of Sonoma Dept of Trnsp | 55752 | Sonoma Central Landfill Phase I | CA | Sonoma | P-11 | IC | OP | 0.8 | 0.7 | 0.7 |  | 7 | 1993 | LFG |  | N | Y | N | Commercial Non-CHP |  |  |  |  | N | [57 empty] | GAS | [39 empty] | 1.1659 | 0.0016829 | 10.4
17412 | County of Sonoma Dept of Trnsp | 55752 | Sonoma Central Landfill Phase I | CA | Sonoma | P-12 | IC | OP | 0.8 | 0.7 | 0.7 |  | 7 | 1993 | LFG |  | N | Y | N | Commercial Non-CHP |  |  |  |  | N | [57 empty] | GAS | [39 empty] | 1.1659 | 0.0016829 | 10.4
17412 | County of Sonoma Dept of Trnsp | 55752 | Sonoma Central Landfill Phase I | CA | Sonoma | P-13 | IC | OP | 0.8 | 0.7 | 0.7 |  | 7 | 1993 | LFG |  | N | Y | N | Commercial Non-CHP |  |  |  |  | N | [57 empty] | GAS | [39 empty] | 1.1659 | 0.0016829 | 10.4
17412 | County of Sonoma Dept of Trnsp | 55752 | Sonoma Central Landfill Phase I | CA | Sonoma | P-14 | IC | OP | 0.8 | 0.7 | 0.7 |  | 7 | 1993 | LFG |  | N | Y | N | Commercial Non-CHP |  |  |  |  | N | [57 empty] | GAS | [39 empty] | 1.1659 | 0.0016829 | 10.4
17412 | County of Sonoma Dept of Trnsp | 55753 | Sonoma Central Landfill Phase II | CA | Sonoma | P-21 | IC | OP | 0.8 | 0.7 | 0.7 |  | 6 | 1996 | LFG |  | N | Y | N | Commercial Non-CHP |  |  |  |  | N | [57 empty] | GAS | [39 empty] | 1.1659 | 0.0016829 | 10.4
17412 | County of Sonoma Dept of Trnsp | 55753 | Sonoma Central Landfill Phase II | CA | Sonoma | P-22 | IC | OP | 0.8 | 0.7 | 0.7 |  | 6 | 1996 | LFG |  | N | Y | N | Commercial Non-CHP |  |  |  |  | N | [57 empty] | GAS | [39 empty] | 1.1659 | 0.0016829 | 10.4
17412 | County of Sonoma Dept of Trnsp | 55753 | Sonoma Central Landfill Phase II | CA | Sonoma | P-23 | IC | OP | 0.8 | 0.7 | 0.7 |  | 6 | 1996 | LFG |  | N | Y | N | Commercial Non-CHP |  |  |  |  | N | [57 empty] | GAS | [39 empty] | 1.1659 | 0.0016829 | 10.4
17412 | County of Sonoma Dept of Trnsp | 55753 | Sonoma Central Landfill Phase II | CA | Sonoma | P-24 | IC | OP | 0.8 | 0.7 | 0.7 |  | 6 | 1996 | LFG |  | N | Y | N | Commercial Non-CHP |  |  |  |  | N | [57 empty] | GAS | [39 empty] | 1.1659 | 0.0016829 | 10.4
17445 | Solid Waste Auth of Palm Beach | 50071 | Palm Beach Renewable Energy #1 | FL | Palm Beach | GEN1 | ST | OP | 62.3 | 50 | 50 |  | 5 | 1989 | MSW |  | N | Y | N | IPP Non-CHP |  |  |  |  | N | [25 empty] | OP: OP¦¦ 0; DP: SD¦¦ 0; LS: LI¦¦ 0; N: N¦¦ 0 |  | 75¦¦ 0 | 72¦¦ 0 | 215200¦¦ 0 | 100¦¦ 0 | OP¦¦ 0 | BP¦¦ 0 | [8 empty] | 99.8¦¦ 0 | 4.2¦¦ 0 | 226000¦¦ 0 | ¦¦OP | ¦¦SN |  |  | OTHER SOLID | [39 empty] | 0 | 0 | 10.4
17460 | South Oak Hospital | 50136 | South Oaks Hospital | NY | Suffolk | CG1 | IC | OP | 0.2 | 0.1 | 0.1 |  | 4 | 2008 | NG |  | N | Y | Y | Commercial CHP |  |  |  |  | N | [57 empty] | GAS | [39 empty] | 1.1659 | 0.0016829 | 10.4
17460 | South Oak Hospital | 50136 | South Oaks Hospital | NY | Suffolk | CG2 | IC | OP | 0.2 | 0.1 | 0.1 |  | 4 | 2008 | NG |  | N | Y | Y | Commercial CHP |  |  |  |  | N | [57 empty] | GAS | [39 empty] | 1.1659 | 0.0016829 | 10.4
17460 | South Oak Hospital | 50136 | South Oaks Hospital | NY | Suffolk | CG3 | IC | OP | 0.2 | 0.1 | 0.1 |  | 4 | 2008 | NG |  | N | Y | Y | Commercial CHP |  |  |  |  | N | [57 empty] | GAS | [39 empty] | 1.1659 | 0.0016829 | 10.4
17460 | South Oak Hospital | 50136 | South Oaks Hospital | NY | Suffolk | CG4 | IC | OP | 0.2 | 0.1 | 0.1 |  | 4 | 2008 | NG |  | N | Y | Y | Commercial CHP |  |  |  |  | N | [57 empty] | GAS | [39 empty] | 1.1659 | 0.0016829 | 10.4
17460 | South Oak Hospital | 50136 | South Oaks Hospital | NY | Suffolk | CG5 | IC | OP | 0.2 | 0.1 | 0.1 |  | 4 | 2008 | NG |  | N | Y | Y | Commercial CHP |  |  |  |  | N | [57 empty] | GAS | [39 empty] | 1.1659 | 0.0016829 | 10.4
17465 | RockTenn-West Point Mill | 10017 | West Point Mill | VA | King William | GEN9 | ST | OP | 10 | 10 | 10 |  | 10 | 1960 | BLQ | WDS | N | Y | Y | Industrial CHP |  |  |  |  | N | [6 empty] | ¦¦PB10E¦¦RF05 | ¦¦ 1981¦¦ 1991 | [17 empty] | OP | SP | TR | VE |  | OT |  |  |  | N | 1.5 | 99.9 | 0.6 | 230400 | 100 | OP¦¦ 0¦¦OP¦¦OP¦¦¦¦OP¦¦OP | MC¦¦ 0¦¦WS¦¦MC¦¦EC¦¦¦¦EC¦¦EW |  |  | 5.2¦¦ 0¦¦ 5.2 |  | 1.4¦¦ 0¦¦ 0 | ¦¦ 1.5 | 2.2¦¦ 0¦¦ .5¦¦ 2.2¦¦¦¦ .5¦¦ .5 | ¦¦ 2.3 | 83¦¦ 0¦¦ 0¦¦81¦¦ 98.6¦¦¦¦ 99.8¦¦ 99.8 | ¦¦ 27¦¦¦¦ 51¦¦¦¦ 21.8¦¦ 34.3 | 153200¦¦ 0¦¦ 230400¦¦341000¦¦ 351000¦¦¦¦ 400000¦¦ 300000 |  |  |  |  | LIQUID | [39 empty] | 0.0842 | 0.049001 | 10.4
17465 | RockTenn-West Point Mill | 10017 | West Point Mill | VA | King William | GN10 | ST | OP | 25 | 25 | 25 |  | 12 | 1968 | BLQ | WDS | N | Y | Y | Industrial CHP |  |  |  |  | N | [6 empty] | ¦¦PB10E¦¦RF05 | ¦¦ 1981¦¦ 1991 | [17 empty] | OP | SP | TR | VE |  | OT |  |  |  | N | 1.5 | 99.9 | 0.6 | 230400 | 100 | OP¦¦ 0¦¦OP¦¦OP¦¦¦¦OP¦¦OP | MC¦¦ 0¦¦WS¦¦MC¦¦EC¦¦¦¦EC¦¦EW |  |  | 5.2¦¦ 0¦¦ 5.2 |  | 1.4¦¦ 0¦¦ 0 | ¦¦ 1.5 | 2.2¦¦ 0¦¦ .5¦¦ 2.2¦¦¦¦ .5¦¦ .5 | ¦¦ 2.3 | 83¦¦ 0¦¦ 0¦¦81¦¦ 98.6¦¦¦¦ 99.8¦¦ 99.8 | ¦¦ 27¦¦¦¦ 51¦¦¦¦ 21.8¦¦ 34.3 | 153200¦¦ 0¦¦ 230400¦¦341000¦¦ 351000¦¦¦¦ 400000¦¦ 300000 |  |  |  |  | LIQUID | [39 empty] | 0.0842 | 0.049001 | 10.4
17465 | RockTenn-West Point Mill | 10017 | West Point Mill | VA | King William | GN11 | ST | OP | 15 | 15 | 15 |  | 8 | 1977 | BLQ | WDS | N | Y | Y | Industrial CHP |  |  |  |  | N | [6 empty] | PB10E¦¦RF05 | 1981¦¦ 1991 | [32 empty] | OP¦¦¦¦OP¦¦OP | MC¦¦EC¦¦¦¦EC¦¦EW | [6 empty] | 2.2¦¦¦¦ .5¦¦ .5 | ¦¦¦¦ 2.3 | 81¦¦ 98.6¦¦¦¦ 99.8¦¦ 99.8 | ¦¦ 51¦¦¦¦ 21.8¦¦ 34.3 | 341000¦¦ 351000¦¦¦¦ 400000¦¦ 300000 |  |  |  |  | LIQUID | [39 empty] | 0.0842 | 0.049001 | 10.4
17465 | RockTenn-West Point Mill | 10017 | West Point Mill | VA | King William | GN12 | ST | OP | 46 | 46 | 46 |  | 10 | 1985 | BLQ | WDS | N | Y | Y | Industrial CHP |  |  |  |  | N | [6 empty] | PB10E¦¦RF05 | 1981¦¦ 1991 | [32 empty] | OP¦¦¦¦OP¦¦OP | MC¦¦EC¦¦¦¦EC¦¦EW | [6 empty] | 2.2¦¦¦¦ .5¦¦ .5 | ¦¦¦¦ 2.3 | 81¦¦ 98.6¦¦¦¦ 99.8¦¦ 99.8 | ¦¦ 51¦¦¦¦ 21.8¦¦ 34.3 | 341000¦¦ 351000¦¦¦¦ 400000¦¦ 300000 |  |  |  |  | LIQUID | [39 empty] | 0.0842 | 0.049001 | 10.4
17470 | Snohomish County PUD No 1 | 7588 | H M Jackson | WA | Snohomish | 1 | HY | OP | 47.5 | 41 | 44 |  | 6 | 1984 | WAT |  | N | Y | N | Electric Utility | [62 empty] | N/A | [39 empty] | 0 | 0 | 10.4
17470 | Snohomish County PUD No 1 | 7588 | H M Jackson | WA | Snohomish | 2 | HY | OP | 47.5 | 41 | 44 |  | 6 | 1984 | WAT |  | N | Y | N | Electric Utility | [62 empty] | N/A | [39 empty] | 0 | 0 | 10.4
17470 | Snohomish County PUD No 1 | 7588 | H M Jackson | WA | Snohomish | 3 | HY | OP | 8.4 | 7 | 8 |  | 6 | 1984 | WAT |  | N | Y | N | Electric Utility | [62 empty] | N/A | [39 empty] | 0 | 0 | 10.4
17470 | Snohomish County PUD No 1 | 7588 | H M Jackson | WA | Snohomish | 4 | HY | OP | 8.4 | 7 | 8 |  | 6 | 1984 | WAT |  | N | Y | N | Electric Utility | [62 empty] | N/A | [39 empty] | 0 | 0 | 10.4
17470 | Snohomish County PUD No 1 | 57763 | Youngs Creek Hydroelectric Project | WA | Snohomish | 1 | HY | OP | 7.5 | 7.9 | 7.9 |  | 11 | 2011 | WAT |  | N | N | N | Electric Utility |  |  |  |  | N | [57 empty] | N/A | [39 empty] | 0 | 0 | 10.4
17515 | Somerset Windpower LLC | 55803 | FPL E Somerset Windpower LLC | PA | Somerset | EW | WT | OP | 9 | 9 | 9 |  | 12 | 2001 | WND |  | N | Y | N | IPP Non-CHP |  |  |  |  | N | [57 empty] | N/A | [39 empty] | 0 | 0 | 10.4
17539 | South Carolina Electric&Gas Co | 736 | Stevens Creek | GA | Columbia | 1 | HY | OP | 2.3 | 1.5 | 1.9 |  | 6 | 1914 | WAT |  | N | Y | N | Electric Utility |  |  |  |  | N | [57 empty] | N/A | [39 empty] | 0 | 0 | 10.4
17539 | South Carolina Electric&Gas Co | 3280 | Canadys Steam | SC | Colleton | 1 | ST | OP | 136 | 105 | 90 |  | 4 | 1962 | BIT |  | N | Y | N | Electric Utility |  |  |  |  | N | Y |  | Y |  |  |  | CAN1 | 1962 | 193500 | [31 empty] | OP | EH |  |  | 10 |  | 1.5 |  | 0.2 |  | 99.6 | 264 | 387000 |  |  |  |  | COAL | SC | Canadys Steam | 3280 | CAN1 | 2010 |  | ARP, CAIRNOX, CAIROS, CAIRSO2 | 4758.35 | 12 | 343905.84 |  | 2926.966 | 0.3472 | 588.029 | 338711.85 | 3301271.846 | 4 | Southeastern Electric Reliability Council | Colleton | Electric Utility | 4911 | Electric Services | 33.0647 | -80.6228 | South Carolina Electric & Gas Company (Owner/Operator) | Phase 2 | Phase II Group 1 | Operating | Tangentially-fired | Coal | Residual Oil |  | Low NOx Burner Technology w/ Closed-coupled OFA | Electrostatic Precipitator | 1554 | 9.254 | COAL | 114 | 366.6667 | 0.3472 | 1.7732 | 9.254
17539 | South Carolina Electric&Gas Co | 3280 | Canadys Steam | SC | Colleton | 2 | ST | OP | 136 | 115 | 115 |  | 5 | 1964 | BIT |  | N | Y | N | Electric Utility |  |  |  |  | N | Y |  | Y |  |  |  | CAN2 | 1964 | 193500 | [31 empty] | OP | EH |  |  | 10 |  | 1.5 |  | 0.2 |  | 99.6 | 270 | 387000 |  |  |  |  | COAL | SC | Canadys Steam | 3280 | CAN2 | 2010 |  | ARP, CAIRNOX, CAIROS, CAIRSO2 | 5200.43 | 12 | 445002.33 |  | 3722.787 | 0.3527 | 698.671 | 400664.69 | 3905138.928 | 4 | Southeastern Electric Reliability Council | Colleton | Electric Utility | 4911 | Electric Services | 33.0647 | -80.6228 | South Carolina Electric & Gas Company (Owner/Operator) | Phase 2 | Phase II Group 1 | Operating | Tangentially-fired | Coal | Residual Oil |  | Low NOx Burner Technology w/ Closed-coupled OFA | Electrostatic Precipitator | 1416 | 8.513 | COAL | 135 | 413.0435 | 0.3527 | 1.9066 | 8.513
17539 | South Carolina Electric&Gas Co | 3280 | Canadys Steam | SC | Colleton | 3 | ST | OP | 217.6 | 180 | 180 |  | 6 | 1967 | BIT |  | N | Y | N | Electric Utility |  |  |  |  | N | Y |  | Y |  |  |  | CAN3 | 1967 | 296000 | [31 empty] | OP | BR |  |  | 10 |  | 1.5 |  | 0.2 |  | 99.8 | 43 | 850000 |  |  |  |  | COAL | SC | Canadys Steam | 3280 | CAN3 | 2010 |  | ARP, CAIRNOX, CAIROS, CAIRSO2 | 4328 | 12 | 663260.83 |  | 6030.71 | 0.2937 | 933.121 | 633503.637 | 6174481.925 | 4 | Southeastern Electric Reliability Council | Colleton | Electric Utility | 4911 | Electric Services | 33.0647 | -80.6228 | South Carolina Electric & Gas Company (Owner/Operator) | Phase 2 | Phase II Group 1 | Operating | Dry bottom wall-fired boiler | Coal | Pipeline Natural Gas |  | Low NOx Burner Technology w/ Overfire Air | Baghouse | 2019 | 9.2639 | COAL | 200 | 444.4444 | 0.2937 | 1.9534 | 9.2639
17539 | South Carolina Electric&Gas Co | 3285 | Hagood | SC | Charleston | 4 | GT | OP | 122 | 86 | 99 |  | 8 | 1991 | NG | DFO | Y | Y | N | Electric Utility |  |  |  |  | N | [57 empty] | GAS | SC | Hagood | 3285 | HAG4 | 2010 |  | ARP, CAIRNOX, CAIROS, CAIRSO2 | 415.78 | 12 | 30278.16 |  | 0.598 | 0.1556 | 30.465 | 26422.311 | 395626.244 | 4 | Southeastern Electric Reliability Council | Charleston | Electric Utility | 4911 | Electric Services | 32.8265 | -79.9634 | South Carolina Electric & Gas Company (Owner/Operator) | Phase 2 |  | Operating | Combustion turbine | Pipeline Natural Gas | Diesel Oil |  | Water Injection |  | 1296.7 | 12.6922 | GAS | 100 | 494.9495 | 0.1556 | 0.0030231 | 12.6922
17539 | South Carolina Electric&Gas Co | 3285 | Hagood | SC | Charleston | 5 | GT | OP | 32 | 20 | 23 |  | 12 | 2009 | NG | DFO | Y | Y | N | Electric Utility |  |  |  |  | N | [57 empty] | GAS | [39 empty] | 0.034695 | 0.0004652 | 10.2737
17539 | South Carolina Electric&Gas Co | 3285 | Hagood | SC | Charleston | 6 | GT | OP | 32 | 20 | 23 |  | 2 | 2010 | NG | DFO | Y | Y | N | Electric Utility |  |  |  |  | N | [57 empty] | GAS | [39 empty] | 0.034695 | 0.0004652 | 10.2737
17539 | South Carolina Electric&Gas Co | 3287 | McMeekin | SC | Lexington | 1 | ST | OP | 146.8 | 125 | 125 |  | 7 | 1958 | BIT | DFO | Y | Y | N | Electric Utility |  |  |  |  | N | Y |  | Y |  |  |  | MCM3 | 1993 | 345000 | [31 empty] | OP | BR |  |  | 10 |  | 1.5 |  | 0.2 |  | 99.9 | 34 | 515000 |  |  |  |  | COAL | SC | McMeekin | 3287 | MCM1 | 2010 |  | ARP, CAIRNOX, CAIROS, CAIRSO2 | 7992.54 | 12 | 841970.28 |  | 5079.963 | 0.3117 | 1024.262 | 703471.859 | 6856444.436 | 4 | Southeastern Electric Reliability Council | Lexington | Electric Utility | 4911 | Electric Services | 34.0533 | -81.2178 | South Carolina Electric & Gas Company (Owner/Operator) | Phase 2 | Phase II Group 1 | Operating | Tangentially-fired | Coal | Residual Oil |  | Low NOx Burner Technology w/ Separated OFA | Baghouse | 1352 | 8.0979 | COAL | 138 | 448 | 0.3117 | 1.4818 | 8.0979
17539 | South Carolina Electric&Gas Co | 3287 | McMeekin | SC | Lexington | 2 | ST | OP | 146.8 | 125 | 125 |  | 12 | 1958 | BIT | DFO | Y | Y | N | Electric Utility |  |  |  |  | N | Y |  | Y |  |  |  | MCM3 | 1993 | 345000 | [31 empty] | OP | BR |  |  | 10 |  | 1.5 |  | 0.2 |  | 99.9 | 34 | 515000 |  |  |  |  | COAL | SC | McMeekin | 3287 | MCM2 | 2010 |  | ARP, CAIRNOX, CAIROS, CAIRSO2 | 6892.49 | 12 | 724065.79 |  | 4600.016 | 0.3113 | 842.363 | 599351.458 | 5841626.218 | 4 | Southeastern Electric Reliability Council | Lexington | Electric Utility | 4911 | Electric Services | 34.0533 | -81.2178 | South Carolina Electric & Gas Company (Owner/Operator) | Phase 2 | Phase II Group 1 | Operating | Tangentially-fired | Coal | Residual Oil |  | Low NOx Burner Technology w/ Separated OFA | Baghouse | 1434 | 7.9887 | COAL | 137 | 452 | 0.3113 | 1.5749 | 7.9887
17539 | South Carolina Electric&Gas Co | 3291 | Parr GT | SC | Fairfield | GT1 | GT | OP | 17.5 | 15.5 | 18.5 |  | 7 | 1970 | NG | DFO | Y | Y | N | Electric Utility |  |  |  |  | N | [57 empty] | GAS | [39 empty] | 0.2943 | 0.0046682 | 11.8019
17539 | South Carolina Electric&Gas Co | 3291 | Parr GT | SC | Fairfield | GT3 | GT | OP | 19.5 | 19 | 22 |  | 6 | 1971 | NG | DFO | Y | Y | N | Electric Utility |  |  |  |  | N | [57 empty] | GAS | [39 empty] | 0.2788 | 0.0044865 | 12.0399
17539 | South Carolina Electric&Gas Co | 3293 | Saluda | SC | Lexington | 1 | HY | OP | 32.5 | 32.5 | 32.5 |  | 8 | 1930 | WAT |  | N | Y | N | Electric Utility |  |  |  |  | N | [57 empty] | N/A | [39 empty] | 0 | 0 | 10.4
17539 | South Carolina Electric&Gas Co | 3293 | Saluda | SC | Lexington | 2 | HY | OP | 32.5 | 32.5 | 32.5 |  | 8 | 1930 | WAT |  | N | Y | N | Electric Utility |  |  |  |  | N | [57 empty] | N/A | [39 empty] | 0 | 0 | 10.4
17539 | South Carolina Electric&Gas Co | 3293 | Saluda | SC | Lexington | 3 | HY | OP | 42.3 | 35 | 35 |  | 8 | 1930 | WAT |  | N | Y | N | Electric Utility |  |  |  |  | N | [57 empty] | N/A | [39 empty] | 0 | 0 | 10.4
17539 | South Carolina Electric&Gas Co | 3293 | Saluda | SC | Lexington | 4 | HY | OP | 32.5 | 32.5 | 32.5 |  | 8 | 1930 | WAT |  | N | Y | N | Electric Utility |  |  |  |  | N | [57 empty] | N/A | [39 empty] | 0 | 0 | 10.4
17539 | South Carolina Electric&Gas Co | 3293 | Saluda | SC | Lexington | 5 | HY | OP | 67.5 | 66 | 66 |  | 7 | 1971 | WAT |  | N | Y | N | Electric Utility |  |  |  |  | N | [57 empty] | N/A | [39 empty] | 0 | 0 | 10.4
17539 | South Carolina Electric&Gas Co | 3295 | Urquhart | SC | Aiken | 1 | CA | OP | 75 | 66 | 66 |  | 12 | 1953 | NG | DFO | Y | Y | N | Electric Utility |  |  |  |  | N | [57 empty] | GAS | [39 empty] | 0 | 0 | 10.4
17539 | South Carolina Electric&Gas Co | 3295 | Urquhart | SC | Aiken | 2 | CA | OP | 75 | 68 | 68 |  | 2 | 1954 | NG | DFO | Y | Y | N | Electric Utility |  |  |  |  | N | [57 empty] | GAS | [39 empty] | 0 | 0 | 10.4
17539 | South Carolina Electric&Gas Co | 3295 | Urquhart | SC | Aiken | 3 | ST | OP | 100 | 94 | 94 |  | 11 | 1955 | BIT | NG | Y | Y | N | Electric Utility |  |  |  |  | N | Y |  | Y |  |  |  | URQ3 | 1955 | 157000 | [31 empty] | OP | EK |  |  | 10 |  | 1.5 |  | 0.2 |  | 99.6 | 411 | 314000 |  |  |  |  | COAL | SC | Urquhart | 3295 | URQ3 | 2010 |  | ARP, CAIRNOX, CAIROS, CAIRSO2 | 5975.15 | 12 | 438494.69 |  | 5146.477 | 0.2891 | 698.916 | 486554.208 | 4742252.114 | 4 |  | Aiken | Electric Utility | 4911 | Electric Services | 33.435 | -81.9111 | South Carolina Electric & Gas Company (Owner/Operator) | Phase 2 | Phase II Group 1 | Operating | Tangentially-fired | Coal | Pipeline Natural Gas |  | Low NOx Burner Technology w/ Separated OFA | Electrostatic Precipitator | 1201 | 10.3682 | COAL | 103 | 452.1277 | 0.2891 | 2.1705 | 10.3682
17539 | South Carolina Electric&Gas Co | 3295 | Urquhart | SC | Aiken | CT1 | CT | OP | 198.9 | 165 | 187 |  | 6 | 2002 | NG | DFO | Y | Y | N | Electric Utility |  |  |  |  | N | [57 empty] | GAS | SC | Urquhart | 3295 | URQ5 | 2010 |  | ARP, CAIRNOX, CAIROS, CAIRSO2 | 4972.92 | 12 | 640624 |  | 3.127 | 0.0411 | 114.265 | 416208.376 | 6984254.786 | 4 |  | Aiken | Electric Utility | 4911 | Electric Services | 33.435 | -81.9111 | South Carolina Electric & Gas Company (Owner/Operator) | Phase 2 |  | Operating | Combined cycle | Pipeline Natural Gas | Diesel Oil |  | Dry Low NOx Burners Water Injection |  | 1818 | 10.4187 | GAS | 179 | -22.3464 | 0.0411 | 0.000895 | 10.4187
17539 | South Carolina Electric&Gas Co | 3295 | Urquhart | SC | Aiken | CT2 | CT | OP | 198.9 | 173 | 187 |  | 6 | 2002 | NG | DFO | Y | Y | N | Electric Utility |  |  |  |  | N | [57 empty] | GAS | SC | Urquhart | 3295 | URQ5 | 2010 |  | ARP, CAIRNOX, CAIROS, CAIRSO2 | 4972.92 | 12 | 640624 |  | 3.127 | 0.0411 | 114.265 | 416208.376 | 6984254.786 | 4 |  | Aiken | Electric Utility | 4911 | Electric Services | 33.435 | -81.9111 | South Carolina Electric & Gas Company (Owner/Operator) | Phase 2 |  | Operating | Combined cycle | Pipeline Natural Gas | Diesel Oil |  | Dry Low NOx Burners Water Injection |  | 1818 | 10.4187 | GAS | 179 | -22.3464 | 0.0411 | 0.000895 | 10.4187
17539 | South Carolina Electric&Gas Co | 3295 | Urquhart | SC | Aiken | GT1 | GT | OP | 19.6 | 15 | 20 |  | 10 | 1969 | NG | DFO | Y | Y | N | Electric Utility |  |  |  |  | N | [57 empty] | GAS | [39 empty] | 0.28375 | 0.0045529 | 12.1215
17539 | South Carolina Electric&Gas Co | 3295 | Urquhart | SC | Aiken | GT2 | GT | OP | 16.3 | 14 | 17 |  | 8 | 1969 | NG | DFO | Y | Y | N | Electric Utility |  |  |  |  | N | [57 empty] | GAS | [39 empty] | 0.30423 | 0.0047477 | 11.6275
17539 | South Carolina Electric&Gas Co | 3295 | Urquhart | SC | Aiken | GT3 | GT | OP | 16.3 | 11 | 15 |  | 7 | 1969 | NG | DFO | Y | Y | N | Electric Utility |  |  |  |  | N | [57 empty] | GAS | [39 empty] | 0.30423 | 0.0047477 | 11.6275
17539 | South Carolina Electric&Gas Co | 3295 | Urquhart | SC | Aiken | GT4 | GT | OP | 58.9 | 47 | 50 |  | 6 | 1999 | NG | DFO | Y | Y | N | Electric Utility |  |  |  |  | N | [57 empty] | GAS | SC | Urquhart | 3295 | URQ4 | 2010 |  | ARP, CAIRNOX, CAIROS, CAIRSO2 | 666.38 | 12 | 29158.03 |  | 8.891 | 0.1236 | 16.121 | 19830.476 | 287793.236 | 4 |  | Aiken | Electric Utility | 4911 | Electric Services | 33.435 | -81.9111 | South Carolina Electric & Gas Company (Owner/Operator) | Phase 2 |  | Operating | Combustion turbine | Pipeline Natural Gas | Diesel Oil |  | Water Injection |  | 453 | 9.3551 | GAS | 51 | 490 | 0.1236 | 0.061787 | 9.3551
17539 | South Carolina Electric&Gas Co | 3297 | Wateree | SC | Richland | 1 | ST | OP | 385.9 | 342 | 342 |  | 9 | 1970 | BIT | DFO | N | Y | N | Electric Utility |  |  |  |  | N | Y |  |  | Y |  |  | WAT1 | 1970 | 516000 | [16 empty] | OP: OP; DP: SP; LS: LS; N: Y | 2 | 95 | 485 | 2136763 | 100 | OP | BR | [5 empty] | 1.5 |  |  | 99 | 80.5 | 1275000 |  |  |  |  | COAL | SC | Wateree | 3297 | WAT1 | 2010 | CS001, MS1 | ARP, CAIRNOX, CAIROS, CAIRSO2 | 7858.63 | 12 | 2218907.77 |  | 9361.891 | 0.0987 | 1037.193 | 2161513.375 | 21064731.09 | 4 | Southeastern Electric Reliability Council | Richland | Electric Utility | 4911 | Electric Services | 33.8264 | -80.6218 | South Carolina Electric & Gas Company (Owner/Operator) | Phase 2 | Phase II Group 1 | Operating | Dry bottom wall-fired boiler | Coal | Residual Oil | Wet Limestone (Began Apr 01, 2010) | Low NOx Burner Technology (Dry Bottom only) Selective Catalytic Reduction | Baghouse Electrostatic Precipitator | 4300 | 9.3019 | COAL | 390 | 429.8246 | 0.0987 | 0.88887 | 9.3019
17539 | South Carolina Electric&Gas Co | 3297 | Wateree | SC | Richland | 2 | ST | OP | 385.9 | 342 | 342 |  | 12 | 1971 | BIT | DFO | N | Y | N | Electric Utility |  |  |  |  | N | Y |  |  | Y |  |  | WAT2 | 1971 | 516000 | [16 empty] | OP: OP; DP: SP; LS: LS; N: Y | 2 | 95 | 485 | 2136763 | 100 | OP | BR | [5 empty] | 1.5 |  |  | 99 | 80.5 | 1275000 |  |  |  |  | COAL | SC | Wateree | 3297 | WAT2 | 2010 | CS001, MS2 | ARP, CAIRNOX, CAIROS, CAIRSO2 | 7720.17 | 12 | 2164430.57 |  | 8877.154 | 0.0956 | 946.635 | 2072760.263 | 20202203.92 | 4 | Southeastern Electric Reliability Council | Richland | Electric Utility | 4911 | Electric Services | 33.8264 | -80.6218 | South Carolina Electric & Gas Company (Owner/Operator) | Phase 2 | Phase II Group 1 | Operating | Dry bottom wall-fired boiler | Coal | Residual Oil | Wet Limestone (Began Apr 01, 2010) | Low NOx Burner Technology (Dry Bottom only) Selective Catalytic Reduction | Baghouse | 4456 | 9.1701 | COAL | 390 | 429.8246 | 0.0956 | 0.87883 | 9.1701
17539 | South Carolina Electric&Gas Co | 6126 | Fairfield Pumped Storage | SC | Fairfield | 1 | PS | OP | 63.9 | 72 | 72 |  | 6 | 1978 | WAT |  | N | Y | N | Electric Utility |  |  |  |  | N | [57 empty] | N/A | [39 empty] | 0 | 0 | 10.4
17539 | South Carolina Electric&Gas Co | 6126 | Fairfield Pumped Storage | SC | Fairfield | 2 | PS | OP | 63.9 | 72 | 72 |  | 6 | 1978 | WAT |  | N | Y | N | Electric Utility |  |  |  |  | N | [57 empty] | N/A | [39 empty] | 0 | 0 | 10.4
17539 | South Carolina Electric&Gas Co | 6126 | Fairfield Pumped Storage | SC | Fairfield | 3 | PS | OP | 63.9 | 72 | 72 |  | 6 | 1978 | WAT |  | N | Y | N | Electric Utility |  |  |  |  | N | [57 empty] | N/A | [39 empty] | 0 | 0 | 10.4
17539 | South Carolina Electric&Gas Co | 6126 | Fairfield Pumped Storage | SC | Fairfield | 4 | PS | OP | 63.9 | 72 | 72 |  | 6 | 1978 | WAT |  | N | Y | N | Electric Utility |  |  |  |  | N | [57 empty] | N/A | [39 empty] | 0 | 0 | 10.4
17539 | South Carolina Electric&Gas Co | 6126 | Fairfield Pumped Storage | SC | Fairfield | 5 | PS | OP | 63.9 | 72 | 72 |  | 12 | 1978 | WAT |  | N | Y | N | Electric Utility |  |  |  |  | N | [57 empty] | N/A | [39 empty] | 0 | 0 | 10.4
17539 | South Carolina Electric&Gas Co | 6126 | Fairfield Pumped Storage | SC | Fairfield | 6 | PS | OP | 63.9 | 72 | 72 |  | 12 | 1978 | WAT |  | N | Y | N | Electric Utility |  |  |  |  | N | [57 empty] | N/A | [39 empty] | 0 | 0 | 10.4
17539 | South Carolina Electric&Gas Co | 6126 | Fairfield Pumped Storage | SC | Fairfield | 7 | PS | OP | 63.9 | 72 | 72 |  | 12 | 1978 | WAT |  | N | Y | N | Electric Utility |  |  |  |  | N | [57 empty] | N/A | [39 empty] | 0 | 0 | 10.4
17539 | South Carolina Electric&Gas Co | 6126 | Fairfield Pumped Storage | SC | Fairfield | 8 | PS | OP | 63.9 | 72 | 72 |  | 12 | 1978 | WAT |  | N | Y | N | Electric Utility |  |  |  |  | N | [57 empty] | N/A | [39 empty] | 0 | 0 | 10.4
17539 | South Carolina Electric&Gas Co | 6127 | V C Summer | SC | Fairfield | 1 | ST | OP | 1029.6 | 966 | 980 |  | 1 | 1984 | NUC |  | N | Y | N | Electric Utility |  |  |  |  | N | [57 empty] | N/A | [39 empty] | 0 | 0 | 10.4
17539 | South Carolina Electric&Gas Co | 7210 | Cope | SC | Orangeburg | ST1 | ST | OP | 417.3 | 420 | 425 |  | 1 | 1996 | BIT | NG | N | Y | N | Electric Utility |  |  |  |  | N | Y | [5 empty] | COP1 | 1996 | 577262 | [16 empty] | OP: OP; DP: SD; LS: LI; N: N | 1.9 | 95 | 565 | 1154523 | 100 | OP | BR |  |  | 9 |  | 2 |  |  |  | 99.9 | 69 | 1146938 |  |  |  |  | COAL | SC | Cope Station | 7210 | COP1 | 2010 |  | ARP, CAIRNOX, CAIROS, CAIRSO2 | 8190.27 | 12 | 2902926.38 |  | 1759.195 | 0.0809 | 982.554 | 2569296.983 | 25041896.67 | 4 | Southeastern Electric Reliability Council | Orangeburg | Electric Utility | 4911 | Electric Services | 33.3642 | -81.03 | South Carolina Electric & Gas Company (Owner/Operator) | Phase 2 | Phase II Group 1 | Operating | Tangentially-fired | Coal |  | Dry Lime FGD | Selective Catalytic Reduction Low NOx Burner Technology w/ Separated OFA | Baghouse | 4725 | 8.5951 | COAL | 448 | 472.9412 | 0.0809 | 0.1405 | 8.5951
17539 | South Carolina Electric&Gas Co | 55927 | Jasper | SC | Jasper | CT1 | CT | OP | 198.9 | 158 | 171 |  | 5 | 2004 | NG | DFO | Y | Y | N | Electric Utility |  |  |  |  | N | [57 empty] | GAS | SC | Jasper County Generating Facility | 55927 | CT01 | 2010 |  | ARP, CAIRNOX, CAIROS, CAIRSO2 | 5933.76 | 12 | 941562.75 |  | 3.134 | 0.0098 | 40.536 | 577326.933 | 9708019.911 | 4 |  | Jasper | Electric Utility |  |  | 32.3592 | -81.1236 | South Carolina Electric & Gas Company (Owner/Operator) | Phase 2 |  | Operating | Combined cycle | Pipeline Natural Gas | Diesel Oil |  | Dry Low NOx Burners Water Injection Ammonia Injection |  | 2448.5 | 9.9487 | GAS | 238 | 804.0936 | 0.0098 | 0.000646 | 9.9487
17539 | South Carolina Electric&Gas Co | 55927 | Jasper | SC | Jasper | CT2 | CT | OP | 198.9 | 168 | 177 |  | 5 | 2004 | NG | DFO | Y | Y | N | Electric Utility |  |  |  |  | N | [57 empty] | GAS | SC | Jasper County Generating Facility | 55927 | CT02 | 2010 |  | ARP, CAIRNOX, CAIROS, CAIRSO2 | 6227.48 | 12 | 1011353.74 |  | 3.251 | 0.0099 | 42.73 | 624469.314 | 10504968.12 | 4 |  | Jasper | Electric Utility |  |  | 32.3592 | -81.1236 | South Carolina Electric & Gas Company (Owner/Operator) | Phase 2 |  | Operating | Combined cycle | Pipeline Natural Gas | Diesel Oil |  | Dry Low NOx Burners Water Injection Ammonia Injection |  | 2448.5 | 10.0893 | GAS | 231 | 847.4576 | 0.0099 | 0.000619 | 10.0893
17539 | South Carolina Electric&Gas Co | 55927 | Jasper | SC | Jasper | CT3 | CT | OP | 198.9 | 151 | 174 |  | 5 | 2004 | NG | DFO | Y | Y | N | Electric Utility |  |  |  |  | N | [57 empty] | GAS | SC | Jasper County Generating Facility | 55927 | CT03 | 2010 |  | ARP, CAIRNOX, CAIROS, CAIRSO2 | 6313.73 | 12 | 1022985.5 |  | 8.284 | 0.0115 | 45.112 | 627268.096 | 10543577.96 | 4 |  | Jasper | Electric Utility |  |  | 32.3592 | -81.1236 | South Carolina Electric & Gas Company (Owner/Operator) | Phase 2 |  | Operating | Combined cycle | Pipeline Natural Gas | Diesel Oil |  | Dry Low NOx Burners Water Injection Ammonia Injection |  | 2448.5 | 10.0262 | GAS | 227 | 847.7011 | 0.0115 | 0.0015714 | 10.0262
17539 | South Carolina Electric&Gas Co | 55927 | Jasper | SC | Jasper | ST1 | CA | OP | 405 | 392 | 402 |  | 5 | 2004 | NG | DFO | N | Y | N | Electric Utility |  |  |  |  | N | [6 empty] | STACK2¦¦STACK3¦¦STACK1 | 2004 | 2263010 | [48 empty] | GAS | [39 empty] | 0 | 0 | 10.4
17539 | South Carolina Electric&Gas Co | 736 | Stevens Creek | GA | Columbia | 2 | HY | OP | 2.3 | 1.5 | 1.9 |  | 6 | 1914 | WAT |  | N | Y | N | Electric Utility |  |  |  |  | N | [57 empty] | N/A | [39 empty] | 0 | 0 | 10.4
17539 | South Carolina Electric&Gas Co | 736 | Stevens Creek | GA | Columbia | 3 | HY | OP | 2.3 | 1.5 | 1.9 |  | 6 | 1914 | WAT |  | N | Y | N | Electric Utility |  |  |  |  | N | [57 empty] | N/A | [39 empty] | 0 | 0 | 10.4
17539 | South Carolina Electric&Gas Co | 736 | Stevens Creek | GA | Columbia | 4 | HY | OP | 2.3 | 1.5 | 1.9 |  | 6 | 1914 | WAT |  | N | Y | N | Electric Utility |  |  |  |  | N | [57 empty] | N/A | [39 empty] | 0 | 0 | 10.4
17539 | South Carolina Electric&Gas Co | 736 | Stevens Creek | GA | Columbia | 5 | HY | OP | 2.3 | 1.5 | 1.9 |  | 6 | 1914 | WAT |  | N | Y | N | Electric Utility |  |  |  |  | N | [57 empty] | N/A | [39 empty] | 0 | 0 | 10.4
17539 | South Carolina Electric&Gas Co | 736 | Stevens Creek | GA | Columbia | 6 | HY | OP | 2.3 | 1.5 | 1.9 |  | 6 | 1925 | WAT |  | N | Y | N | Electric Utility |  |  |  |  | N | [57 empty] | N/A | [39 empty] | 0 | 0 | 10.4
17539 | South Carolina Electric&Gas Co | 736 | Stevens Creek | GA | Columbia | 7 | HY | OP | 2.3 | 1.5 | 1.9 |  | 6 | 1926 | WAT |  | N | Y | N | Electric Utility |  |  |  |  | N | [57 empty] | N/A | [39 empty] | 0 | 0 | 10.4
17539 | South Carolina Electric&Gas Co | 736 | Stevens Creek | GA | Columbia | 8 | HY | OP | 2.3 | 1.5 | 1.9 |  | 6 | 1926 | WAT |  | N | Y | N | Electric Utility |  |  |  |  | N | [57 empty] | N/A | [39 empty] | 0 | 0 | 10.4
17539 | South Carolina Electric&Gas Co | 3281 | Coit GT | SC | Richland | 1 | GT | OP | 19.6 | 14 | 19 |  | 7 | 1969 | NG | DFO | Y | Y | N | Electric Utility |  |  |  |  | N | [57 empty] | GAS | [39 empty] | 0.28656 | 0.0046497 | 12.1353
17539 | South Carolina Electric&Gas Co | 3281 | Coit GT | SC | Richland | 2 | GT | OP | 19.6 | 14 | 19 |  | 5 | 1964 | NG | DFO | Y | Y | N | Electric Utility |  |  |  |  | N | [57 empty] | GAS | [39 empty] | 0.3043 | 0.0049804 | 12.3592
17539 | South Carolina Electric&Gas Co | 3286 | Hardeeville | SC | Jasper | 1 | GT | OP | 16.3 | 12 | 15 |  | 4 | 1968 | DFO |  | N | Y | N | Electric Utility |  |  |  |  | N | [57 empty] | LIQUID | [39 empty] | 0.84623 | 0.23762 | 13.8026
17539 | South Carolina Electric&Gas Co | 3289 | Neal Shoals | SC | Union | 1 | HY | OP | 1.3 | 1.3 | 1.3 |  | 8 | 1966 | WAT |  | N | Y | N | Electric Utility |  |  |  |  | N | [57 empty] | N/A | [39 empty] | 0 | 0 | 10.4
17539 | South Carolina Electric&Gas Co | 3289 | Neal Shoals | SC | Union | 2 | HY | OP | 1.3 | 1.3 | 1.3 |  | 8 | 1966 | WAT |  | N | Y | N | Electric Utility |  |  |  |  | N | [57 empty] | N/A | [39 empty] | 0 | 0 | 10.4
17539 | South Carolina Electric&Gas Co | 3289 | Neal Shoals | SC | Union | 3 | HY | OP | 1.3 | 1.3 | 1.3 |  | 8 | 1966 | WAT |  | N | Y | N | Electric Utility |  |  |  |  | N | [57 empty] | N/A | [39 empty] | 0 | 0 | 10.4
17539 | South Carolina Electric&Gas Co | 3289 | Neal Shoals | SC | Union | 4 | HY | OP | 1.3 | 1.3 | 1.3 |  | 8 | 1966 | WAT |  | N | Y | N | Electric Utility |  |  |  |  | N | [57 empty] | N/A | [39 empty] | 0 | 0 | 10.4
17539 | South Carolina Electric&Gas Co | 3290 | Parr Hydro | SC | Fairfield | 1 | HY | OP | 2.4 | 2.5 | 2.5 |  | 8 | 1914 | WAT |  | N | Y | N | Electric Utility |  |  |  |  | N | [57 empty] | N/A | [39 empty] | 0 | 0 | 10.4
17539 | South Carolina Electric&Gas Co | 3290 | Parr Hydro | SC | Fairfield | 2 | HY | OP | 2.4 | 2.5 | 2.5 |  | 8 | 1914 | WAT |  | N | Y | N | Electric Utility |  |  |  |  | N | [57 empty] | N/A | [39 empty] | 0 | 0 | 10.4
17539 | South Carolina Electric&Gas Co | 3290 | Parr Hydro | SC | Fairfield | 3 | HY | OP | 2.4 | 2.5 | 2.5 |  | 8 | 1914 | WAT |  | N | Y | N | Electric Utility |  |  |  |  | N | [57 empty] | N/A | [39 empty] | 0 | 0 | 10.4
17539 | South Carolina Electric&Gas Co | 3290 | Parr Hydro | SC | Fairfield | 4 | HY | OP | 2.4 | 2.5 | 2.5 |  | 8 | 1914 | WAT |  | N | Y | N | Electric Utility |  |  |  |  | N | [57 empty] | N/A | [39 empty] | 0 | 0 | 10.4
17539 | South Carolina Electric&Gas Co | 3290 | Parr Hydro | SC | Fairfield | 5 | HY | OP | 2.4 | 2.5 | 2.5 |  | 8 | 1914 | WAT |  | N | Y | N | Electric Utility |  |  |  |  | N | [57 empty] | N/A | [39 empty] | 0 | 0 | 10.4
17539 | South Carolina Electric&Gas Co | 3290 | Parr Hydro | SC | Fairfield | 6 | HY | OP | 2.4 | 2.5 | 2.5 |  | 8 | 1921 | WAT |  | N | Y | N | Electric Utility |  |  |  |  | N | [57 empty] | N/A | [39 empty] | 0 | 0 | 10.4
17539 | South Carolina Electric&Gas Co | 3291 | Parr GT | SC | Fairfield | GT2 | GT | OP | 17.5 | 15.5 | 18.5 |  | 7 | 1970 | NG | DFO | Y | Y | N | Electric Utility |  |  |  |  | N | [57 empty] | GAS | [39 empty] | 0.2943 | 0.0046682 | 11.8019
17539 | South Carolina Electric&Gas Co | 3291 | Parr GT | SC | Fairfield | GT4 | GT | OP | 19.5 | 19 | 22 |  | 6 | 1971 | NG | DFO | Y | Y | N | Electric Utility |  |  |  |  | N | [57 empty] | GAS | [39 empty] | 0.2788 | 0.0044865 | 12.0399
17539 | South Carolina Electric&Gas Co | 7737 | Cogen South | SC | Charleston | 1 | ST | OP | 99.2 | 90 | 90 |  | 4 | 1999 | BIT | WDS | Y | Y | Y | Electric Utility |  |  |  |  | N | Y | [24 empty] | OP: ¦¦OP; DP: ¦¦SD; LS: ¦¦LI; N: ¦¦N | ¦¦ 1.9 | ¦¦ 91.6 | ¦¦ 343 | ¦¦ 366999 | ¦¦ 100 | OP | EW¦¦OT |  |  | ¦¦ 9 |  | ¦¦ 1.9 |  | ¦¦ .3 |  | 85¦¦ 99.4 | 41¦¦ 24 | 365000¦¦ 366299 |  |  |  |  | COAL | SC | Cogen South | 7737 | B001 | 2010 |  | CAIROS | 3605.98 | 6 |  | 2951833.9 |  | 0.2767 | 617.706 |  | 4525262.123 | 4 |  | Charleston | Industrial Boiler |  |  | 32.8994 | -79.9694 | COGEN South, LLC (Owner/Operator) |  |  | Operating | Dry bottom wall-fired boiler | Coal | Diesel Oil, Wood |  |  | Baghouse | 1337 | 10.4 | COAL | 154.5052 | 141.6379 | 0.2767 | 0.13417 | 10.9761
17543 | South Carolina Pub Serv Auth | 130 | Cross | SC | Berkeley | 1 | ST | OP | 590.9 | 580 | 590 |  | 5 | 1995 | BIT | PC | N | Y | N | Electric Utility |  |  |  |  | N | Y |  | Y |  |  |  | 1 | 1995 | 1012100 | [16 empty] | OP: OP; DP: SP; LS: LS; N: N | 1.1 | 95 | 765 | 1010000 | 100 | OP | EK |  |  | 6 |  | 1 | 2 |  | 0.2 | 99.9 | 129 | 1038000 |  |  |  |  | COAL | SC | Cross | 130 | 1 | 2010 |  | ARP, CAIRNOX, CAIROS, CAIRSO2 | 6889.91 | 12 | 3705172.54 |  | 1579.322 | 0.0914 | 1625.352 | 3661117.253 | 35683409.71 | 4 |  | Berkeley | Electric Utility | 4911 | Electric Services | 33.3692 | -80.1119 | Santee Cooper (Owner/Operator) | Phase 2 | Early Election | Operating | Dry bottom wall-fired boiler | Coal | Residual Oil | Wet Limestone | Selective Catalytic Reduction Low NOx Burner Technology w/ Overfire Air | Electrostatic Precipitator | 6750 | 9.608 | COAL | 641 | 1956.7797 | 0.0914 | 0.088519 | 9.608
17543 | South Carolina Pub Serv Auth | 130 | Cross | SC | Berkeley | 2 | ST | OP | 556.2 | 570 | 585 |  | 5 | 1984 | BIT |  | N | Y | N | Electric Utility |  |  |  |  | N | Y |  | Y |  |  |  | 2 | 1983 | 1250000 | [16 empty] | OP: OP; DP: SP; LS: LS; N: N | 1.6 | 87 | 1363 | 1602076 | 100 | OP | EK |  |  | 6 |  | 1 | 2 |  | 0.2 | 99.8 | 156 | 938750 |  |  |  |  | COAL | SC | Cross | 130 | 2 | 2010 |  | ARP, CAIRNOX, CAIROS, CAIRSO2 | 8322.41 | 12 | 4433290.52 |  | 5387.841 | 0.0891 | 1987.803 | 4628603.404 | 45113067.03 | 4 |  | Berkeley | Electric Utility | 4911 | Electric Services | 33.3692 | -80.1119 | Santee Cooper (Owner/Operator) | Phase 2 | Early Election | Operating | Tangentially-fired | Coal | Residual Oil | Wet Limestone | Selective Catalytic Reduction Low NOx Burner Technology w/ Closed-coupled OFA | Electrostatic Precipitator | 6640 | 10.1595 | COAL | 611 | 1977.7778 | 0.0891 | 0.23886 | 10.1595
17543 | South Carolina Pub Serv Auth | 130 | Cross | SC | Berkeley | 3 | ST | OP | 591 | 600 | 600 |  | 1 | 2007 | BIT | PC | N | Y | N | Electric Utility |  |  |  |  | N | Y |  | Y |  |  |  | 3 | 2007 | 1040000 | [16 empty] | OP: OP; DP: SP; LS: LS; N: N | 2.5 | 97 | 1261 | 1765000 | 100 | OP | EK |  |  | 6 |  | 1 | 2.5 |  | 0.2 | 99.8 | 110 | 2100000 |  |  |  |  | COAL | SC | Cross | 130 | 3 | 2010 |  | ARP, CAIRNOX, CAIROS, CAIRSO2 | 5482.37 | 12 | 2884452.76 |  | 916.663 | 0.0689 | 963.007 | 2904192.35 | 28305957.45 | 4 |  | Berkeley | Electric Utility | 4911 | Electric Services | 33.3692 | -80.1119 | Santee Cooper (Owner/Operator) | Phase 2 |  | Operating | Tangentially-fired | Coal | Diesel Oil | Wet Limestone | Low NOx Burner Technology w/ Closed-coupled/Separated OFA Selective Catalytic Reduction | Electrostatic Precipitator | 6895 | 9.6998 | COAL | 651 | 1957.5 | 0.0689 | 0.064768 | 9.6998
17543 | South Carolina Pub Serv Auth | 130 | Cross | SC | Berkeley | 4 | ST | OP | 652 | 600 | 600 |  | 10 | 2008 | BIT | PC | N | Y | N | Electric Utility |  |  |  |  | N | Y |  | Y |  |  |  | 4 | 2008 | 1040000 | [16 empty] | OP: OP; DP: SP; LS: LS; N: N | 2.5 | 97 | 1261 | 1765000 | 100 | OP | EK |  |  | 6 |  | 1 | 2.5 |  | 0.2 | 99.8 | 97 | 2100000 |  |  |  |  | COAL | SC | Cross | 130 | 4 | 2010 |  | ARP, CAIRNOX, CAIROS, CAIRSO2 | 8562.9 | 12 | 4699462.8 |  | 1415.95 | 0.0695 | 1620.232 | 4809505.178 | 46876292.49 | 4 |  | Berkeley | Electric Utility | 4911 | Electric Services | 33.3692 | -80.1119 | Santee Cooper (Owner/Operator) | Phase 2 |  | Operating | Tangentially-fired | Coal | Diesel Oil | Wet Limestone | Low NOx Burner Technology w/ Closed-coupled/Separated OFA Selective Catalytic Reduction | Electrostatic Precipitator | 7120 | 9.896 | COAL | 661 | 1949.1667 | 0.0695 | 0.060412 | 9.896
17543 | South Carolina Pub Serv Auth | 3317 | Dolphus M Grainger | SC | Horry | 1 | ST | OP | 81.6 | 83 | 85 |  | 6 | 1966 | BIT |  | N | Y | N | Electric Utility |  |  |  |  | N | Y |  | Y |  |  |  | 1 | 1966 | 206000 | [31 empty] | OP | EK |  |  | 5.5 |  | 1.2 | 2 |  | 0.2 | 98.5 | 528 | 1911400 |  |  |  |  | COAL | SC | Dolphus M Grainger | 3317 | 1 | 2010 |  | ARP, CAIRNOX, CAIROS, CAIRSO2 | 3496.71 | 12 | 197649.54 |  | 2568.998 | 0.457 | 488.181 | 216169.669 | 2106915.003 | 4 | Southeastern Electric Reliability Council | Horry | Electric Utility | 4911 | Electric Services | 33.8253 | -79.0528 | Santee Cooper (Operator) Central Electric Power Cooperative (Owner) | Phase 2 | Phase II Group 1 | Operating | Dry bottom wall-fired boiler | Coal | Residual Oil |  | Low NOx Burner Technology (Dry Bottom only) | Electrostatic Precipitator | 1031 | 10.4276 | COAL | 88 | 1982.3529 | 0.457 | 2.4386 | 10.4276
17543 | South Carolina Pub Serv Auth | 3317 | Dolphus M Grainger | SC | Horry | 2 | ST | OP | 81.6 | 83 | 85 |  | 6 | 1966 | BIT |  | N | Y | N | Electric Utility |  |  |  |  | N | Y |  | Y |  |  |  | 2 | 1966 | 189000 | [31 empty] | OP | EK |  |  | 5.5 |  | 1.5 | 2 |  | 0.2 | 98.5 | 528 | 1911400 |  |  |  |  | COAL | SC | Dolphus M Grainger | 3317 | 2 | 2010 |  | ARP, CAIRNOX, CAIROS, CAIRSO2 | 4324.21 | 12 | 245010.6 |  | 3027.339 | 0.4353 | 537.081 | 253228.444 | 2468126.776 | 4 | Southeastern Electric Reliability Council | Horry | Electric Utility | 4911 | Electric Services | 33.8253 | -79.0528 | Santee Cooper (Operator) Central Electric Power Cooperative (Owner) | Phase 2 | Phase II Group 1 | Operating | Dry bottom wall-fired boiler | Coal | Residual Oil |  | Low NOx Burner Technology (Dry Bottom only) | Electrostatic Precipitator | 1089 | 10.1082 | COAL | 92 | 1958.8235 | 0.4353 | 2.4531 | 10.0736
17543 | South Carolina Pub Serv Auth | 3318 | Hilton Head | SC | Beaufort | 1 | GT | OP | 26.6 | 19 | 20 |  | 8 | 1973 | DFO |  | N | Y | N | Electric Utility |  |  |  |  | N | [57 empty] | LIQUID | SC | Hilton Head Gas Turbine Site | 3318 | CT1 | 2010 | CP1 | CAIRNOX, CAIROS, CAIRSO2 | 13 | 12 | 110 |  | 0.538 | 1.2 | 1.292 |  | 2152.6 | 4 |  | Beaufort | Electric Utility |  |  | 32.2089 | -80.6994 | Santee Cooper (Owner/Operator) |  |  | Operating | Combustion turbine | Diesel Oil |  |  |  |  | 594 | 15.8437 | LIQUID | 20 | 500 | 1.2 | 0.49986 | 15.8437
17543 | South Carolina Pub Serv Auth | 3318 | Hilton Head | SC | Beaufort | 2 | GT | OP | 26.6 | 19 | 20 |  | 8 | 1974 | DFO |  | N | Y | N | Electric Utility |  |  |  |  | N | [57 empty] | LIQUID | SC | Hilton Head Gas Turbine Site | 3318 | CT2 | 2010 | CP1 | CAIRNOX, CAIROS, CAIRSO2 | 12 | 12 | 105 |  | 0.452 | 1.1998 | 1.083 |  | 1805.5 | 4 |  | Beaufort | Electric Utility |  |  | 32.2089 | -80.6994 | Santee Cooper (Owner/Operator) |  |  | Operating | Combustion turbine | Diesel Oil |  |  |  |  | 594 | 15.8437 | LIQUID | 20 | 500 | 1.1998 | 0.50069 | 15.8437
17543 | South Carolina Pub Serv Auth | 3318 | Hilton Head | SC | Beaufort | 3 | GT | OP | 64.7 | 52 | 60 |  | 4 | 1979 | DFO |  | N | Y | N | Electric Utility |  |  |  |  | N | [57 empty] | LIQUID | SC | Hilton Head Gas Turbine Site | 3318 | CT3 | 2010 | CP1 | CAIRNOX, CAIROS, CAIRSO2 | 19 | 12 | 393 |  | 1.996 | 0.3429 | 1.369 |  | 7983.7 | 4 |  | Beaufort | Electric Utility |  |  | 32.2089 | -80.6994 | Santee Cooper (Owner/Operator) |  |  | Operating | Combustion turbine | Diesel Oil |  |  | Water Injection |  | 700 | 15.8436 | LIQUID | 60 | 500 | 0.3429 | 0.50002 | 15.8436
17543 | South Carolina Pub Serv Auth | 3319 | Jefferies | SC | Berkeley | 1 | ST | OP | 50 | 42 | 44 |  | 1 | 1954 | RFO | WO | N | Y | N | Electric Utility |  |  |  |  | N | N | [5 empty] | 1 | 1954 | 55000 | [48 empty] | LIQUID | SC | Jefferies | 3319 | 1 | 2010 |  | ARP, CAIRNOX, CAIROS, CAIRSO2 | 315.25 | 12 | 6418.71 |  | 50.29 | 0.2355 | 11.654 | 7105.214 | 85437.785 | 4 | Southeastern Electric Reliability Council | Berkeley | Electric Utility | 4911 | Electric Services | 33.2422 | -79.9875 | Santee Cooper (Owner/Operator) | Phase 2 |  | Operating | Dry bottom wall-fired boiler | Other Oil |  |  |  | Cyclone | 598 | 12.7005 | LIQUID | 41 | 1963.4146 | 0.2355 | 1.1772 | 12.7005
17543 | South Carolina Pub Serv Auth | 3319 | Jefferies | SC | Berkeley | 2 | ST | OP | 50 | 42 | 44 |  | 1 | 1954 | RFO | WO | N | Y | N | Electric Utility |  |  |  |  | N | [6 empty] | 2 | 1954 | 55000 | [48 empty] | LIQUID | SC | Jefferies | 3319 | 2 | 2010 |  | ARP, CAIRNOX, CAIROS, CAIRSO2 | 394.33 | 12 | 9425.94 |  | 65.16 | 0.2229 | 18.143 | 10997.1 | 133207.634 | 4 | Southeastern Electric Reliability Council | Berkeley | Electric Utility | 4911 | Electric Services | 33.2422 | -79.9875 | Santee Cooper (Owner/Operator) | Phase 2 |  | Operating | Dry bottom wall-fired boiler | Other Oil |  |  |  | Cyclone | 609 | 13.0021 | LIQUID | 44 | 2000 | 0.2229 | 0.97832 | 13.0021
17543 | South Carolina Pub Serv Auth | 3319 | Jefferies | SC | Berkeley | 3 | ST | OP | 172.8 | 152 | 152 |  | 1 | 1970 | BIT |  | N | Y | N | Electric Utility |  |  |  |  | N | Y |  | Y |  |  |  | 3 | 1970 | 277500 | [31 empty] | OP | EK |  |  |  |  | 1.2 | 2 |  | 0.2 | 97¦¦ 96.3 | 315¦¦ 409 | 307000¦¦ 300000 |  |  |  |  | COAL | SC | Jefferies | 3319 | 3 | 2010 |  | ARP, CAIRNOX, CAIROS, CAIRSO2 | 3762.32 | 12 | 437158.18 |  | 5989.738 | 0.5116 | 1120.023 | 462133.451 | 4504231.891 | 4 | Southeastern Electric Reliability Council | Berkeley | Electric Utility | 4911 | Electric Services | 33.2422 | -79.9875 | Santee Cooper (Owner/Operator) | Phase 2 | Phase II Group 1 | Operating | Dry bottom wall-fired boiler | Coal |  |  | Low NOx Burner Technology (Dry Bottom only) | Electrostatic Precipitator | 1936 | 10.1411 | COAL | 169 | 1944.0789 | 0.5116 | 2.6596 | 10.1411
17543 | South Carolina Pub Serv Auth | 3319 | Jefferies | SC | Berkeley | 4 | ST | OP | 172.8 | 150 | 155 |  | 1 | 1970 | BIT |  | N | Y | N | Electric Utility |  |  |  |  | N | Y |  | Y |  |  |  | 4 | 1970 | 277500 | [31 empty] | OP | EK |  |  |  |  | 1.2 | 2 |  | 0.2 | 97¦¦ 96.3 | 315¦¦ 409 | 307000¦¦ 300000 |  |  |  |  | COAL | SC | Jefferies | 3319 | 4 | 2010 |  | ARP, CAIRNOX, CAIROS, CAIRSO2 | 2698.69 | 12 | 290035.34 |  | 4061.942 | 0.4667 | 713.156 | 310044.373 | 3021872.664 | 4 | Southeastern Electric Reliability Council | Berkeley | Electric Utility | 4911 | Electric Services | 33.2422 | -79.9875 | Santee Cooper (Owner/Operator) | Phase 2 | Phase II Group 1 | Operating | Dry bottom wall-fired boiler | Coal |  |  | Low NOx Burner Technology (Dry Bottom only) | Electrostatic Precipitator | 2013 | 10.3394 | COAL | 165 | 1967.7419 | 0.4667 | 2.6884 | 10.3394
17543 | South Carolina Pub Serv Auth | 3319 | Jefferies | SC | Berkeley | H1 | HY | OP | 30.6 | 29.3 | 29.3 |  | 12 | 1942 | WAT |  | N | Y | N | Electric Utility |  |  |  |  | N | [57 empty] | N/A | [39 empty] | 0 | 0 | 10.4
17543 | South Carolina Pub Serv Auth | 3319 | Jefferies | SC | Berkeley | H2 | HY | OP | 30.6 | 29.3 | 29.3 |  | 12 | 1942 | WAT |  | N | Y | N | Electric Utility |  |  |  |  | N | [57 empty] | N/A | [39 empty] | 0 | 0 | 10.4
17543 | South Carolina Pub Serv Auth | 3319 | Jefferies | SC | Berkeley | H3 | HY | OP | 30.6 | 29.3 | 29.3 |  | 12 | 1942 | WAT |  | N | Y | N | Electric Utility |  |  |  |  | N | [57 empty] | N/A | [39 empty] | 0 | 0 | 10.4
17543 | South Carolina Pub Serv Auth | 3319 | Jefferies | SC | Berkeley | H4 | HY | OP | 30.6 | 29.3 | 29.3 |  | 12 | 1942 | WAT |  | N | Y | N | Electric Utility |  |  |  |  | N | [57 empty] | N/A | [39 empty] | 0 | 0 | 10.4
17543 | South Carolina Pub Serv Auth | 3319 | Jefferies | SC | Berkeley | H6 | HY | OP | 10.2 | 11 | 11 |  | 12 | 1942 | WAT |  | N | Y | N | Electric Utility |  |  |  |  | N | [57 empty] | N/A | [39 empty] | 0 | 0 | 10.4
17543 | South Carolina Pub Serv Auth | 3320 | Myrtle Beach | SC | Horry | 1 | GT | OP | 11.5 | 8 | 10 |  | 8 | 1972 | DFO |  | N | Y | N | Electric Utility |  |  |  |  | N | N | [56 empty] | LIQUID | [39 empty] | 0.76754 | 0.26506 | 13.6254
17543 | South Carolina Pub Serv Auth | 3320 | Myrtle Beach | SC | Horry | 2 | GT | OP | 11.5 | 8 | 10 |  | 5 | 1962 | DFO |  | N | Y | N | Electric Utility |  |  |  |  | N | N | [56 empty] | LIQUID | [39 empty] | 0.92713 | 0.33418 | 12.5727
17543 | South Carolina Pub Serv Auth | 3320 | Myrtle Beach | SC | Horry | 3 | GT | OP | 26.6 | 19 | 20 |  | 5 | 1962 | DFO |  | N | Y | N | Electric Utility |  |  |  |  | N | N | [56 empty] | LIQUID | SC | Myrtle Beach Gas Turbine Site | 3320 | CT3 | 2010 | CP1 | CAIRNOX, CAIROS, CAIRSO2 | 31 | 12 | 303 |  | 4.225 | 1.2 | 10.138 |  | 16897.1 | 4 |  | Horry | Electric Utility |  |  | 33.7089 | -78.9233 | Santee Cooper (Owner/Operator) |  |  | Operating | Combustion turbine | Diesel Oil |  |  |  |  | 270.3 | 19.6297 | LIQUID | 23 | 425 | 1.2 | 0.50009 | 19.6297
17543 | South Carolina Pub Serv Auth | 3320 | Myrtle Beach | SC | Horry | 4 | GT | OP | 26.6 | 19 | 20 |  | 8 | 1972 | DFO |  | N | Y | N | Electric Utility |  |  |  |  | N | [57 empty] | LIQUID | SC | Myrtle Beach Gas Turbine Site | 3320 | CT4 | 2010 | CP1 | CAIRNOX, CAIROS, CAIRSO2 | 34 | 12 | 343 |  | 3.867 | 1.2 | 9.28 |  | 15467.3 | 4 |  | Horry | Electric Utility |  |  | 33.7089 | -78.9233 | Santee Cooper (Owner/Operator) |  |  | Operating | Combustion turbine | Diesel Oil |  |  |  |  | 270.3 | 19.6208 | LIQUID | 24 | 400 | 1.2 | 0.50002 | 19.6208
17543 | South Carolina Pub Serv Auth | 3320 | Myrtle Beach | SC | Horry | 5 | GT | OP | 35.3 | 21 | 25 |  | 6 | 1976 | DFO |  | N | Y | N | Electric Utility |  |  |  |  | N | [57 empty] | LIQUID | SC | Myrtle Beach Gas Turbine Site | 3320 | CT5 | 2010 | CP1 | CAIRNOX, CAIROS, CAIRSO2 | 45 | 12 | 498 |  | 5.647 | 1.2 | 13.553 |  | 22587.5 | 4 |  | Horry | Electric Utility |  |  | 33.7089 | -78.9233 | Santee Cooper (Owner/Operator) |  |  | Operating | Combustion turbine | Diesel Oil |  |  |  |  | 352 | 19.8108 | LIQUID | 32 | 360 | 1.2 | 0.50001 | 19.8108
17543 | South Carolina Pub Serv Auth | 6249 | Winyah | SC | Georgetown | 1 | ST | OP | 315 | 275 | 280 |  | 3 | 1975 | BIT |  | N | Y | N | Electric Utility |  |  |  |  | N | Y |  | Y |  |  |  | 1 | 1975 | 530000 | [16 empty] | OP: OP; DP: SP; LS: LS; N: N | 1.8 | 95 | 352 | 980176 | 100 | OP | EK |  |  |  |  | 1.2 | 1.8 |  | 0.2 | 99 | 227 | 881000 |  |  |  |  | COAL | SC | Winyah | 6249 | 1 | 2010 |  | ARP, CAIRNOX, CAIROS, CAIRSO2 | 6393.2 | 12 | 1566389.57 |  | 262.127 | 0.0878 | 649.903 | 1570323.146 | 15305312.21 | 4 | Southeastern Electric Reliability Council | Georgetown | Electric Utility | 4911 | Electric Services | 33.3303 | -79.3611 | Santee Cooper (Owner/Operator) | Phase 2 | Phase II Group 1 | Operating | Dry bottom wall-fired boiler | Coal |  | Wet Limestone | Low NOx Burner Technology w/ Overfire Air Selective Catalytic Reduction | Electrostatic Precipitator | 3224 | 9.64 | COAL | 312 | 1942.8571 | 0.0878 | 0.034253 | 9.64
17543 | South Carolina Pub Serv Auth | 6249 | Winyah | SC | Georgetown | 2 | ST | OP | 315 | 285 | 290 |  | 7 | 1977 | BIT |  | N | Y | N | Electric Utility |  |  |  |  | N | Y |  | Y |  |  |  | 2 | 1977 | 563640 | [16 empty] | OP: OP; DP: SP; LS: LS; N: N | 1.8 | 95 | 352 | 980176 | 100 | OP | EK | WS |  |  |  | 1.2 | 1.8 |  | 0.2 | 99.4 | 196 | 881500 | OP | LN | OV | LA | COAL | SC | Winyah | 6249 | 2 | 2010 |  | ARP, CAIRNOX, CAIROS, CAIRSO2 | 6589.76 | 12 | 1584638.17 |  | 574.687 | 0.1084 | 848.882 | 1638166.815 | 15966538.44 | 4 | Southeastern Electric Reliability Council | Georgetown | Electric Utility | 4911 | Electric Services | 33.3303 | -79.3611 | Santee Cooper (Owner/Operator) | Phase 2 | Phase II Group 1 | Operating | Dry bottom turbo-fired boiler | Coal |  | Wet Limestone | Overfire Air Selective Catalytic Reduction | Electrostatic Precipitator | 3858 | 9.8948 | COAL | 316 | 1955.1724 | 0.1084 | 0.071986 | 9.8948
17543 | South Carolina Pub Serv Auth | 6249 | Winyah | SC | Georgetown | 3 | ST | OP | 315 | 285 | 290 |  | 5 | 1980 | BIT |  | N | Y | N | Electric Utility |  |  |  |  | N | Y |  | Y |  |  |  | 3 | 1980 | 509380 | [16 empty] | OP: OP; DP: SP; LS: LS; N: N | 1.8 | 90 | 1230 | 642624 | 82 | OP | EK | WS |  | 1.2 |  | 1.2 | 1.8 |  | 0.2 | 99.4 | 196 | 881500 | OP | LN | OV | LA | COAL | SC | Winyah | 6249 | 3 | 2010 |  | ARP, CAIRNOX, CAIROS, CAIRSO2 | 6672.29 | 12 | 1737600.59 |  | 2341.65 | 0.1063 | 852.043 | 1695344.508 | 16523827.19 | 4 | Southeastern Electric Reliability Council | Georgetown | Electric Utility | 4911 | Electric Services | 33.3303 | -79.3611 | Santee Cooper (Owner/Operator) | Phase 2 | Phase II Group 1 | Operating | Dry bottom turbo-fired boiler | Coal |  | Wet Limestone | Selective Catalytic Reduction | Electrostatic Precipitator | 3864 | 9.48 | COAL | 316 | 1955.1724 | 0.1063 | 0.28343 | 9.48
17543 | South Carolina Pub Serv Auth | 6249 | Winyah | SC | Georgetown | 4 | ST | OP | 315 | 285 | 290 |  | 11 | 1981 | BIT |  | N | Y | N | Electric Utility |  |  |  |  | N | Y |  | Y |  |  |  | 4 | 1981 | 584580 | [16 empty] | OP: OP; DP: SP; LS: LS; N: N | 1.8 | 90.4 | 1240 | 797150 | 100 | OP | EK | WS |  |  |  | 1.2 | 1.8 |  | 0.2 | 99.4 | 196 | 881500 | OP | LN | OV | LA | COAL | SC | Winyah | 6249 | 4 | 2010 |  | ARP, CAIRNOX, CAIROS, CAIRSO2 | 7096.51 | 12 | 1827238.61 |  | 1818.754 | 0.1146 | 1035.33 | 1902098.124 | 18538945.83 | 4 | Southeastern Electric Reliability Council | Georgetown | Electric Utility | 4911 | Electric Services | 33.3303 | -79.3611 | Santee Cooper (Owner/Operator) | Phase 2 | Phase II Group 1 | Operating | Dry bottom turbo-fired boiler | Coal |  | Wet Limestone | Selective Catalytic Reduction | Electrostatic Precipitator | 3605 | 10.073 | COAL | 316 | 1955.1724 | 0.1146 | 0.19621 | 10.073
17543 | South Carolina Pub Serv Auth | 7834 | John S Rainey | SC | Anderson | CT1A | CT | OP | 165 | 150 | 180 |  | 9 | 2001 | NG | DFO | Y | Y | N | Electric Utility |  |  |  |  | N | [57 empty] | GAS | SC | John S. Rainey Generating Station | 7834 | CT1A | 2010 |  | ARP, CAIRNOX, CAIROS, CAIRSO2 | 7288.82 | 12 | 824663.11 |  | 2.879 | 0.0142 | 67.464 | 570215.328 | 9594955.767 | 4 |  | Anderson | Electric Utility | 4911 | Electric Services | 34.3477 | -82.776 | Santee Cooper (Owner/Operator) | Phase 2 |  | Operating | Combined cycle | Pipeline Natural Gas | Diesel Oil |  | Selective Catalytic Reduction Dry Low NOx Burners Water Injection |  | 1850 | 10.6931 | GAS | 177 | 1991.5254 | 0.0142 | 0.0006 | 10.6931
17543 | South Carolina Pub Serv Auth | 7834 | John S Rainey | SC | Anderson | CT1B | CT | OP | 165 | 150 | 180 |  | 9 | 2001 | NG | DFO | Y | Y | N | Electric Utility |  |  |  |  | N | [57 empty] | GAS | SC | John S. Rainey Generating Station | 7834 | CT1B | 2010 |  | ARP, CAIRNOX, CAIROS, CAIRSO2 | 6863.71 | 12 | 792137.28 |  | 2.784 | 0.013 | 61.857 | 551493.587 | 9279992.899 | 4 |  | Anderson | Electric Utility | 4911 | Electric Services | 34.3477 | -82.776 | Santee Cooper (Owner/Operator) | Phase 2 |  | Operating | Combined cycle | Pipeline Natural Gas | Diesel Oil |  | Selective Catalytic Reduction Dry Low NOx Burners Water Injection |  | 1850 | 10.7467 | GAS | 179 | 1997.2067 | 0.013 | 0.0006 | 10.7467
17543 | South Carolina Pub Serv Auth | 7834 | John S Rainey | SC | Anderson | CT2A | GT | OP | 165 | 146 | 180 |  | 3 | 2002 | NG | DFO | Y | Y | N | Electric Utility |  |  |  |  | N | [57 empty] | GAS | SC | John S. Rainey Generating Station | 7834 | CT2A | 2010 |  | ARP, CAIRNOX, CAIROS, CAIRSO2 | 1326.03 | 12 | 136955.38 |  | 0.495 | 0.0397 | 27.402 | 98041.837 | 1649751.918 | 4 |  | Anderson | Electric Utility | 4911 | Electric Services | 34.3477 | -82.776 | Santee Cooper (Owner/Operator) | Phase 2 |  | Operating | Combustion turbine | Pipeline Natural Gas | Diesel Oil |  | Dry Low NOx Burners Water Injection |  | 1895 | 10.707 | GAS | 186 | 1983.3333 | 0.0397 | 0.0006 | 10.707
17543 | South Carolina Pub Serv Auth | 7834 | John S Rainey | SC | Anderson | CT2B | GT | OP | 165 | 146 | 180 |  | 5 | 2002 | NG | DFO | Y | Y | N | Electric Utility |  |  |  |  | N | [57 empty] | GAS | SC | John S. Rainey Generating Station | 7834 | CT2B | 2010 |  | ARP, CAIRNOX, CAIROS, CAIRSO2 | 1293.96 | 12 | 131278.11 |  | 0.462 | 0.0388 | 24.524 | 91538.512 | 1540342.806 | 4 |  | Anderson | Electric Utility | 4911 | Electric Services | 34.3477 | -82.776 | Santee Cooper (Owner/Operator) | Phase 2 |  | Operating | Combustion turbine | Pipeline Natural Gas | Diesel Oil |  | Dry Low NOx Burners Water Injection |  | 1895 | 10.3335 | GAS | 185 | 1986.1111 | 0.0388 | 0.0006 | 10.3335
17543 | South Carolina Pub Serv Auth | 7834 | John S Rainey | SC | Anderson | CT3A | GT | OP | 84 | 75 | 90 |  | 1 | 2004 | NG |  | N | Y | N | Electric Utility |  |  |  |  | N | [57 empty] | GAS | SC | John S. Rainey Generating Station | 7834 | CT3 | 2010 |  | ARP, CAIRNOX, CAIROS, CAIRSO2 | 421.98 | 12 | 20564.9 |  | 0.085 | 0.0311 | 4.364 | 16610.9 | 281555.8 | 4 |  | Anderson | Electric Utility | 4911 | Electric Services | 34.3477 | -82.776 | Santee Cooper (Owner/Operator) | Phase 2 |  | Operating | Combustion turbine | Pipeline Natural Gas |  |  |  |  | 874.6 | 13.5976 | GAS | 89 | 494.382 | 0.0311 | 0.000604 | 13.5976
17543 | South Carolina Pub Serv Auth | 7834 | John S Rainey | SC | Anderson | CT3B | GT | OP | 84 | 75 | 90 |  | 1 | 2004 | NG |  | N | Y | N | Electric Utility |  |  |  |  | N | [57 empty] | GAS | SC | John S. Rainey Generating Station | 7834 | CT3 | 2010 |  | ARP, CAIRNOX, CAIROS, CAIRSO2 | 421.98 | 12 | 20564.9 |  | 0.085 | 0.0311 | 4.364 | 16610.9 | 281555.8 | 4 |  | Anderson | Electric Utility | 4911 | Electric Services | 34.3477 | -82.776 | Santee Cooper (Owner/Operator) | Phase 2 |  | Operating | Combustion turbine | Pipeline Natural Gas |  |  |  |  | 874.6 | 13.5976 | GAS | 89 | 494.382 | 0.0311 | 0.000604 | 13.5976
17543 | South Carolina Pub Serv Auth | 7834 | John S Rainey | SC | Anderson | CT4A | GT | OP | 84 | 75 | 90 |  | 1 | 2004 | NG |  | N | Y | N | Electric Utility | [62 empty] | GAS | SC | John S. Rainey Generating Station | 7834 | CT4 | 2010 |  | ARP, CAIRNOX, CAIROS, CAIRSO2 | 369.97 | 12 | 17689.99 |  | 0.074 | 0.0311 | 3.782 | 14394.6 | 243928.5 | 4 |  | Anderson | Electric Utility | 4911 | Electric Services | 34.3477 | -82.776 | Santee Cooper (Owner/Operator) | Phase 2 |  | Operating | Combustion turbine | Pipeline Natural Gas |  |  |  |  | 874.6 | 13.6126 | GAS | 90 | 500 | 0.0311 | 0.000607 | 13.6126
17543 | South Carolina Pub Serv Auth | 7834 | John S Rainey | SC | Anderson | ST1S | CA | OP | 190 | 160 | 190 |  | 9 | 2001 | NG |  | N | Y | N | Electric Utility |  |  |  |  | N | [57 empty] | GAS | [39 empty] | 0 | 0 | 10.4
17543 | South Carolina Pub Serv Auth | 3321 | Spillway | SC | Berkeley | 1 | HY | OP | 2 | 2 | 2 |  | 8 | 1950 | WAT |  | N | Y | N | Electric Utility |  |  |  |  | N | [57 empty] | N/A | [39 empty] | 0 | 0 | 10.4
17543 | South Carolina Pub Serv Auth | 7814 | Webb Forging | SC | Union | 1 | IC | OP | 2.9 | 2.4 | 2.4 |  | 7 | 2003 | DFO |  | N | Y | N | Electric Utility |  |  |  |  | N | [57 empty] | LIQUID | [39 empty] | 0.7385 | 0.025484 | 12.5895
17543 | South Carolina Pub Serv Auth | 7814 | Webb Forging | SC | Union | 2 | IC | OP | 2.9 | 2.4 | 2.4 |  | 7 | 2003 | DFO |  | N | Y | N | Electric Utility |  |  |  |  | N | [57 empty] | LIQUID | [39 empty] | 0.7385 | 0.025484 | 12.5895
17543 | South Carolina Pub Serv Auth | 7957 | Sediver | SC | York | 1 | IC | OP | 2.9 | 2.4 | 2.4 |  | 7 | 2003 | DFO |  | N | Y | N | Electric Utility |  |  |  |  | N | [57 empty] | LIQUID | [39 empty] | 0.7385 | 0.025484 | 12.5895
17543 | South Carolina Pub Serv Auth | 7958 | Horry Land Fill Gas Site | SC | Horry | HG1 | IC | OP | 1 | 1.1 | 1.1 |  | 8 | 2001 | LFG |  | N | Y | N | Electric Utility |  |  |  |  | N | [57 empty] | GAS | [39 empty] | 1.1659 | 0.0016829 | 10.4
17543 | South Carolina Pub Serv Auth | 7958 | Horry Land Fill Gas Site | SC | Horry | HG2 | IC | OP | 1 | 1.1 | 1.1 |  | 8 | 2001 | LFG |  | N | Y | N | Electric Utility |  |  |  |  | N | [57 empty] | GAS | [39 empty] | 1.1659 | 0.0016829 | 10.4
17543 | South Carolina Pub Serv Auth | 7958 | Horry Land Fill Gas Site | SC | Horry | HG3 | IC | OP | 1.1 | 1.1 | 1.1 |  | 3 | 2003 | LFG |  | N | Y | N | Electric Utility |  |  |  |  | N | [57 empty] | GAS | [39 empty] | 1.1659 | 0.0016829 | 10.4
17543 | South Carolina Pub Serv Auth | 56120 | Lee County Landfill | SC | Lee | L1 | IC | OP | 1.9 | 1.8 | 1.8 |  | 1 | 2005 | LFG |  | N | Y | N | Electric Utility |  |  |  |  | N | [57 empty] | GAS | [39 empty] | 1.1659 | 0.0016829 | 10.4
17543 | South Carolina Pub Serv Auth | 56120 | Lee County Landfill | SC | Lee | L2 | IC | OP | 1.9 | 1.8 | 1.8 |  | 1 | 2005 | LFG |  | N | Y | N | Electric Utility |  |  |  |  | N | [57 empty] | GAS | [39 empty] | 1.1659 | 0.0016829 | 10.4
17543 | South Carolina Pub Serv Auth | 56120 | Lee County Landfill | SC | Lee | L3 | IC | OP | 1.9 | 1.8 | 1.8 |  | 1 | 2005 | LFG |  | N | Y | N | Electric Utility |  |  |  |  | N | [57 empty] | GAS | [39 empty] | 1.1659 | 0.0016829 | 10.4
17543 | South Carolina Pub Serv Auth | 56120 | Lee County Landfill | SC | Lee | L4 | GT | OP | 5.5 | 5.2 | 5.2 |  | 9 | 2006 | LFG |  | N | Y | N | Electric Utility |  |  |  |  | N | [57 empty] | GAS | [39 empty] | 0.0016829 | 0.0016829 | 10.4
17543 | South Carolina Pub Serv Auth | 56121 | Anderson Regional Landfill | SC | Anderson | A2 | IC | OP | 1.6 | 1.1 | 1.1 |  | 7 | 2008 | LFG |  | N | Y | N | Electric Utility |  |  |  |  | N | [57 empty] | GAS | [39 empty] | 1.1659 | 0.0016829 | 10.4
17543 | South Carolina Pub Serv Auth | 56121 | Anderson Regional Landfill | SC | Anderson | A3 | IC | OP | 1.6 | 1.1 | 1.1 |  | 7 | 2008 | LFG |  | N | Y | N | Electric Utility |  |  |  |  | N | [57 empty] | GAS | [39 empty] | 1.1659 | 0.0016829 | 10.4
17543 | South Carolina Pub Serv Auth | 56122 | Richland County Landfill | SC | Richland | R1 | GT | OP | 5.7 | 5.5 | 5.5 |  | 1 | 2006 | LFG |  | N | Y | N | Electric Utility |  |  |  |  | N | [57 empty] | GAS | [39 empty] | 0.0016829 | 0.0016829 | 10.4
17543 | South Carolina Pub Serv Auth | 56122 | Richland County Landfill | SC | Richland | R2 | IC | OP | 1.6 | 1.6 | 1.6 |  | 12 | 2010 | LFG |  | N | Y | N | Electric Utility |  |  |  |  | N | [57 empty] | GAS | [39 empty] | 1.1659 | 0.0016829 | 10.4
17543 | South Carolina Pub Serv Auth | 56122 | Richland County Landfill | SC | Richland | R3 | IC | OP | 1.6 | 1.6 | 1.6 |  | 12 | 2010 | LFG |  | N | Y | N | Electric Utility |  |  |  |  | N | [57 empty] | GAS | [39 empty] | 1.1659 | 0.0016829 | 10.4
17543 | South Carolina Pub Serv Auth | 56129 | Thermal Kem | SC | Berkeley | 1 | IC | OP | 2.9 | 2.4 | 2.4 |  | 7 | 2003 | DFO |  | N | Y | N | Electric Utility |  |  |  |  | N | [57 empty] | LIQUID | [39 empty] | 0.7385 | 0.025484 | 12.5895
17543 | South Carolina Pub Serv Auth | 56131 | Valenite | SC | Oconee | 1 | IC | OP | 2.9 | 2.4 | 2.4 |  | 7 | 2003 | DFO |  | N | Y | N | Electric Utility |  |  |  |  | N | [57 empty] | LIQUID | [39 empty] | 0.7385 | 0.025484 | 12.5895
17543 | South Carolina Pub Serv Auth | 56132 | Honea Path | SC | Abbeville | 1 | IC | OP | 2.9 | 2.4 | 2.4 |  | 7 | 2003 | DFO |  | N | Y | N | Electric Utility |  |  |  |  | N | [57 empty] | LIQUID | [39 empty] | 0.7385 | 0.025484 | 12.5895
17543 | South Carolina Pub Serv Auth | 56995 | Georgetown LFGTE | SC | Georgetown | G1 | IC | OP | 1.1 | 1.1 | 1.1 |  | 1 | 2010 | LFG |  | N | Y | N | Electric Utility |  |  |  |  | N | [57 empty] | GAS | [39 empty] | 1.1659 | 0.0016829 | 10.4
17543 | South Carolina Pub Serv Auth | 57945 | Berkeley County Landfill | SC | Berkeley | B1 | IC | OP | 1.6 | 1.6 | 1.6 |  | 2 | 2011 | LFG |  | N | Y | N | Electric Utility |  |  |  |  | N | [57 empty] | GAS | [39 empty] | 1.1659 | 0.0016829 | 10.4
17543 | South Carolina Pub Serv Auth | 57945 | Berkeley County Landfill | SC | Berkeley | B2 | IC | OP | 1.6 | 1.6 | 1.6 |  | 2 | 2011 | LFG |  | N | Y | N | Electric Utility |  |  |  |  | N | [57 empty] | GAS | [39 empty] | 1.1659 | 0.0016829 | 10.4
17554 | South Carolina Genertg Co, Inc | 3298 | Williams | SC | Berkeley | 1 | GT | OP | 26.9 | 20 | 26 |  | 6 | 1972 | NG | DFO | Y | Y | N | Electric Utility |  |  |  |  | N | [57 empty] | GAS | SC | Williams | 3298 | WIL4 | 2010 |  | CAIRNOX, CAIROS, CAIRSO2 | 23.19 | 12 | 447.29 |  | 0.138 | 0.7334 | 3.073 |  | 8390.3 | 4 | Southeastern Electric Reliability Council | Berkeley | Electric Utility | 4911 | Electric Services | 33.0163 | -79.9285 | South Carolina Generating Company (Owner/Operator) |  |  | Operating | Combustion turbine | Diesel Oil | Pipeline Natural Gas |  |  |  | 361.8 | 15.7629 | LIQUID | 25 | -370 | 0.7334 | 0.032895 | 15.7629
17554 | South Carolina Genertg Co, Inc | 3298 | Williams | SC | Berkeley | 2 | GT | OP | 26.9 | 20 | 26 |  | 6 | 1972 | NG | DFO | Y | Y | N | Electric Utility |  |  |  |  | N | [57 empty] | GAS | SC | Williams | 3298 | WIL4 | 2010 |  | CAIRNOX, CAIROS, CAIRSO2 | 23.19 | 12 | 447.29 |  | 0.138 | 0.7334 | 3.073 |  | 8390.3 | 4 | Southeastern Electric Reliability Council | Berkeley | Electric Utility | 4911 | Electric Services | 33.0163 | -79.9285 | South Carolina Generating Company (Owner/Operator) |  |  | Operating | Combustion turbine | Diesel Oil | Pipeline Natural Gas |  |  |  | 361.8 | 15.7629 | LIQUID | 25 | -370 | 0.7334 | 0.032895 | 15.7629
17554 | South Carolina Genertg Co, Inc | 3298 | Williams | SC | Berkeley | ST1 | ST | OP | 632.7 | 605 | 610 |  | 7 | 1973 | BIT | DFO | N | Y | N | Electric Utility |  |  |  |  | N | Y |  | N | Y | [21 empty] | OP: OP; DP: SP; LS: LS; N: N | 2.5 | 97 | 665 | 1773000 | 100 | OP | EK |  |  | 8 |  | 1.5 |  |  |  | 99.8 | 295 | 2800000 |  |  |  |  | COAL | SC | Williams | 3298 | WIL1 | 2010 |  | ARP, CAIRNOX, CAIROS, CAIRSO2 | 6602.38 | 12 | 3672097.44 |  | 946.904 | 0.1255 | 2023.19 | 3378220.876 | 32926098.29 | 4 | Southeastern Electric Reliability Council | Berkeley | Electric Utility | 4911 | Electric Services | 33.0163 | -79.9285 | South Carolina Generating Company (Owner/Operator) | Phase 2 | Phase II Group 1 | Operating | Tangentially-fired | Coal | Residual Oil | Wet Limestone | Low NOx Burner Technology w/ Closed-coupled OFA Selective Catalytic Reduction | Electrostatic Precipitator | 7077 | 8.9518 | COAL | 652 | 465.5738 | 0.1255 | 0.057517 | 8.9518
17555 | South Eastern Elec Devt Corp | 55138 | Lee County | AL | LEE | UN1 | GT | OP | 51.5 | 50 | 50 |  | 6 | 1999 | NG |  | N | Y | N | IPP Non-CHP | [62 empty] | GAS | AL | Discover | 55138 | 1A | 2010 |  | CAIRNOX, CAIROS, CAIRSO2 | 84.15 | 12 | 2027.98 |  | 0.008 | 0.2353 | 3.665 |  | 28266.14 | 4 | Southeastern Electric Reliability Council | Lee | Electric Utility |  |  | 32.5412 | -85.0384 | South Eastern Electric Development Corp (Owner/Operator) |  |  | Operating | Combustion turbine | Pipeline Natural Gas |  |  | Water Injection |  | 415 | 13.625 | GAS | 28 | 107.1429 | 0.2353 | 0.000566 | 13.625
17555 | South Eastern Elec Devt Corp | 55138 | Lee County | AL | LEE | UN2 | GT | OP | 51.5 | 50 | 50 |  | 6 | 1999 | NG |  | N | Y | N | IPP Non-CHP | [62 empty] | GAS | AL | Discover | 55138 | 2B | 2010 |  | CAIRNOX, CAIROS, CAIRSO2 | 80.63 | 12 | 2027.91 |  | 0.009 | 0.2228 | 3.163 |  | 28653.65 | 4 | Southeastern Electric Reliability Council | Lee | Electric Utility |  |  | 32.5412 | -85.0384 | South Eastern Electric Development Corp (Owner/Operator) |  |  | Operating | Combustion turbine | Pipeline Natural Gas |  |  | Water Injection |  | 415 | 13.9691 | GAS | 29 | 137.931 | 0.2228 | 0.000628 | 13.9691
17555 | South Eastern Elec Devt Corp | 56015 | Bainbridge | GA | Decatur | SEG1 | GT | OP | 40 | 37 | 40 |  | 7 | 2000 | DFO |  | N | Y | N | IPP Non-CHP | [62 empty] | LIQUID | GA | SEGCO Bainbridge | 56015 | P1A | 2010 |  | CAIRNOX, CAIRSO2 | 5.16 | 12 | 41.71 |  | 0.156 | 1.2005 | 0.926 |  | 1543 | 4 | Southeastern Electric Reliability Council | Decatur | Electric Utility |  |  | 30.9111 | -84.5472 | South Eastern Generating Corporation (Owner/Operator) |  |  | Operating | Combustion turbine | Diesel Oil |  |  | Water Injection |  | 299 | 12.2729 | LIQUID | 20 | 0 | 1.2005 | 0.2022 | 12.2729
17555 | South Eastern Elec Devt Corp | 56015 | Bainbridge | GA | Decatur | SEGC | GT | OP | 40 | 37 | 40 |  | 7 | 2000 | DFO |  | N | Y | N | IPP Non-CHP | [62 empty] | LIQUID | GA | SEGCO Bainbridge | 56015 | P1A | 2010 |  | CAIRNOX, CAIRSO2 | 5.16 | 12 | 41.71 |  | 0.156 | 1.2005 | 0.926 |  | 1543 | 4 | Southeastern Electric Reliability Council | Decatur | Electric Utility |  |  | 30.9111 | -84.5472 | South Eastern Generating Corporation (Owner/Operator) |  |  | Operating | Combustion turbine | Diesel Oil |  |  | Water Injection |  | 299 | 12.2729 | LIQUID | 20 | -500 | 1.2005 | 0.2022 | 12.2729
17566 | South Houston Green Power LP | 52132 | Power Station 4 | TX | Galveston | GEN1 | CT | OP | 78.2 | 69 | 78 |  | 9 | 1986 | NG |  | N | N | Y | Industrial CHP |  |  |  |  | N | [57 empty] | GAS | [39 empty] | 0.057044 | 0.0008062 | 11.4969
17566 | South Houston Green Power LP | 52132 | Power Station 4 | TX | Galveston | GEN2 | CT | OP | 78.2 | 69 | 78 |  | 9 | 1986 | NG |  | N | N | Y | Industrial CHP |  |  |  |  | N | [57 empty] | GAS | [39 empty] | 0.057044 | 0.0008062 | 11.4969
17566 | South Houston Green Power LP | 55470 | Green Power 2 | TX | Galveston | ST1 | CA | OP | 110 | 110 | 110 |  | 12 | 2003 | NG | OG | N | Y | Y | Industrial CHP |  |  |  |  | N | [6 empty] | STACK1¦¦STACK2¦¦STACK3 | 2003 | 628225 | [48 empty] | GAS | [39 empty] | 0 | 0 | 10.4
17566 | South Houston Green Power LP | 55470 | Green Power 2 | TX | Galveston | ST805 | CA | OP | 250 | 241.5 | 241.5 |  | 5 | 2009 | NG | OG | N | Y | Y | Industrial CHP |  |  |  |  | N | [6 empty] | STACK1¦¦STACK2¦¦STACK3 | 2003 | 628225 | [48 empty] | GAS | [39 empty] | 0 | 0 | 10.4
17566 | South Houston Green Power LP | 55470 | Green Power 2 | TX | Galveston | TR1 | CT | OP | 167 | 158 | 165 |  | 12 | 2003 | NG |  | N | Y | Y | Industrial CHP |  |  |  |  | N | [57 empty] | GAS | TX | South Houston Green Power Site | 55470 | EPN802 | 2010 |  | ARP, CAIRNOX, CAIRSO2 | 7263.33 | 12 |  | 5406120.57 | 37.265 | 0.0115 | 83.979 | 871930.379 | 14671950.77 | 6 |  | Galveston | Cogeneration |  |  | 29.3775 | -94.9328 | CSGP Services, LP (Operator) South Houston Green Power, LP (Owner) | Phase 2 |  | Operating | Combined cycle | Pipeline Natural Gas | Process Gas |  | Dry Low NOx Burners Selective Catalytic Reduction |  | 2400 | 10.4 | GAS | 135.5982 | -108.415 | 0.0115 | 0.0050798 | 9.55
17566 | South Houston Green Power LP | 55470 | Green Power 2 | TX | Galveston | TR2 | CT | OP | 167 | 158 | 165 |  | 12 | 2003 | NG |  | N | Y | Y | Industrial CHP |  |  |  |  | N | [57 empty] | GAS | TX | South Houston Green Power Site | 55470 | EPN802 | 2010 |  | ARP, CAIRNOX, CAIRSO2 | 7263.33 | 12 |  | 5406120.57 | 37.265 | 0.0115 | 83.979 | 871930.379 | 14671950.77 | 6 |  | Galveston | Cogeneration |  |  | 29.3775 | -94.9328 | CSGP Services, LP (Operator) South Houston Green Power, LP (Owner) | Phase 2 |  | Operating | Combined cycle | Pipeline Natural Gas | Process Gas |  | Dry Low NOx Burners Selective Catalytic Reduction |  | 2400 | 10.4 | GAS | 135.5982 | -108.415 | 0.0115 | 0.0050798 | 9.55
17566 | South Houston Green Power LP | 55470 | Green Power 2 | TX | Galveston | TR3 | CT | OP | 167 | 158 | 165 |  | 12 | 2003 | NG |  | N | Y | Y | Industrial CHP |  |  |  |  | N | [57 empty] | GAS | TX | South Houston Green Power Site | 55470 | EPN802 | 2010 |  | ARP, CAIRNOX, CAIRSO2 | 7263.33 | 12 |  | 5406120.57 | 37.265 | 0.0115 | 83.979 | 871930.379 | 14671950.77 | 6 |  | Galveston | Cogeneration |  |  | 29.3775 | -94.9328 | CSGP Services, LP (Operator) South Houston Green Power, LP (Owner) | Phase 2 |  | Operating | Combined cycle | Pipeline Natural Gas | Process Gas |  | Dry Low NOx Burners Selective Catalytic Reduction |  | 2400 | 10.4 | GAS | 135.5982 | -108.415 | 0.0115 | 0.0050798 | 9.55
17568 | South Mississippi El Pwr Assn | 2068 | Benndale | MS | George | 1 | GT | OP | 16.2 | 14 | 16.2 |  | 10 | 1969 | NG |  | N | Y | N | Electric Utility |  |  |  |  | N | [57 empty] | GAS | [39 empty] | 0.28303 | 0.0040546 | 11.5467
17568 | South Mississippi El Pwr Assn | 2070 | Moselle | MS | Jones | 1 | ST | OP | 59 | 59 | 59 |  | 8 | 1970 | NG | RFO | Y | Y | N | Electric Utility | CA |  | 2012 |  | N | [6 empty] | 1 | 1970 | 61000 | [48 empty] | GAS | MS | Moselle Generating Plant | 2070 | 1 | 2010 |  | ARP, CAIRNOX, CAIROS, CAIRSO2 | 3460.15 | 12 | 87423.04 |  | 0.29 | 0.2995 | 153.277 | 57393.159 | 965734.429 | 4 | Southeastern Electric Reliability Council | Jones | Electric Utility | 4911 | Electric Services | 31.5289 | -89.2992 | South Mississippi Elec. Power Assoc (Owner/Operator) | Phase 2 |  | Operating | Dry bottom wall-fired boiler | Pipeline Natural Gas | Diesel Oil |  |  |  | 830 | 10.5871 | GAS | 58 | 1991.3793 | 0.2995 | 0.000601 | 10.5871
17568 | South Mississippi El Pwr Assn | 2070 | Moselle | MS | Jones | 2 | ST | OP | 59 | 59 | 59 |  | 8 | 1970 | NG | RFO | Y | Y | N | Electric Utility | CA |  | 2012 |  | N | [6 empty] | 2 | 1970 | 61000 | [48 empty] | GAS | MS | Moselle Generating Plant | 2070 | 2 | 2010 |  | ARP, CAIRNOX, CAIROS, CAIRSO2 | 3090.15 | 12 | 81959.29 |  | 0.262 | 0.2416 | 115.418 | 51880.58 | 872988.235 | 4 | Southeastern Electric Reliability Council | Jones | Electric Utility | 4911 | Electric Services | 31.5289 | -89.2992 | South Mississippi Elec. Power Assoc (Owner/Operator) | Phase 2 |  | Operating | Dry bottom wall-fired boiler | Pipeline Natural Gas | Diesel Oil |  |  |  | 708 | 10.3971 | GAS | 59 | 2000 | 0.2416 | 0.0006 | 10.3971
17568 | South Mississippi El Pwr Assn | 2070 | Moselle | MS | Jones | 3 | ST | OP | 59 | 59 | 59 |  | 8 | 1970 | NG | RFO | Y | Y | N | Electric Utility |  |  |  |  | N | [6 empty] | 3 | 1970 | 61000 | [48 empty] | GAS | MS | Moselle Generating Plant | 2070 | 3 | 2010 |  | ARP, CAIRNOX, CAIROS, CAIRSO2 | 4000.56 | 12 | 104795.19 |  | 0.349 | 0.2648 | 165.196 | 69200.423 | 1164376.963 | 4 | Southeastern Electric Reliability Council | Jones | Electric Utility | 4911 | Electric Services | 31.5289 | -89.2992 | South Mississippi Elec. Power Assoc (Owner/Operator) | Phase 2 |  | Operating | Dry bottom wall-fired boiler | Pipeline Natural Gas | Diesel Oil |  |  |  | 708 | 10.7849 | GAS | 56 | 1973.2143 | 0.2648 | 0.000599 | 10.7849
17568 | South Mississippi El Pwr Assn | 2070 | Moselle | MS | Jones | 4 | GT | OP | 83 | 75 | 83 |  | 6 | 1997 | NG | DFO | Y | Y | N | Electric Utility |  |  |  |  | N | [57 empty] | GAS | MS | Moselle Generating Plant | 2070 | **4 | 2010 |  | ARP, CAIRNOX, CAIROS, CAIRSO2 | 179.21 | 12 | 11335.18 |  | 0.046 | 0.0468 | 3.136 | 9135.485 | 153718.63 | 4 | Southeastern Electric Reliability Council | Jones | Electric Utility | 4911 | Electric Services | 31.5289 | -89.2992 | South Mississippi Elec. Power Assoc (Owner/Operator) | Phase 2 |  | Operating | Combustion turbine | Pipeline Natural Gas | Diesel Oil |  | Dry Low NOx Burners |  | 1200 | 12.893 | GAS | 93 | 439.759 | 0.0468 | 0.000598 | 12.893
17568 | South Mississippi El Pwr Assn | 2070 | Moselle | MS | Jones | 5 | GT | OP | 83.5 | 75 | 83.5 |  | 6 | 2006 | NG |  | N | Y | N | Electric Utility |  |  |  |  | N | [57 empty] | GAS | MS | Moselle Generating Plant | 2070 | 5 | 2010 |  | ARP, CAIRNOX, CAIROS, CAIRSO2 | 162.9 | 12 | 11127.41 |  | 0.039 | 0.0408 | 1.802 | 7637.59 | 128497.531 | 4 | Southeastern Electric Reliability Council | Jones | Electric Utility | 4911 | Electric Services | 31.5289 | -89.2992 | South Mississippi Elec. Power Assoc (Owner/Operator) | Phase 2 |  | Operating | Combustion turbine | Pipeline Natural Gas |  |  | Dry Low NOx Burners |  | 1143.3 | 11.3731 | GAS | 95 | 1931.1377 | 0.0408 | 0.000607 | 11.3731
17568 | South Mississippi El Pwr Assn | 2071 | Paulding | MS | Jasper | 1 | GT | OP | 20 | 16 | 20 |  | 1 | 1972 | DFO |  | N | Y | N | Electric Utility |  |  |  |  | N | [57 empty] | LIQUID | [39 empty] | 0.94428 | 0.132 | 13.7553
17568 | South Mississippi El Pwr Assn | 6061 | R D Morrow | MS | Lamar | 1 | ST | OP | 200 | 180 | 200 |  | 4 | 1978 | BIT |  | N | Y | N | Electric Utility |  |  |  |  | N | Y |  | Y |  |  |  | 1 | 1978 | 281900 | [16 empty] | OP: OP; DP: SP; DP: VE; LS: LS; N: Y | 1.5 | 52.7 | 1546 | 396800 | 62 | OP | EW |  |  | 8 |  | 1.5 |  |  |  | 99.6 | 143 | 1228000 |  |  |  |  | COAL | MS | R D Morrow Senior Generating Plant | 6061 | 1 | 2010 |  | ARP, CAIRNOX, CAIROS, CAIRSO2 | 6919.67 | 12 | 1179070.28 |  | 3684.171 | 0.4867 | 3197.104 | 1307301.156 | 12741744.58 | 4 | Southeastern Electric Reliability Council | Lamar | Electric Utility | 4911 | Electric Services | 31.2194 | -89.3933 | South Mississippi Elec. Power Assoc (Owner/Operator) | Phase 2 | Phase 1 Group 1 | Operating | Dry bottom turbo-fired boiler | Coal |  | Wet Limestone | Overfire Air | Electrostatic Precipitator | 2600 | 10.7365 | COAL | 218 | 1955 | 0.4867 | 0.57828 | 10.7365
17568 | South Mississippi El Pwr Assn | 6061 | R D Morrow | MS | Lamar | 2 | ST | OP | 200 | 180 | 200 |  | 12 | 1978 | BIT |  | N | Y | N | Electric Utility |  |  |  |  | N | Y |  | Y |  |  |  | 1 | 1978 | 281900 | [16 empty] | OP: OP; DP: SP; DP: VE; LS: LS; N: Y | 1.5 | 52.7 | 1546 | 396800 | 62 | OP | EW |  |  | 8 |  | 1.5 |  |  |  | 99.6 | 143 | 1228000 |  |  |  |  | COAL | MS | R D Morrow Senior Generating Plant | 6061 | 2 | 2010 |  | ARP, CAIRNOX, CAIROS, CAIRSO2 | 6824.19 | 12 | 1251617.32 |  | 3927.419 | 0.4503 | 2903.836 | 1312066.851 | 12788189.9 | 4 | Southeastern Electric Reliability Council | Lamar | Electric Utility | 4911 | Electric Services | 31.2194 | -89.3933 | South Mississippi Elec. Power Assoc (Owner/Operator) | Phase 2 | Phase 1 Group 1 | Operating | Dry bottom turbo-fired boiler | Coal |  | Wet Limestone | Overfire Air | Electrostatic Precipitator | 2705 | 10.2426 | COAL | 217 | 1957.5 | 0.4503 | 0.61423 | 10.2173
17568 | South Mississippi El Pwr Assn | 7988 | Silver Creek | MS | Jefferson Davis | 1 | GT | OP | 83.5 | 75 | 83.5 |  | 6 | 2003 | NG |  | N | Y | N | Electric Utility |  |  |  |  | N | [57 empty] | GAS | MS | Silver Creek Generating Plant | 7988 | 1 | 2010 |  | ARP, CAIRNOX, CAIROS, CAIRSO2 | 160.52 | 12 | 11041.8 |  | 0.039 | 0.0572 | 2.571 | 7693.067 | 129450.952 | 4 |  | Jefferson Davis | Electric Utility | 4911 | Electric Services | 31.6004 | -89.9468 | South Mississippi Elec. Power Assoc (Owner/Operator) | Phase 2 |  | Operating | Combustion turbine | Pipeline Natural Gas |  |  | Dry Low NOx Burners |  | 1109 | 11.4211 | GAS | 95 | 1931.1377 | 0.0572 | 0.000603 | 11.4211
17568 | South Mississippi El Pwr Assn | 7988 | Silver Creek | MS | Jefferson Davis | 2 | GT | OP | 83.5 | 75 | 83.5 |  | 6 | 2004 | NG |  | N | Y | N | Electric Utility |  |  |  |  | N | [57 empty] | GAS | MS | Silver Creek Generating Plant | 7988 | 2 | 2010 |  | ARP, CAIRNOX, CAIROS, CAIRSO2 | 177.55 | 12 | 12720.71 |  | 0.045 | 0.0429 | 2.165 | 8912.487 | 149976.039 | 4 |  | Jefferson Davis | Electric Utility | 4911 | Electric Services | 31.6004 | -89.9468 | South Mississippi Elec. Power Assoc (Owner/Operator) | Phase 2 |  | Operating | Combustion turbine | Pipeline Natural Gas |  |  | Dry Low NOx Burners |  | 1109 | 11.5616 | GAS | 94 | 1937.1257 | 0.0429 | 0.0006 | 11.5616
17568 | South Mississippi El Pwr Assn | 7988 | Silver Creek | MS | Jefferson Davis | 3 | GT | OP | 83.5 | 75 | 83.5 |  | 6 | 2005 | NG |  | N | Y | N | Electric Utility |  |  |  |  | N | [57 empty] | GAS | MS | Silver Creek Generating Plant | 7988 | 3 | 2010 |  | ARP, CAIRNOX, CAIROS, CAIRSO2 | 216.35 | 12 | 15574.26 |  | 0.055 | 0.0349 | 2.557 | 10946.14 | 184208.485 | 4 |  | Jefferson Davis | Electric Utility | 4911 | Electric Services | 31.6004 | -89.9468 | South Mississippi Elec. Power Assoc (Owner/Operator) | Phase 2 |  | Operating | Combustion turbine | Pipeline Natural Gas |  |  | Dry Low NOx Burners |  | 1109 | 11.6614 | GAS | 93 | 1943.1138 | 0.0349 | 0.000597 | 11.6614
17568 | South Mississippi El Pwr Assn | 7989 | Sylvarena | MS | Smith | 1 | GT | OP | 47 | 43 | 47 |  | 7 | 2003 | NG |  | N | Y | N | Electric Utility |  |  |  |  | N | [57 empty] | GAS | MS | Sylvarena Generating Plant | 7989 | 1 | 2010 |  | ARP, CAIRNOX, CAIROS, CAIRSO2 | 767.28 | 12 | 27026.32 |  | 0.093 | 0.1064 | 15.578 | 18375.012 | 309181.136 | 4 |  | Smith | Electric Utility | 4911 | Electric Services | 31.9842 | -89.4131 | South Mississippi Elec. Power Assoc (Owner/Operator) | Phase 2 |  | Operating | Combustion turbine | Pipeline Natural Gas |  |  | Water Injection |  | 550 | 10.9126 | GAS | 46 | 1989.1304 | 0.1064 | 0.000602 | 10.9126
17568 | South Mississippi El Pwr Assn | 7989 | Sylvarena | MS | Smith | 2 | GT | OP | 47 | 43 | 47 |  | 7 | 2003 | NG |  | N | Y | N | Electric Utility |  |  |  |  | N | [57 empty] | GAS | MS | Sylvarena Generating Plant | 7989 | 2 | 2010 |  | ARP, CAIRNOX, CAIROS, CAIRSO2 | 1075.82 | 12 | 37894.4 |  | 0.129 | 0.0986 | 19.069 | 25496.873 | 429025.155 | 4 |  | Smith | Electric Utility | 4911 | Electric Services | 31.9842 | -89.4131 | South Mississippi Elec. Power Assoc (Owner/Operator) | Phase 2 |  | Operating | Combustion turbine | Pipeline Natural Gas |  |  | Water Injection |  | 550 | 10.9914 | GAS | 46 | 1989.1304 | 0.0986 | 0.000601 | 10.9914
17568 | South Mississippi El Pwr Assn | 7989 | Sylvarena | MS | Smith | 3 | GT | OP | 47 | 43 | 47 |  | 7 | 2003 | NG |  | N | Y | N | Electric Utility |  |  |  |  | N | [57 empty] | GAS | MS | Sylvarena Generating Plant | 7989 | 3 | 2010 |  | ARP, CAIRNOX, CAIROS, CAIRSO2 | 1150.65 | 12 | 40240.81 |  | 0.137 | 0.0885 | 18.836 | 27101.249 | 456105.554 | 4 |  | Smith | Electric Utility | 4911 | Electric Services | 31.9842 | -89.4131 | South Mississippi Elec. Power Assoc (Owner/Operator) | Phase 2 |  | Operating | Combustion turbine | Pipeline Natural Gas |  |  | Water Injection |  | 550 | 10.9234 | GAS | 46 | 1989.1304 | 0.0885 | 0.000601 | 10.9234
17569 | City of South Norwalk - (CT) | 6598 | South Norwalk Electric | CT | FAIRFIELD | 6 | IC | OP | 1 | 1.1 | 1.1 |  | 5 | 1990 | DFO |  | N | N | N | Electric Utility |  |  |  |  | N | [57 empty] | LIQUID | [39 empty] | 0.7385 | 0.025484 | 12.5895
17573 | South San Joaquin Irr District | 57579 | Robert O Schulz Solar Farm | CA | Stanislaus | 1 | PV | OP | 0.9 | 0.9 | 0.9 |  | 5 | 2008 | SUN |  | N | Y | N | Electric Utility | [62 empty] | N/A | [39 empty] | 0 | 0 | 10.4
17573 | South San Joaquin Irr District | 57579 | Robert O Schulz Solar Farm | CA | Stanislaus | 2 | PV | OP | 0.4 | 0.4 | 0.4 |  | 5 | 2009 | SUN |  | N | Y | N | Electric Utility | [62 empty] | N/A | [39 empty] | 0 | 0 | 10.4
17578 | South Orange Co Wastewtr Auth | 10820 | Aliso Water Management Agency | CA | Orange | GEN1 | IC | OP | 0.4 | 0.4 | 0.4 |  | 3 | 1997 | OBG | NG | N | Y | Y | Commercial CHP |  |  |  |  | N | [57 empty] | GAS | [39 empty] | 1.1659 | 0.0016829 | 10.4
17578 | South Orange Co Wastewtr Auth | 10820 | Aliso Water Management Agency | CA | Orange | GEN2 | IC | OP | 0.4 | 0.4 | 0.4 |  | 3 | 1997 | OBG | NG | N | Y | Y | Commercial CHP |  |  |  |  | N | [57 empty] | GAS | [39 empty] | 1.1659 | 0.0016829 | 10.4
17578 | South Orange Co Wastewtr Auth | 10820 | Aliso Water Management Agency | CA | Orange | GEN3 | IC | OP | 0.4 | 0.4 | 0.4 |  | 12 | 1997 | OBG | NG | N | Y | Y | Commercial CHP |  |  |  |  | N | [57 empty] | GAS | [39 empty] | 1.1659 | 0.0016829 | 10.4
17583 | South Texas Electric Coop, Inc | 3630 | Pearsall | TX | Frio | 1 | ST | OP | 22 | 23 | 23 |  | 5 | 1961 | NG | DFO | Y | Y | N | Electric Utility |  |  |  |  | N | [57 empty] | GAS | [39 empty] | 0.18222 | 0.0006619 | 12.4277
17583 | South Texas Electric Coop, Inc | 3630 | Pearsall | TX | Frio | 10A | IC | OP | 8.4 | 8.4 | 8.4 |  | 3 | 2010 | NG |  | N | Y | N | Electric Utility | [62 empty] | GAS | [39 empty] | 1.1659 | 0.0016829 | 10.4
17583 | South Texas Electric Coop, Inc | 3630 | Pearsall | TX | Frio | 11A | IC | OP | 8.4 | 8.4 | 8.4 |  | 3 | 2010 | NG |  | N | Y | N | Electric Utility | [62 empty] | GAS | [39 empty] | 1.1659 | 0.0016829 | 10.4
17583 | South Texas Electric Coop, Inc | 3630 | Pearsall | TX | Frio | 12A | IC | OP | 8.4 | 8.4 | 8.4 |  | 3 | 2010 | NG |  | N | Y | N | Electric Utility | [62 empty] | GAS | [39 empty] | 1.1659 | 0.0016829 | 10.4
17583 | South Texas Electric Coop, Inc | 3630 | Pearsall | TX | Frio | 13A | IC | OP | 8.4 | 8.4 | 8.4 |  | 3 | 2010 | NG |  | N | Y | N | Electric Utility | [62 empty] | GAS | [39 empty] | 1.1659 | 0.0016829 | 10.4
17583 | South Texas Electric Coop, Inc | 3630 | Pearsall | TX | Frio | 14A | IC | OP | 8.4 | 8.4 | 8.4 |  | 3 | 2010 | NG |  | N | Y | N | Electric Utility | [62 empty] | GAS | [39 empty] | 1.1659 | 0.0016829 | 10.4
17583 | South Texas Electric Coop, Inc | 3630 | Pearsall | TX | Frio | 15A | IC | OP | 8.4 | 8.4 | 8.4 |  | 3 | 2010 | NG |  | N | Y | N | Electric Utility | [62 empty] | GAS | [39 empty] | 1.1659 | 0.0016829 | 10.4
17583 | South Texas Electric Coop, Inc | 3630 | Pearsall | TX | Frio | 16A | IC | OP | 8.4 | 8.4 | 8.4 |  | 3 | 2010 | NG |  | N | Y | N | Electric Utility | [62 empty] | GAS | [39 empty] | 1.1659 | 0.0016829 | 10.4
17583 | South Texas Electric Coop, Inc | 3630 | Pearsall | TX | Frio | 17A | IC | OP | 8.4 | 8.4 | 8.4 |  | 4 | 2010 | NG |  | N | Y | N | Electric Utility | [62 empty] | GAS | [39 empty] | 1.1659 | 0.0016829 | 10.4
17583 | South Texas Electric Coop, Inc | 3630 | Pearsall | TX | Frio | 18A | IC | OP | 8.4 | 8.4 | 8.4 |  | 3 | 2010 | NG |  | N | Y | N | Electric Utility | [62 empty] | GAS | [39 empty] | 1.1659 | 0.0016829 | 10.4
17583 | South Texas Electric Coop, Inc | 3630 | Pearsall | TX | Frio | 19A | IC | OP | 8.4 | 8.4 | 8.4 |  | 4 | 2010 | NG |  | N | Y | N | Electric Utility | [62 empty] | GAS | [39 empty] | 1.1659 | 0.0016829 | 10.4
17583 | South Texas Electric Coop, Inc | 3630 | Pearsall | TX | Frio | 1A | IC | OP | 8.4 | 8.4 | 8.4 |  | 3 | 2010 | NG |  | N | Y | N | Electric Utility | [62 empty] | GAS | [39 empty] | 1.1659 | 0.0016829 | 10.4
17583 | South Texas Electric Coop, Inc | 3630 | Pearsall | TX | Frio | 2 | ST | OP | 22 | 23 | 23 |  | 7 | 1961 | NG | DFO | Y | Y | N | Electric Utility |  |  |  |  | N | [57 empty] | GAS | [39 empty] | 0.18222 | 0.0006619 | 12.4277
17583 | South Texas Electric Coop, Inc | 3630 | Pearsall | TX | Frio | 20A | IC | OP | 8.4 | 8.4 | 8.4 |  | 4 | 2010 | NG |  | N | Y | N | Electric Utility | [62 empty] | GAS | [39 empty] | 1.1659 | 0.0016829 | 10.4
17583 | South Texas Electric Coop, Inc | 3630 | Pearsall | TX | Frio | 21A | IC | OP | 8.4 | 8.4 | 8.4 |  | 4 | 2010 | NG |  | N | Y | N | Electric Utility | [62 empty] | GAS | [39 empty] | 1.1659 | 0.0016829 | 10.4
17583 | South Texas Electric Coop, Inc | 3630 | Pearsall | TX | Frio | 22A | IC | OP | 8.4 | 8.4 | 8.4 |  | 4 | 2010 | NG |  | N | Y | N | Electric Utility | [62 empty] | GAS | [39 empty] | 1.1659 | 0.0016829 | 10.4
17583 | South Texas Electric Coop, Inc | 3630 | Pearsall | TX | Frio | 23A | IC | OP | 8.4 | 8.4 | 8.4 |  | 4 | 2010 | NG |  | N | Y | N | Electric Utility | [62 empty] | GAS | [39 empty] | 1.1659 | 0.0016829 | 10.4
17583 | South Texas Electric Coop, Inc | 3630 | Pearsall | TX | Frio | 24A | IC | OP | 8.4 | 8.4 | 8.4 |  | 4 | 2010 | NG |  | N | Y | N | Electric Utility | [62 empty] | GAS | [39 empty] | 1.1659 | 0.0016829 | 10.4
17583 | South Texas Electric Coop, Inc | 3630 | Pearsall | TX | Frio | 2A | IC | OP | 8.4 | 8.4 | 8.4 |  | 3 | 2010 | NG |  | N | Y | N | Electric Utility |  |  |  |  | N | [57 empty] | GAS | [39 empty] | 1.1659 | 0.0016829 | 10.4
17583 | South Texas Electric Coop, Inc | 3630 | Pearsall | TX | Frio | 3 | ST | OP | 22 | 23 | 23 |  | 9 | 1961 | NG | DFO | Y | Y | N | Electric Utility |  |  |  |  | N | [57 empty] | GAS | [39 empty] | 0.18222 | 0.0006619 | 12.4277
17583 | South Texas Electric Coop, Inc | 3630 | Pearsall | TX | Frio | 3A | IC | OP | 8.4 | 8.4 | 8.4 |  | 3 | 2010 | NG |  | N | Y | N | Electric Utility |  |  |  |  | N | [57 empty] | GAS | [39 empty] | 1.1659 | 0.0016829 | 10.4
17583 | South Texas Electric Coop, Inc | 3630 | Pearsall | TX | Frio | 4A | IC | OP | 8.4 | 8.4 | 8.4 |  | 3 | 2010 | NG |  | N | Y | N | Electric Utility | [62 empty] | GAS | [39 empty] | 1.1659 | 0.0016829 | 10.4
17583 | South Texas Electric Coop, Inc | 3630 | Pearsall | TX | Frio | 5A | IC | OP | 8.4 | 8.4 | 8.4 |  | 3 | 2010 | NG |  | N | Y | N | Electric Utility | [62 empty] | GAS | [39 empty] | 1.1659 | 0.0016829 | 10.4
17583 | South Texas Electric Coop, Inc | 3630 | Pearsall | TX | Frio | 6A | IC | OP | 8.4 | 8.4 | 8.4 |  | 3 | 2010 | NG |  | N | Y | N | Electric Utility | [62 empty] | GAS | [39 empty] | 1.1659 | 0.0016829 | 10.4
17583 | South Texas Electric Coop, Inc | 3630 | Pearsall | TX | Frio | 7A | IC | OP | 8.4 | 8.4 | 8.4 |  | 3 | 2010 | NG |  | N | Y | N | Electric Utility | [62 empty] | GAS | [39 empty] | 1.1659 | 0.0016829 | 10.4
17583 | South Texas Electric Coop, Inc | 3630 | Pearsall | TX | Frio | 8A | IC | OP | 8.4 | 8.4 | 8.4 |  | 3 | 2010 | NG |  | N | Y | N | Electric Utility | [62 empty] | GAS | [39 empty] | 1.1659 | 0.0016829 | 10.4
17583 | South Texas Electric Coop, Inc | 3630 | Pearsall | TX | Frio | 9A | IC | OP | 8.4 | 8.4 | 8.4 |  | 3 | 2010 | NG |  | N | Y | N | Electric Utility | [62 empty] | GAS | [39 empty] | 1.1659 | 0.0016829 | 10.4
17583 | South Texas Electric Coop, Inc | 3631 | Sam Rayburn | TX | Victoria | 1 | GT | OP | 11.2 | 10.5 | 13 |  | 3 | 1963 | NG | DFO | Y | Y | N | Electric Utility |  |  |  |  | N | [57 empty] | GAS | [39 empty] | 0.32172 | 0.0040093 | 10.5439
17583 | South Texas Electric Coop, Inc | 3631 | Sam Rayburn | TX | Victoria | 10 | CA | OP | 42 | 37 | 37 |  | 10 | 2003 | NG |  | N | Y | N | Electric Utility |  |  |  |  | N | [57 empty] | GAS | [39 empty] | 0 | 0 | 10.4
17583 | South Texas Electric Coop, Inc | 3631 | Sam Rayburn | TX | Victoria | 2 | GT | OP | 11.2 | 11.5 | 14 |  | 3 | 1963 | NG | DFO | Y | Y | N | Electric Utility |  |  |  |  | N | [57 empty] | GAS | [39 empty] | 0.32172 | 0.0040093 | 10.5439
17583 | South Texas Electric Coop, Inc | 3631 | Sam Rayburn | TX | Victoria | 3 | ST | OP | 25 | 22 | 22 |  | 7 | 1965 | NG | DFO | Y | Y | N | Electric Utility |  |  |  |  | N | [57 empty] | GAS | [39 empty] | 0.18846 | 0.0007587 | 12.1137
17583 | South Texas Electric Coop, Inc | 3631 | Sam Rayburn | TX | Victoria | 7 | CT | OP | 49.2 | 49 | 49 |  | 10 | 2003 | NG | DFO | Y | Y | N | Electric Utility |  |  |  |  | N | [57 empty] | GAS | TX | Sam Rayburn Plant | 3631 | CT7 | 2010 |  | ARP, CAIRNOX, CAIRSO2 | 3363.16 | 12 | 86015.37 |  | 0.291 | 0.0223 | 7.376 | 57753.142 | 972675.212 | 6 | Electric Reliability Council of Texas | Victoria | Electric Utility |  |  | 28.8947 | -97.1347 | South Texas Electric Cooperative (Owner/Operator) | Phase 2 |  | Operating | Combustion turbine | Pipeline Natural Gas | Diesel Oil |  | Dry Low NOx Burners Selective Catalytic Reduction |  | 491 | 10.2872 | GAS | 50 | 489.7959 | 0.0223 | 0.000598 | 10.2872
17583 | South Texas Electric Coop, Inc | 3631 | Sam Rayburn | TX | Victoria | 8 | CT | OP | 49.2 | 49 | 49 |  | 10 | 2003 | NG | DFO | Y | Y | N | Electric Utility |  |  |  |  | N | [57 empty] | GAS | TX | Sam Rayburn Plant | 3631 | CT8 | 2010 |  | ARP, CAIRNOX, CAIRSO2 | 2009.42 | 12 | 53945.64 |  | 0.171 | 0.0216 | 4.519 | 33893.292 | 570861.064 | 6 | Electric Reliability Council of Texas | Victoria | Electric Utility |  |  | 28.8947 | -97.1347 | South Texas Electric Cooperative (Owner/Operator) | Phase 2 |  | Operating | Combustion turbine | Pipeline Natural Gas | Diesel Oil |  | Dry Low NOx Burners Selective Catalytic Reduction |  | 491 | 9.7151 | GAS | 48 | 489.5833 | 0.0216 | 0.000599 | 9.7151
17583 | South Texas Electric Coop, Inc | 3631 | Sam Rayburn | TX | Victoria | 9 | CT | OP | 49.2 | 48 | 48 |  | 10 | 2003 | NG | DFO | Y | Y | N | Electric Utility |  |  |  |  | N | [57 empty] | GAS | TX | Sam Rayburn Plant | 3631 | CT9 | 2010 |  | ARP, CAIRNOX, CAIRSO2 | 3079.9 | 12 | 78282.41 |  | 0.26 | 0.0234 | 7.07 | 51561.639 | 868448.732 | 6 | Electric Reliability Council of Texas | Victoria | Electric Utility |  |  | 28.8947 | -97.1347 | South Texas Electric Cooperative (Owner/Operator) | Phase 2 |  | Operating | Combustion turbine | Pipeline Natural Gas | Diesel Oil |  | Dry Low NOx Burners Selective Catalytic Reduction |  | 492.3 | 10.0169 | GAS | 50 | 479.1667 | 0.0234 | 0.000599 | 10.0169
17583 | South Texas Electric Coop, Inc | 3631 | Sam Rayburn | TX | Victoria | 4 | IC | OP | 1.6 | 1.6 | 1.6 |  | 7 | 1991 | DFO |  | N | Y | N | Electric Utility |  |  |  |  | N | [57 empty] | LIQUID | [39 empty] | 0.7385 | 0.025484 | 12.5895
17583 | South Texas Electric Coop, Inc | 3631 | Sam Rayburn | TX | Victoria | 5 | IC | OP | 1.6 | 1.6 | 1.6 |  | 10 | 1991 | DFO |  | N | Y | N | Electric Utility |  |  |  |  | N | [57 empty] | LIQUID | [39 empty] | 0.7385 | 0.025484 | 12.5895
17609 | Southern California Edison Co | 104 | J S Eastwood | CA | Fresno | 1 | PS | OP | 199.8 | 199.8 | 199.8 |  | 12 | 1987 | WAT |  | N | Y | N | Electric Utility |  |  |  |  | N | [57 empty] | N/A | [39 empty] | 0 | 0 | 10.4
17609 | Southern California Edison Co | 317 | Big Creek 1 | CA | Fresno | 1 | HY | OP | 19.8 | 17.5 | 17.5 |  | 11 | 1913 | WAT |  | N | Y | N | Electric Utility |  |  |  |  | N | [57 empty] | N/A | [39 empty] | 0 | 0 | 10.4
17609 | Southern California Edison Co | 317 | Big Creek 1 | CA | Fresno | 2 | HY | OP | 15.7 | 17 | 17 |  | 11 | 1913 | WAT |  | N | Y | N | Electric Utility |  |  |  |  | N | [57 empty] | N/A | [39 empty] | 0 | 0 | 10.4
17609 | Southern California Edison Co | 317 | Big Creek 1 | CA | Fresno | 3 | HY | OP | 21.6 | 17.2 | 17.2 |  | 7 | 1923 | WAT |  | N | Y | N | Electric Utility |  |  |  |  | N | [57 empty] | N/A | [39 empty] | 0 | 0 | 10.4
17609 | Southern California Edison Co | 317 | Big Creek 1 | CA | Fresno | 4 | HY | OP | 31.2 | 31.2 | 31.2 |  | 6 | 1925 | WAT |  | N | Y | N | Electric Utility |  |  |  |  | N | [57 empty] | N/A | [39 empty] | 0 | 0 | 10.4
17609 | Southern California Edison Co | 318 | Big Creek 2 | CA | Fresno | 3 | HY | OP | 15.7 | 15.8 | 15.8 |  | 12 | 1913 | WAT |  | N | Y | N | Electric Utility |  |  |  |  | N | [57 empty] | N/A | [39 empty] | 0 | 0 | 10.4
17609 | Southern California Edison Co | 318 | Big Creek 2 | CA | Fresno | 4 | HY | OP | 15.7 | 15.6 | 15.6 |  | 1 | 1914 | WAT |  | N | Y | N | Electric Utility |  |  |  |  | N | [57 empty] | N/A | [39 empty] | 0 | 0 | 10.4
17609 | Southern California Edison Co | 318 | Big Creek 2 | CA | Fresno | 5 | HY | OP | 17.5 | 16.9 | 16.9 |  | 2 | 1921 | WAT |  | N | Y | N | Electric Utility |  |  |  |  | N | [57 empty] | N/A | [39 empty] | 0 | 0 | 10.4
17609 | Southern California Edison Co | 318 | Big Creek 2 | CA | Fresno | 6 | HY | OP | 17.5 | 18.8 | 18.8 |  | 3 | 1925 | WAT |  | N | Y | N | Electric Utility |  |  |  |  | N | [57 empty] | N/A | [39 empty] | 0 | 0 | 10.4
17609 | Southern California Edison Co | 319 | Big Creek 3 | CA | Fresno | 1 | HY | OP | 34 | 34.5 | 34.5 |  | 10 | 1923 | WAT |  | N | Y | N | Electric Utility |  |  |  |  | N | [57 empty] | N/A | [39 empty] | 0 | 0 | 10.4
17609 | Southern California Edison Co | 319 | Big Creek 3 | CA | Fresno | 2 | HY | OP | 34 | 34.5 | 34.5 |  | 9 | 1923 | WAT |  | N | Y | N | Electric Utility |  |  |  |  | N | [57 empty] | N/A | [39 empty] | 0 | 0 | 10.4
17609 | Southern California Edison Co | 319 | Big Creek 3 | CA | Fresno | 3 | HY | OP | 34 | 34 | 34 |  | 10 | 1923 | WAT |  | N | Y | N | Electric Utility |  |  |  |  | N | [57 empty] | N/A | [39 empty] | 0 | 0 | 10.4
17609 | Southern California Edison Co | 319 | Big Creek 3 | CA | Fresno | 4 | HY | OP | 36 | 40.5 | 40.5 |  | 4 | 1948 | WAT |  | N | Y | N | Electric Utility |  |  |  |  | N | [57 empty] | N/A | [39 empty] | 0 | 0 | 10.4
17609 | Southern California Edison Co | 319 | Big Creek 3 | CA | Fresno | 5 | HY | OP | 36.4 | 38.1 | 38.1 |  | 2 | 1980 | WAT |  | N | Y | N | Electric Utility |  |  |  |  | N | [57 empty] | N/A | [39 empty] | 0 | 0 | 10.4
17609 | Southern California Edison Co | 320 | Big Creek 4 | CA | Madera | 1 | HY | OP | 50 | 50.1 | 50.1 |  | 6 | 1951 | WAT |  | N | Y | N | Electric Utility |  |  |  |  | N | [57 empty] | N/A | [39 empty] | 0 | 0 | 10.4
17609 | Southern California Edison Co | 320 | Big Creek 4 | CA | Madera | 2 | HY | OP | 50 | 50.1 | 50.1 |  | 7 | 1951 | WAT |  | N | Y | N | Electric Utility |  |  |  |  | N | [57 empty] | N/A | [39 empty] | 0 | 0 | 10.4
17609 | Southern California Edison Co | 321 | Big Creek 8 | CA | Fresno | 1 | HY | OP | 30 | 25.8 | 25.8 |  | 8 | 1921 | WAT |  | N | Y | N | Electric Utility |  |  |  |  | N | [57 empty] | N/A | [39 empty] | 0 | 0 | 10.4
17609 | Southern California Edison Co | 321 | Big Creek 8 | CA | Fresno | 2 | HY | OP | 45 | 38.7 | 38.7 |  | 6 | 1929 | WAT |  | N | Y | N | Electric Utility |  |  |  |  | N | [57 empty] | N/A | [39 empty] | 0 | 0 | 10.4
17609 | Southern California Edison Co | 322 | Big Creek 2A | CA | Fresno | 1 | HY | OP | 55 | 49.3 | 49.3 |  | 8 | 1928 | WAT |  | N | Y | N | Electric Utility |  |  |  |  | N | [57 empty] | N/A | [39 empty] | 0 | 0 | 10.4
17609 | Southern California Edison Co | 322 | Big Creek 2A | CA | Fresno | 2 | HY | OP | 55 | 49.2 | 49.2 |  | 12 | 1928 | WAT |  | N | Y | N | Electric Utility |  |  |  |  | N | [57 empty] | N/A | [39 empty] | 0 | 0 | 10.4
17609 | Southern California Edison Co | 328 | Borel | CA | Kern | 1 | HY | OP | 3 | 2.1 | 2.1 |  | 12 | 1904 | WAT |  | N | Y | N | Electric Utility |  |  |  |  | N | [57 empty] | N/A | [39 empty] | 0 | 0 | 10.4
17609 | Southern California Edison Co | 339 | Kern River 3 | CA | Kern | 1 | HY | OP | 20.5 | 18.4 | 18.4 |  | 5 | 1921 | WAT |  | N | Y | N | Electric Utility |  |  |  |  | N | [57 empty] | N/A | [39 empty] | 0 | 0 | 10.4
17609 | Southern California Edison Co | 339 | Kern River 3 | CA | Kern | 2 | HY | OP | 19.6 | 18.4 | 18.4 |  | 3 | 1921 | WAT |  | N | Y | N | Electric Utility |  |  |  |  | N | [57 empty] | N/A | [39 empty] | 0 | 0 | 10.4
17609 | Southern California Edison Co | 340 | Kern River 1 | CA | KERN | 1 | HY | OP | 6.5 | 6.4 | 6.4 |  | 5 | 1907 | WAT |  | N | Y | N | Electric Utility |  |  |  |  | N | [57 empty] | N/A | [39 empty] | 0 | 0 | 10.4
17609 | Southern California Edison Co | 344 | Mammoth Pool | CA | Madera | 1 | HY | OP | 95 | 89 | 89 |  | 3 | 1960 | WAT |  | N | Y | N | Electric Utility |  |  |  |  | N | [57 empty] | N/A | [39 empty] | 0 | 0 | 10.4
17609 | Southern California Edison Co | 344 | Mammoth Pool | CA | Madera | 2 | HY | OP | 95 | 89 | 89 |  | 3 | 1960 | WAT |  | N | Y | N | Electric Utility |  |  |  |  | N | [57 empty] | N/A | [39 empty] | 0 | 0 | 10.4
17609 | Southern California Edison Co | 353 | Poole | CA | Mono | 1 | HY | OP | 11.2 | 10.8 | 10.8 |  | 5 | 1924 | WAT |  | N | Y | N | Electric Utility |  |  |  |  | N | [57 empty] | N/A | [39 empty] | 0 | 0 | 10.4
17609 | Southern California Edison Co | 354 | Portal | CA | Fresno | 1 | HY | OP | 10.8 | 10.5 | 10.5 |  | 12 | 1956 | WAT |  | N | Y | N | Electric Utility |  |  |  |  | N | [57 empty] | N/A | [39 empty] | 0 | 0 | 10.4
17609 | Southern California Edison Co | 357 | Rush Creek | CA | Mono | 1 | HY | OP | 5.8 | 6 | 6 |  | 10 | 1916 | WAT |  | N | Y | N | Electric Utility |  |  |  |  | N | [57 empty] | N/A | [39 empty] | 0 | 0 | 10.4
17609 | Southern California Edison Co | 358 | Mountainview Generating Station | CA | San Bernardino | MV3A | CT | OP | 164.6 | 160 | 160 |  | 12 | 2005 | NG |  | N | Y | N | Electric Utility |  |  |  |  | N | [57 empty] | GAS | CA | Mountainview Power Company, LLC | 358 | 40603 | 2010 |  | ARP | 7217.24 | 12 | 1574917.96 |  | 3.24 | 0.0058 | 27.332 | 641763.171 | 10798893.12 | 9 | Western Electricity Coordinating Council | San Bernardino | Electric Utility | 4911 | Electric Services | 34.0836 | -117.2408 | Southern California Edison Company (Owner/Operator) | Phase 2 |  | Operating | Combined cycle | Pipeline Natural Gas |  |  | Dry Low NOx Burners Selective Catalytic Reduction |  | 2113 | 10.4 | GAS | 301.8571 | -443.3036 | 0.0058 | 0.0006 | 9.3456
17609 | Southern California Edison Co | 358 | Mountainview Generating Station | CA | San Bernardino | MV3B | CT | OP | 164.6 | 160 | 160 |  | 12 | 2005 | NG |  | N | Y | N | Electric Utility |  |  |  |  | N | [57 empty] | GAS | CA | Mountainview Power Company, LLC | 358 | 40603 | 2010 |  | ARP | 7217.24 | 12 | 1574917.96 |  | 3.24 | 0.0058 | 27.332 | 641763.171 | 10798893.12 | 9 | Western Electricity Coordinating Council | San Bernardino | Electric Utility | 4911 | Electric Services | 34.0836 | -117.2408 | Southern California Edison Company (Owner/Operator) | Phase 2 |  | Operating | Combined cycle | Pipeline Natural Gas |  |  | Dry Low NOx Burners Selective Catalytic Reduction |  | 2113 | 10.4 | GAS | 301.8571 | -443.3036 | 0.0058 | 0.0006 | 9.3456
17609 | Southern California Edison Co | 358 | Mountainview Generating Station | CA | San Bernardino | MV3C | CA | OP | 189.2 | 202 | 202 |  | 12 | 2005 | NG |  | N | Y | N | Electric Utility |  |  |  |  | N | [57 empty] | GAS | [39 empty] | 0 | 0 | 10.4
17609 | Southern California Edison Co | 358 | Mountainview Generating Station | CA | San Bernardino | MV4A | CT | OP | 164.6 | 160 | 160 |  | 1 | 2006 | NG |  | N | Y | N | Electric Utility |  |  |  |  | N | [57 empty] | GAS | CA | Mountainview Power Company, LLC | 358 | 40603 | 2010 |  | ARP | 7217.24 | 12 | 1574917.96 |  | 3.24 | 0.0058 | 27.332 | 641763.171 | 10798893.12 | 9 | Western Electricity Coordinating Council | San Bernardino | Electric Utility | 4911 | Electric Services | 34.0836 | -117.2408 | Southern California Edison Company (Owner/Operator) | Phase 2 |  | Operating | Combined cycle | Pipeline Natural Gas |  |  | Dry Low NOx Burners Selective Catalytic Reduction |  | 2113 | 10.4 | GAS | 301.8571 | -443.3036 | 0.0058 | 0.0006 | 9.288
17609 | Southern California Edison Co | 358 | Mountainview Generating Station | CA | San Bernardino | MV4B | CT | OP | 164.6 | 160 | 160 |  | 1 | 2006 | NG |  | N | Y | N | Electric Utility |  |  |  |  | N | [57 empty] | GAS | CA | Mountainview Power Company, LLC | 358 | 40603 | 2010 |  | ARP | 7217.24 | 12 | 1574917.96 |  | 3.24 | 0.0058 | 27.332 | 641763.171 | 10798893.12 | 9 | Western Electricity Coordinating Council | San Bernardino | Electric Utility | 4911 | Electric Services | 34.0836 | -117.2408 | Southern California Edison Company (Owner/Operator) | Phase 2 |  | Operating | Combined cycle | Pipeline Natural Gas |  |  | Dry Low NOx Burners Selective Catalytic Reduction |  | 2113 | 10.4 | GAS | 301.8571 | -443.3036 | 0.0058 | 0.0006 | 9.288
17609 | Southern California Edison Co | 358 | Mountainview Generating Station | CA | San Bernardino | MV4C | CA | OP | 189.2 | 202 | 202 |  | 1 | 2006 | NG |  | N | Y | N | Electric Utility |  |  |  |  | N | [57 empty] | GAS | [39 empty] | 0 | 0 | 10.4
17609 | Southern California Edison Co | 360 | San Onofre Nuclear Generating Station | CA | San Diego | 2 | ST | OP | 1127 | 1070 | 1070 |  | 8 | 1983 | NUC |  | N | Y | N | Electric Utility |  |  |  |  | N | [57 empty] | N/A | [39 empty] | 0 | 0 | 10.4
17609 | Southern California Edison Co | 360 | San Onofre Nuclear Generating Station | CA | San Diego | 3 | ST | OP | 1127 | 1080 | 1080 |  | 4 | 1984 | NUC |  | N | Y | N | Electric Utility |  |  |  |  | N | [57 empty] | N/A | [39 empty] | 0 | 0 | 10.4
17609 | Southern California Edison Co | 56472 | Grapeland Peaker Generating Station | CA | San Bernardino | 1 | GT | OP | 49.8 | 49 | 49 |  | 9 | 2007 | NG |  | N | Y | N | Electric Utility |  |  |  |  | N | [57 empty] | GAS | CA | Grapeland Generating Station | 56472 | CT1 | 2010 |  | ARP | 143.28 | 12 | 5428.38 |  | 0.017 | 0.0333 | 0.366 | 3310.795 | 55704.151 | 9 |  | San Bernardino | Electric Utility |  |  | 34.09 | -117.534 | Southern California Edison Company (Owner/Operator) | Phase 2 |  | Operating | Combustion turbine | Pipeline Natural Gas |  |  | Dry Low NOx Burners |  | 505.7 | 9.0867 | GAS | 50 | 489.7959 | 0.0333 | 0.00061 | 9.0867
17609 | Southern California Edison Co | 56473 | Mira Loma Peaker Generating Station | CA | SAN BERNARDINO | 1 | GT | OP | 49.8 | 49 | 49 |  | 9 | 2007 | NG |  | N | Y | N | Electric Utility |  |  |  |  | N | [57 empty] | GAS | CA | Mira Loma Generating Station | 56473 | CT1 | 2010 |  | ARP | 154.35 | 12 | 5706.88 |  | 0.018 | 0.0315 | 0.422 | 3557.823 | 59868.997 | 9 |  | San Bernardino | Electric Utility |  |  | 34.0054 | -117.5604 | Southern California Edison Company (Owner/Operator) | Phase 2 |  | Operating | Combustion turbine | Pipeline Natural Gas |  |  | Dry Low NOx Burners |  | 511.5 | 9.1884 | GAS | 50 | 489.7959 | 0.0315 | 0.000601 | 9.1884
17609 | Southern California Edison Co | 56474 | Barre Peaker Generating Station | CA | ORANGE | 1 | GT | OP | 49.8 | 49 | 49 |  | 9 | 2007 | NG |  | N | Y | N | Electric Utility |  |  |  |  | N | [57 empty] | GAS | CA | Barre Generating Station | 56474 | CT1 | 2010 |  | ARP | 181.56 | 12 | 7414.59 |  | 0.023 | 0.0296 | 0.477 | 4502.575 | 75763.577 | 9 |  | Orange | Electric Utility |  |  | 33.8073 | -117.9833 | Southern California Edison Company (Owner/Operator) | Phase 2 |  | Operating | Combustion turbine | Pipeline Natural Gas |  |  | Dry Low NOx Burners |  | 522 | 9.0015 | GAS | 51 | 479.5918 | 0.0296 | 0.000607 | 9.0015
17609 | Southern California Edison Co | 56475 | Peaker Power Generating Station | CA | LOS ANGELES | 1 | GT | OP | 49.8 | 49 | 49 |  | 9 | 2007 | NG |  | N | Y | N | Electric Utility |  |  |  |  | N | [57 empty] | GAS | CA | Center Generating Station | 56475 | CT1 | 2010 |  | ARP | 163.2 | 12 | 6757.96 |  | 0.02 | 0.0435 | 0.549 | 4039.427 | 67965.814 | 9 |  | Los Angeles | Electric Utility |  |  | 33.9297 | -118.1047 | Southern California Edison Company (Owner/Operator) | Phase 2 |  | Operating | Combustion turbine | Pipeline Natural Gas |  |  | Dry Low NOx Burners |  | 505 | 8.8177 | GAS | 51 | 479.5918 | 0.0435 | 0.000589 | 8.8177
17609 | Southern California Edison Co | 323 | Bishop Creek 2 | CA | Inyo | 1 | HY | OP | 2.5 | 2.5 | 2.5 |  | 11 | 1908 | WAT |  | N | Y | N | Electric Utility |  |  |  |  | N | [57 empty] | N/A | [39 empty] | 0 | 0 | 10.4
17609 | Southern California Edison Co | 323 | Bishop Creek 2 | CA | Inyo | 2 | HY | OP | 2.5 | 2.5 | 2.5 |  | 11 | 1908 | WAT |  | N | Y | N | Electric Utility |  |  |  |  | N | [57 empty] | N/A | [39 empty] | 0 | 0 | 10.4
17609 | Southern California Edison Co | 323 | Bishop Creek 2 | CA | Inyo | 3 | HY | OP | 2.3 | 2.5 | 2.5 |  | 6 | 1911 | WAT |  | N | Y | N | Electric Utility |  |  |  |  | N | [57 empty] | N/A | [39 empty] | 0 | 0 | 10.4
17609 | Southern California Edison Co | 324 | Bishop Creek 3 | CA | Inyo | 1 | HY | OP | 2.7 | 2.6 | 2.6 |  | 6 | 1913 | WAT |  | N | Y | N | Electric Utility |  |  |  |  | N | [57 empty] | N/A | [39 empty] | 0 | 0 | 10.4
17609 | Southern California Edison Co | 324 | Bishop Creek 3 | CA | Inyo | 2 | HY | OP | 2.3 | 2.6 | 2.6 |  | 6 | 1913 | WAT |  | N | Y | N | Electric Utility |  |  |  |  | N | [57 empty] | N/A | [39 empty] | 0 | 0 | 10.4
17609 | Southern California Edison Co | 324 | Bishop Creek 3 | CA | Inyo | 3 | HY | OP | 2.7 | 2.7 | 2.7 |  | 6 | 1913 | WAT |  | N | Y | N | Electric Utility |  |  |  |  | N | [57 empty] | N/A | [39 empty] | 0 | 0 | 10.4
17609 | Southern California Edison Co | 325 | Bishop Creek 4 | CA | Inyo | 1 | HY | OP | 1 | 1 | 1 |  | 9 | 1905 | WAT |  | N | Y | N | Electric Utility |  |  |  |  | N | [57 empty] | N/A | [39 empty] | 0 | 0 | 10.4
17609 | Southern California Edison Co | 325 | Bishop Creek 4 | CA | Inyo | 2 | HY | OP | 1 | 1 | 1 |  | 9 | 1905 | WAT |  | N | Y | N | Electric Utility |  |  |  |  | N | [57 empty] | N/A | [39 empty] | 0 | 0 | 10.4
17609 | Southern California Edison Co | 325 | Bishop Creek 4 | CA | Inyo | 3 | HY | OP | 1.9 | 2 | 2 |  | 6 | 1906 | WAT |  | N | Y | N | Electric Utility |  |  |  |  | N | [57 empty] | N/A | [39 empty] | 0 | 0 | 10.4
17609 | Southern California Edison Co | 325 | Bishop Creek 4 | CA | Inyo | 4 | HY | OP | 1.9 | 2 | 2 |  | 10 | 1907 | WAT |  | N | Y | N | Electric Utility |  |  |  |  | N | [57 empty] | N/A | [39 empty] | 0 | 0 | 10.4
17609 | Southern California Edison Co | 325 | Bishop Creek 4 | CA | Inyo | 5 | HY | OP | 1.9 | 2 | 2 |  | 6 | 1909 | WAT |  | N | Y | N | Electric Utility |  |  |  |  | N | [57 empty] | N/A | [39 empty] | 0 | 0 | 10.4
17609 | Southern California Edison Co | 326 | Bishop Creek 5 | CA | Inyo | 1 | HY | OP | 2 | 2 | 2 |  | 5 | 1943 | WAT |  | N | Y | N | Electric Utility |  |  |  |  | N | [57 empty] | N/A | [39 empty] | 0 | 0 | 10.4
17609 | Southern California Edison Co | 326 | Bishop Creek 5 | CA | Inyo | 2 | HY | OP | 2.5 | 1.8 | 1.8 |  | 6 | 1919 | WAT |  | N | Y | N | Electric Utility |  |  |  |  | N | [57 empty] | N/A | [39 empty] | 0 | 0 | 10.4
17609 | Southern California Edison Co | 327 | Bishop Creek 6 | CA | Inyo | 1 | HY | OP | 1.6 | 2 | 2 |  | 3 | 1913 | WAT |  | N | Y | N | Electric Utility |  |  |  |  | N | [57 empty] | N/A | [39 empty] | 0 | 0 | 10.4
17609 | Southern California Edison Co | 328 | Borel | CA | Kern | 2 | HY | OP | 3 | 2.5 | 2.5 |  | 12 | 1904 | WAT |  | N | Y | N | Electric Utility |  |  |  |  | N | [57 empty] | N/A | [39 empty] | 0 | 0 | 10.4
17609 | Southern California Edison Co | 328 | Borel | CA | Kern | 3 | HY | OP | 6 | 6 | 6 |  | 1 | 1932 | WAT |  | N | Y | N | Electric Utility |  |  |  |  | N | [57 empty] | N/A | [39 empty] | 0 | 0 | 10.4
17609 | Southern California Edison Co | 332 | Fontana | CA | San Bernardino | 1 | HY | OP | 1.4 | 1.4 | 1.4 |  | 12 | 1917 | WAT |  | N | Y | N | Electric Utility |  |  |  |  | N | [57 empty] | N/A | [39 empty] | 0 | 0 | 10.4
17609 | Southern California Edison Co | 332 | Fontana | CA | San Bernardino | 2 | HY | OP | 1.4 | 1.4 | 1.4 |  | 12 | 1917 | WAT |  | N | Y | N | Electric Utility |  |  |  |  | N | [57 empty] | N/A | [39 empty] | 0 | 0 | 10.4
17609 | Southern California Edison Co | 336 | Kaweah 2 | CA | Tulare | 2 | HY | OP | 1.8 | 2 | 2 |  | 9 | 1929 | WAT |  | N | Y | N | Electric Utility |  |  |  |  | N | [57 empty] | N/A | [39 empty] | 0 | 0 | 10.4
17609 | Southern California Edison Co | 337 | Kaweah 1 | CA | Tulare | 1 | HY | OP | 2.2 | 2.2 | 2.2 |  | 5 | 1929 | WAT |  | N | Y | N | Electric Utility |  |  |  |  | N | [57 empty] | N/A | [39 empty] | 0 | 0 | 10.4
17609 | Southern California Edison Co | 338 | Kaweah 3 | CA | Tulare | 1 | HY | OP | 2.4 | 2.4 | 2.4 |  | 5 | 1913 | WAT |  | N | Y | N | Electric Utility |  |  |  |  | N | [57 empty] | N/A | [39 empty] | 0 | 0 | 10.4
17609 | Southern California Edison Co | 338 | Kaweah 3 | CA | Tulare | 2 | HY | OP | 2.4 | 2.1 | 2.1 |  | 5 | 1913 | WAT |  | N | Y | N | Electric Utility |  |  |  |  | N | [57 empty] | N/A | [39 empty] | 0 | 0 | 10.4
17609 | Southern California Edison Co | 340 | Kern River 1 | CA | KERN | 2 | HY | OP | 6.5 | 6.4 | 6.4 |  | 6 | 1907 | WAT |  | N | Y | N | Electric Utility |  |  |  |  | N | [57 empty] | N/A | [39 empty] | 0 | 0 | 10.4
17609 | Southern California Edison Co | 340 | Kern River 1 | CA | KERN | 3 | HY | OP | 6.5 | 6.4 | 6.4 |  | 7 | 1907 | WAT |  | N | Y | N | Electric Utility |  |  |  |  | N | [57 empty] | N/A | [39 empty] | 0 | 0 | 10.4
17609 | Southern California Edison Co | 340 | Kern River 1 | CA | KERN | 4 | HY | OP | 6.5 | 6.4 | 6.4 |  | 6 | 1907 | WAT |  | N | Y | N | Electric Utility |  |  |  |  | N | [57 empty] | N/A | [39 empty] | 0 | 0 | 10.4
17609 | Southern California Edison Co | 342 | Lundy | CA | Mono | 1 | HY | OP | 1.5 | 1.5 | 1.5 |  | 12 | 1911 | WAT |  | N | Y | N | Electric Utility |  |  |  |  | N | [57 empty] | N/A | [39 empty] | 0 | 0 | 10.4
17609 | Southern California Edison Co | 342 | Lundy | CA | Mono | 2 | HY | OP | 1.5 | 1.5 | 1.5 |  | 2 | 1912 | WAT |  | N | Y | N | Electric Utility |  |  |  |  | N | [57 empty] | N/A | [39 empty] | 0 | 0 | 10.4
17609 | Southern California Edison Co | 357 | Rush Creek | CA | Mono | 2 | HY | OP | 7.2 | 5.5 | 5.5 |  | 12 | 1917 | WAT |  | N | Y | N | Electric Utility |  |  |  |  | N | [57 empty] | N/A | [39 empty] | 0 | 0 | 10.4
17609 | Southern California Edison Co | 361 | Santa Ana 1 | CA | San Bernardino | 1 | HY | OP | 0.8 | 1 | 1 |  | 2 | 1899 | WAT |  | N | Y | N | Electric Utility |  |  |  |  | N | [57 empty] | N/A | [39 empty] | 0 | 0 | 10.4
17609 | Southern California Edison Co | 361 | Santa Ana 1 | CA | San Bernardino | 2 | HY | OP | 0.8 | 1 | 1 |  | 2 | 1899 | WAT |  | N | Y | N | Electric Utility |  |  |  |  | N | [57 empty] | N/A | [39 empty] | 0 | 0 | 10.4
17609 | Southern California Edison Co | 361 | Santa Ana 1 | CA | San Bernardino | 3 | HY | OP | 0.8 | 0.9 | 0.9 |  | 1 | 1899 | WAT |  | N | Y | N | Electric Utility |  |  |  |  | N | [57 empty] | N/A | [39 empty] | 0 | 0 | 10.4
17609 | Southern California Edison Co | 361 | Santa Ana 1 | CA | San Bernardino | 4 | HY | OP | 0.8 | 0.9 | 0.9 |  | 1 | 1899 | WAT |  | N | Y | N | Electric Utility |  |  |  |  | N | [57 empty] | N/A | [39 empty] | 0 | 0 | 10.4
17609 | Southern California Edison Co | 363 | Santa Ana 3 | CA | San Bernardino | 1 | HY | OP | 3.1 | 3.1 | 3.1 |  | 9 | 1999 | WAT |  | N | Y | N | Electric Utility |  |  |  |  | N | [57 empty] | N/A | [39 empty] | 0 | 0 | 10.4
17609 | Southern California Edison Co | 365 | Tule River | CA | Tulare | 1 | HY | OP | 1.2 | 1.2 | 1.2 |  | 9 | 1909 | WAT |  | N | Y | N | Electric Utility |  |  |  |  | N | [57 empty] | N/A | [39 empty] | 0 | 0 | 10.4
17609 | Southern California Edison Co | 365 | Tule River | CA | Tulare | 2 | HY | OP | 1.2 | 1.2 | 1.2 |  | 9 | 1909 | WAT |  | N | Y | N | Electric Utility |  |  |  |  | N | [57 empty] | N/A | [39 empty] | 0 | 0 | 10.4
17609 | Southern California Edison Co | 6704 | Pebbly Beach | CA | Los Angeles | 10 | IC | OP | 1.1 | 1.1 | 1.1 |  | 7 | 1966 | DFO |  | N | N | N | Electric Utility |  |  |  |  | N | [57 empty] | LIQUID | [39 empty] | 0.7385 | 0.025484 | 12.5895
17609 | Southern California Edison Co | 6704 | Pebbly Beach | CA | Los Angeles | 12 | IC | OP | 1.5 | 1.5 | 1.5 |  | 6 | 1976 | DFO |  | N | N | N | Electric Utility |  |  |  |  | N | [57 empty] | LIQUID | [39 empty] | 0.7385 | 0.025484 | 12.5895
17609 | Southern California Edison Co | 6704 | Pebbly Beach | CA | Los Angeles | 14 | IC | OP | 1.4 | 1.4 | 1.4 |  | 10 | 1986 | DFO |  | N | N | N | Electric Utility |  |  |  |  | N | [57 empty] | LIQUID | [39 empty] | 0.7385 | 0.025484 | 12.5895
17609 | Southern California Edison Co | 6704 | Pebbly Beach | CA | Los Angeles | 15 | IC | OP | 2.8 | 2.8 | 2.8 |  | 12 | 1995 | DFO |  | N | N | N | Electric Utility |  |  |  |  | N | [57 empty] | LIQUID | [39 empty] | 0.7385 | 0.025484 | 12.5895
17609 | Southern California Edison Co | 6704 | Pebbly Beach | CA | Los Angeles | 7 | IC | OP | 1 | 1 | 1 |  | 7 | 1958 | DFO |  | N | N | N | Electric Utility |  |  |  |  | N | [57 empty] | LIQUID | [39 empty] | 0.7385 | 0.025484 | 12.5895
17609 | Southern California Edison Co | 6704 | Pebbly Beach | CA | Los Angeles | 8 | IC | OP | 1.5 | 1.5 | 1.5 |  | 6 | 1963 | DFO |  | N | N | N | Electric Utility |  |  |  |  | N | [57 empty] | LIQUID | [39 empty] | 0.7385 | 0.025484 | 12.5895
17609 | Southern California Edison Co | 6704 | Pebbly Beach | CA | Los Angeles | MT01 | GT | OP | 0.1 | 0.1 | 0.1 |  | 12 | 2011 | PG |  | N | N | N | Electric Utility |  |  |  |  | N | [57 empty] | GAS | [39 empty] | 0.0016829 | 0.0016829 | 10.4
17609 | Southern California Edison Co | 6704 | Pebbly Beach | CA | Los Angeles | MT02 | GT | OP | 0.1 | 0.1 | 0.1 |  | 12 | 2011 | PG |  | N | N | N | Electric Utility |  |  |  |  | N | [57 empty] | GAS | [39 empty] | 0.0016829 | 0.0016829 | 10.4
17609 | Southern California Edison Co | 6704 | Pebbly Beach | CA | Los Angeles | MT03 | GT | OP | 0.1 | 0.1 | 0.1 |  | 12 | 2011 | PG |  | N | N | N | Electric Utility |  |  |  |  | N | [57 empty] | GAS | [39 empty] | 0.0016829 | 0.0016829 | 10.4
17609 | Southern California Edison Co | 6704 | Pebbly Beach | CA | Los Angeles | MT04 | GT | OP | 0.1 | 0.1 | 0.1 |  | 12 | 2011 | PG |  | N | N | N | Electric Utility |  |  |  |  | N | [57 empty] | GAS | [39 empty] | 0.0016829 | 0.0016829 | 10.4
17609 | Southern California Edison Co | 6704 | Pebbly Beach | CA | Los Angeles | MT05 | GT | OP | 0.1 | 0.1 | 0.1 |  | 12 | 2011 | PG |  | N | N | N | Electric Utility |  |  |  |  | N | [57 empty] | GAS | [39 empty] | 0.0016829 | 0.0016829 | 10.4
17609 | Southern California Edison Co | 6704 | Pebbly Beach | CA | Los Angeles | MT06 | GT | OP | 0.1 | 0.1 | 0.1 |  | 12 | 2011 | PG |  | N | N | N | Electric Utility |  |  |  |  | N | [57 empty] | GAS | [39 empty] | 0.0016829 | 0.0016829 | 10.4
17609 | Southern California Edison Co | 6704 | Pebbly Beach | CA | Los Angeles | MT07 | GT | OP | 0.1 | 0.1 | 0.1 |  | 12 | 2011 | PG |  | N | N | N | Electric Utility |  |  |  |  | N | [57 empty] | GAS | [39 empty] | 0.0016829 | 0.0016829 | 10.4
17609 | Southern California Edison Co | 6704 | Pebbly Beach | CA | Los Angeles | MT08 | GT | OP | 0.1 | 0.1 | 0.1 |  | 12 | 2011 | PG |  | N | N | N | Electric Utility |  |  |  |  | N | [57 empty] | GAS | [39 empty] | 0.0016829 | 0.0016829 | 10.4
17609 | Southern California Edison Co | 6704 | Pebbly Beach | CA | Los Angeles | MT09 | GT | OP | 0.1 | 0.1 | 0.1 |  | 12 | 2011 | PG |  | N | N | N | Electric Utility |  |  |  |  | N | [57 empty] | GAS | [39 empty] | 0.0016829 | 0.0016829 | 10.4
17609 | Southern California Edison Co | 6704 | Pebbly Beach | CA | Los Angeles | MT10 | GT | OP | 0.1 | 0.1 | 0.1 |  | 12 | 2011 | PG |  | N | N | N | Electric Utility |  |  |  |  | N | [57 empty] | GAS | [39 empty] | 0.0016829 | 0.0016829 | 10.4
17609 | Southern California Edison Co | 6704 | Pebbly Beach | CA | Los Angeles | MT11 | GT | OP | 0.1 | 0.1 | 0.1 |  | 12 | 2011 | PG |  | N | N | N | Electric Utility |  |  |  |  | N | [57 empty] | GAS | [39 empty] | 0.0016829 | 0.0016829 | 10.4
17609 | Southern California Edison Co | 6704 | Pebbly Beach | CA | Los Angeles | MT12 | GT | OP | 0.1 | 0.1 | 0.1 |  | 12 | 2011 | PG |  | N | N | N | Electric Utility |  |  |  |  | N | [57 empty] | GAS | [39 empty] | 0.0016829 | 0.0016829 | 10.4
17609 | Southern California Edison Co | 6704 | Pebbly Beach | CA | Los Angeles | MT13 | GT | OP | 0.1 | 0.1 | 0.1 |  | 12 | 2011 | PG |  | N | N | N | Electric Utility |  |  |  |  | N | [57 empty] | GAS | [39 empty] | 0.0016829 | 0.0016829 | 10.4
17609 | Southern California Edison Co | 6704 | Pebbly Beach | CA | Los Angeles | MT14 | GT | OP | 0.1 | 0.1 | 0.1 |  | 12 | 2011 | PG |  | N | N | N | Electric Utility |  |  |  |  | N | [57 empty] | GAS | [39 empty] | 0.0016829 | 0.0016829 | 10.4
17609 | Southern California Edison Co | 6704 | Pebbly Beach | CA | Los Angeles | MT15 | GT | OP | 0.1 | 0.1 | 0.1 |  | 12 | 2011 | PG |  | N | N | N | Electric Utility |  |  |  |  | N | [57 empty] | GAS | [39 empty] | 0.0016829 | 0.0016829 | 10.4
17609 | Southern California Edison Co | 6704 | Pebbly Beach | CA | Los Angeles | MT16 | GT | OP | 0.1 | 0.1 | 0.1 |  | 12 | 2011 | PG |  | N | N | N | Electric Utility |  |  |  |  | N | [57 empty] | GAS | [39 empty] | 0.0016829 | 0.0016829 | 10.4
17609 | Southern California Edison Co | 6704 | Pebbly Beach | CA | Los Angeles | MT17 | GT | OP | 0.1 | 0.1 | 0.1 |  | 12 | 2011 | PG |  | N | N | N | Electric Utility |  |  |  |  | N | [57 empty] | GAS | [39 empty] | 0.0016829 | 0.0016829 | 10.4
17609 | Southern California Edison Co | 6704 | Pebbly Beach | CA | Los Angeles | MT18 | GT | OP | 0.1 | 0.1 | 0.1 |  | 12 | 2011 | PG |  | N | N | N | Electric Utility |  |  |  |  | N | [57 empty] | GAS | [39 empty] | 0.0016829 | 0.0016829 | 10.4
17609 | Southern California Edison Co | 6704 | Pebbly Beach | CA | Los Angeles | MT19 | GT | OP | 0.1 | 0.1 | 0.1 |  | 12 | 2011 | PG |  | N | N | N | Electric Utility |  |  |  |  | N | [57 empty] | GAS | [39 empty] | 0.0016829 | 0.0016829 | 10.4
17609 | Southern California Edison Co | 6704 | Pebbly Beach | CA | Los Angeles | MT20 | GT | OP | 0.1 | 0.1 | 0.1 |  | 12 | 2011 | PG |  | N | N | N | Electric Utility |  |  |  |  | N | [57 empty] | GAS | [39 empty] | 0.0016829 | 0.0016829 | 10.4
17609 | Southern California Edison Co | 6704 | Pebbly Beach | CA | Los Angeles | MT21 | GT | OP | 0.1 | 0.1 | 0.1 |  | 12 | 2011 | PG |  | N | N | N | Electric Utility |  |  |  |  | N | [57 empty] | GAS | [39 empty] | 0.0016829 | 0.0016829 | 10.4
17609 | Southern California Edison Co | 6704 | Pebbly Beach | CA | Los Angeles | MT22 | GT | OP | 0.1 | 0.1 | 0.1 |  | 12 | 2011 | PG |  | N | N | N | Electric Utility |  |  |  |  | N | [57 empty] | GAS | [39 empty] | 0.0016829 | 0.0016829 | 10.4
17609 | Southern California Edison Co | 6704 | Pebbly Beach | CA | Los Angeles | MT23 | GT | OP | 0.1 | 0.1 | 0.1 |  | 12 | 2011 | PG |  | N | N | N | Electric Utility |  |  |  |  | N | [57 empty] | GAS | [39 empty] | 0.0016829 | 0.0016829 | 10.4
17609 | Southern California Edison Co | 6704 | Pebbly Beach | CA | Los Angeles | MT24 | GT | OP | 0.1 | 0.1 | 0.1 |  | 12 | 2011 | PG |  | N | N | N | Electric Utility |  |  |  |  | N | [57 empty] | GAS | [39 empty] | 0.0016829 | 0.0016829 | 10.4
17609 | Southern California Edison Co | 6704 | Pebbly Beach | CA | Los Angeles | MT25 | GT | OP | 0.1 | 0.1 | 0.1 |  | 12 | 2011 | PG |  | N | N | N | Electric Utility |  |  |  |  | N | [57 empty] | GAS | [39 empty] | 0.0016829 | 0.0016829 | 10.4
17609 | Southern California Edison Co | 7147 | Mill Creek 3 | CA | San Bernardino | 3 | HY | OP | 1 | 0.8 | 0.8 |  | 3 | 1903 | WAT |  | N | Y | N | Electric Utility |  |  |  |  | N | [57 empty] | N/A | [39 empty] | 0 | 0 | 10.4
17609 | Southern California Edison Co | 7147 | Mill Creek 3 | CA | San Bernardino | 4 | HY | OP | 1 | 0.8 | 0.8 |  | 10 | 1904 | WAT |  | N | Y | N | Electric Utility |  |  |  |  | N | [57 empty] | N/A | [39 empty] | 0 | 0 | 10.4
17609 | Southern California Edison Co | 7147 | Mill Creek 3 | CA | San Bernardino | 5 | HY | OP | 1 | 0.8 | 0.8 |  | 3 | 1904 | WAT |  | N | Y | N | Electric Utility |  |  |  |  | N | [57 empty] | N/A | [39 empty] | 0 | 0 | 10.4
17609 | Southern California Edison Co | 56976 | Solar Photovoltaic Project #01 | CA | SAN BERNARDINO | S1A | PV | OP | 0.5 | 0.5 | 0.5 |  | 11 | 2008 | SUN |  | N | Y | N | Electric Utility |  |  |  |  | N | [57 empty] | N/A | [39 empty] | 0 | 0 | 10.4
17609 | Southern California Edison Co | 56976 | Solar Photovoltaic Project #01 | CA | SAN BERNARDINO | S1B | PV | OP | 0.5 | 0.5 | 0.5 |  | 11 | 2008 | SUN |  | N | Y | N | Electric Utility |  |  |  |  | N | [57 empty] | N/A | [39 empty] | 0 | 0 | 10.4
17609 | Southern California Edison Co | 56976 | Solar Photovoltaic Project #01 | CA | SAN BERNARDINO | S1C | PV | OP | 0.5 | 0.5 | 0.5 |  | 11 | 2008 | SUN |  | N | Y | N | Electric Utility |  |  |  |  | N | [57 empty] | N/A | [39 empty] | 0 | 0 | 10.4
17609 | Southern California Edison Co | 56976 | Solar Photovoltaic Project #01 | CA | SAN BERNARDINO | S1D | PV | OP | 0.5 | 0.5 | 0.5 |  | 11 | 2008 | SUN |  | N | Y | N | Electric Utility |  |  |  |  | N | [57 empty] | N/A | [39 empty] | 0 | 0 | 10.4
17609 | Southern California Edison Co | 56996 | Solar Photovoltaic Project #02 | CA | SAN BERNARDINO | S1A | PV | OP | 0.5 | 0.5 | 0.5 |  | 12 | 2009 | SUN |  | N | N | N | Electric Utility |  |  |  |  | N | [57 empty] | N/A | [39 empty] | 0 | 0 | 10.4
17609 | Southern California Edison Co | 56996 | Solar Photovoltaic Project #02 | CA | SAN BERNARDINO | S1B | PV | OP | 0.5 | 0.5 | 0.5 |  | 12 | 2009 | SUN |  | N | N | N | Electric Utility |  |  |  |  | N | [57 empty] | N/A | [39 empty] | 0 | 0 | 10.4
17609 | Southern California Edison Co | 57217 | Solar Photovoltaic Project #03 | CA | SAN BERNARDINO | S003A | PV | OP | 0.5 | 0.5 | 0.5 |  | 3 | 2011 | SUN |  | N | Y | N | Electric Utility |  |  |  |  | N | [57 empty] | N/A | [39 empty] | 0 | 0 | 10.4
17609 | Southern California Edison Co | 57217 | Solar Photovoltaic Project #03 | CA | SAN BERNARDINO | S003B | PV | OP | 0.5 | 0.5 | 0.5 |  | 3 | 2011 | SUN |  | N | Y | N | Electric Utility |  |  |  |  | N | [57 empty] | N/A | [39 empty] | 0 | 0 | 10.4
17609 | Southern California Edison Co | 57220 | Solar Photovoltaic Project #06 | CA | SAN BERNARDINO | S006A | PV | OP | 0.5 | 0.5 | 0.5 |  | 8 | 2011 | SUN |  | N | Y | N | Electric Utility |  |  |  |  | N | [57 empty] | N/A | [39 empty] | 0 | 0 | 10.4
17609 | Southern California Edison Co | 57220 | Solar Photovoltaic Project #06 | CA | SAN BERNARDINO | S006B | PV | OP | 0.5 | 0.5 | 0.5 |  | 8 | 2011 | SUN |  | N | Y | N | Electric Utility |  |  |  |  | N | [57 empty] | N/A | [39 empty] | 0 | 0 | 10.4
17609 | Southern California Edison Co | 57220 | Solar Photovoltaic Project #06 | CA | SAN BERNARDINO | S006C | PV | OP | 0.5 | 0.5 | 0.5 |  | 8 | 2011 | SUN |  | N | Y | N | Electric Utility |  |  |  |  | N | [57 empty] | N/A | [39 empty] | 0 | 0 | 10.4
17609 | Southern California Edison Co | 57220 | Solar Photovoltaic Project #06 | CA | SAN BERNARDINO | S006D | PV | OP | 0.5 | 0.5 | 0.5 |  | 8 | 2011 | SUN |  | N | Y | N | Electric Utility |  |  |  |  | N | [57 empty] | N/A | [39 empty] | 0 | 0 | 10.4
17609 | Southern California Edison Co | 57222 | Solar Photovoltaic Project #08 | CA | SAN BERNARDINO | S008A | PV | OP | 0.5 | 0.5 | 0.5 |  | 8 | 2011 | SUN |  | N | Y | N | Electric Utility |  |  |  |  | N | [57 empty] | N/A | [39 empty] | 0 | 0 | 10.4
17609 | Southern California Edison Co | 57222 | Solar Photovoltaic Project #08 | CA | SAN BERNARDINO | S008B | PV | OP | 0.5 | 0.5 | 0.5 |  | 8 | 2011 | SUN |  | N | Y | N | Electric Utility |  |  |  |  | N | [57 empty] | N/A | [39 empty] | 0 | 0 | 10.4
17609 | Southern California Edison Co | 57222 | Solar Photovoltaic Project #08 | CA | SAN BERNARDINO | S008C | PV | OP | 0.5 | 0.5 | 0.5 |  | 8 | 2011 | SUN |  | N | Y | N | Electric Utility |  |  |  |  | N | [57 empty] | N/A | [39 empty] | 0 | 0 | 10.4
17609 | Southern California Edison Co | 57222 | Solar Photovoltaic Project #08 | CA | SAN BERNARDINO | S008D | PV | OP | 0.5 | 0.5 | 0.5 |  | 8 | 2011 | SUN |  | N | Y | N | Electric Utility |  |  |  |  | N | [57 empty] | N/A | [39 empty] | 0 | 0 | 10.4
17609 | Southern California Edison Co | 57223 | Solar Photovoltaic Project #09 | CA | SAN BERNARDINO | S009A | PV | OP | 0.5 | 0.5 | 0.5 |  | 8 | 2011 | SUN |  | N | Y | N | Electric Utility |  |  |  |  | N | [57 empty] | N/A | [39 empty] | 0 | 0 | 10.4
17609 | Southern California Edison Co | 57223 | Solar Photovoltaic Project #09 | CA | SAN BERNARDINO | S009B | PV | OP | 0.5 | 0.5 | 0.5 |  | 8 | 2011 | SUN |  | N | Y | N | Electric Utility |  |  |  |  | N | [57 empty] | N/A | [39 empty] | 0 | 0 | 10.4
17609 | Southern California Edison Co | 57226 | Solar Photovoltaic Project #12 | CA | SAN BERNARDINO | S012A | PV | OP | 0.5 | 0.5 | 0.5 |  | 8 | 2011 | SUN |  | N | Y | N | Electric Utility |  |  |  |  | N | [57 empty] | N/A | [39 empty] | 0 | 0 | 10.4
17609 | Southern California Edison Co | 57237 | Solar Photovoltaic Project #22 | CA | San Bernardino | S022A | PV | OP | 0.5 | 0.5 | 0.5 |  | 8 | 2011 | SUN |  | N | Y | N | Electric Utility |  |  |  |  | N | [57 empty] | N/A | [39 empty] | 0 | 0 | 10.4
17609 | Southern California Edison Co | 57237 | Solar Photovoltaic Project #22 | CA | San Bernardino | S022B | PV | OP | 0.5 | 0.5 | 0.5 |  | 8 | 2011 | SUN |  | N | Y | N | Electric Utility |  |  |  |  | N | [57 empty] | N/A | [39 empty] | 0 | 0 | 10.4
17609 | Southern California Edison Co | 57237 | Solar Photovoltaic Project #22 | CA | San Bernardino | S022C | PV | OP | 0.5 | 0.5 | 0.5 |  | 8 | 2011 | SUN |  | N | Y | N | Electric Utility |  |  |  |  | N | [57 empty] | N/A | [39 empty] | 0 | 0 | 10.4
17609 | Southern California Edison Co | 57237 | Solar Photovoltaic Project #22 | CA | San Bernardino | S022D | PV | OP | 0.5 | 0.5 | 0.5 |  | 8 | 2011 | SUN |  | N | Y | N | Electric Utility |  |  |  |  | N | [57 empty] | N/A | [39 empty] | 0 | 0 | 10.4
17610 | SP Newsprint Company | 54004 | Dublin Mill | GA | Laurens | GEN1 | ST | OP | 45 | 44 | 44 |  | 7 | 1989 | BIT | OBS | Y | Y | Y | Industrial CHP |  |  |  |  | N |  | Y | [55 empty] | COAL | [39 empty] | 0.32821 | 0.55607 | 11.323
17610 | SP Newsprint Company | 54004 | Dublin Mill | GA | Laurens | GEN2 | GT | OP | 37.1 | 40 | 42 |  | 6 | 1989 | NG | DFO | Y | Y | Y | Industrial CHP |  |  |  |  | N | [57 empty] | GAS | [39 empty] | 0.15559 | 0.0025832 | 12.0304
17627 | South Forks Joint Venture | 10296 | South Forks Hydro | ID | Twin Falls | GEN1 | HY | OP | 4 | 4 | 4 |  | 12 | 1984 | WAT |  | N | Y | N | IPP Non-CHP |  |  |  |  | N | [57 empty] | N/A | [39 empty] | 0 | 0 | 10.4
17627 | South Forks Joint Venture | 10296 | South Forks Hydro | ID | Twin Falls | GEN2 | HY | OP | 4 | 4 | 4 |  | 12 | 1984 | WAT |  | N | Y | N | IPP Non-CHP |  |  |  |  | N | [57 empty] | N/A | [39 empty] | 0 | 0 | 10.4
17632 | Southern Illinois Power Coop | 976 | Marion | IL | Williamson | 1 | ST | OP | 33 | 40 | 40 |  | 6 | 1963 | BIT | BIT | N | Y | N | Electric Utility |  |  |  |  | N |  | Y |  |  |  |  | 123 | 2003 | 234000 | [31 empty] | OP | BP |  |  | 18 |  | 4 | 5.5 | 4 | 5.5 | 99 | 15 | 283333 |  |  |  |  | COAL | IL | Marion | 976 | 123 | 2010 |  | ARP, CAIRNOX, CAIROS, CAIRSO2 | 7991.37 | 12 | 806791.41 |  | 2012.997 | 0.096 | 466.292 | 1027327.582 | 9712742.935 | 5 | Southeastern Electric Reliability Council | Williamson | Electric Utility | 4911 | Electric Services | 37.6206 | -88.955 | Southern Illinois Power Cooperative (Owner/Operator) | Phase 2 |  | Operating | Circulating fluidized bed boiler | Coal | Refuse, Wood | Fluidized Bed Limestone Injection | Selective Non-catalytic Reduction | Baghouse | 1402 | 12.0362 | COAL | 114 | -425 | 0.096 | 0.41451 | 12.0362
17632 | Southern Illinois Power Coop | 976 | Marion | IL | Williamson | 2 | ST | OP | 33 | 40 | 40 |  | 8 | 1963 | BIT | BIT | N | Y | N | Electric Utility |  |  |  |  | N |  | Y |  |  |  |  | 123 | 2003 | 234000 | [31 empty] | OP | BP |  |  | 18 |  | 4 | 5.5 | 4 | 5.5 | 99 | 15 | 283333 |  |  |  |  | COAL | IL | Marion | 976 | 123 | 2010 |  | ARP, CAIRNOX, CAIROS, CAIRSO2 | 7991.37 | 12 | 806791.41 |  | 2012.997 | 0.096 | 466.292 | 1027327.582 | 9712742.935 | 5 | Southeastern Electric Reliability Council | Williamson | Electric Utility | 4911 | Electric Services | 37.6206 | -88.955 | Southern Illinois Power Cooperative (Owner/Operator) | Phase 2 |  | Operating | Circulating fluidized bed boiler | Coal | Refuse, Wood | Fluidized Bed Limestone Injection | Selective Non-catalytic Reduction | Baghouse | 1402 | 12.0362 | COAL | 114 | -425 | 0.096 | 0.41451 | 12.0362
17632 | Southern Illinois Power Coop | 976 | Marion | IL | Williamson | 3 | ST | OP | 33 | 40 | 40 |  | 9 | 1963 | BIT | BIT | N | Y | N | Electric Utility |  |  |  |  | N |  | Y |  |  |  |  | 123 | 2003 | 234000 | [31 empty] | OP | BP |  |  | 18 |  | 4 | 5.5 | 4 | 5.5 | 99 | 15 | 283333 |  |  |  |  | COAL | IL | Marion | 976 | 123 | 2010 |  | ARP, CAIRNOX, CAIROS, CAIRSO2 | 7991.37 | 12 | 806791.41 |  | 2012.997 | 0.096 | 466.292 | 1027327.582 | 9712742.935 | 5 | Southeastern Electric Reliability Council | Williamson | Electric Utility | 4911 | Electric Services | 37.6206 | -88.955 | Southern Illinois Power Cooperative (Owner/Operator) | Phase 2 |  | Operating | Circulating fluidized bed boiler | Coal | Refuse, Wood | Fluidized Bed Limestone Injection | Selective Non-catalytic Reduction | Baghouse | 1402 | 12.0362 | COAL | 114 | -425 | 0.096 | 0.41451 | 12.0362
17632 | Southern Illinois Power Coop | 976 | Marion | IL | Williamson | 4 | ST | OP | 173 | 170 | 170 |  | 10 | 1978 | BIT | BIT | N | Y | N | Electric Utility |  |  |  |  | N | Y | [5 empty] | 4 | 1978 | 345750 | [16 empty] | OP: OP; DP: VE; LS: LS; LS: DB; N: N | 4.4 | 89.4 | 1451 | 691500 | 100 | OP | EK |  |  | 19 |  | 4.4 |  | 0.5 |  | 99.4 | 49 | 605000 |  |  |  |  | COAL | IL | Marion | 976 | 4 | 2010 |  | ARP, CAIRNOX, CAIROS, CAIRSO2 | 7156.7 | 12 | 1153819.16 |  | 5999.74 | 0.1688 | 1103.18 | 1382290.912 | 13075722.57 | 5 | Southeastern Electric Reliability Council | Williamson | Electric Utility | 4911 | Electric Services | 37.6206 | -88.955 | Southern Illinois Power Cooperative (Owner/Operator) | Phase 2 | Group 2 | Operating | Cyclone boiler | Coal | Other Oil | Wet Limestone | Selective Catalytic Reduction | Electrostatic Precipitator | 2160 | 11.3192 | COAL | 188 | 1947.0588 | 0.1688 | 0.91769 | 11.3192
17633 | Southern Indiana Gas & Elec Co | 1012 | F B Culley | IN | Warrick | 2 | ST | OP | 103.7 | 90 | 90 |  | 12 | 1966 | BIT | NG | N | Y | N | Electric Utility |  |  |  |  | N | Y |  | Y |  |  |  | 2 | 1966 | 196600 | [16 empty] | OP: OP; DP: SP; LS: LS; N: N | 3.8 | 95 | 1171 | 1621683 | 100 | OP | EK |  |  | 10 |  | 3.3 |  |  |  | 99.3 | 71 | 395000 |  |  |  |  | COAL | IN | F B Culley Generating Station | 1012 | 2 | 2010 | CS023, MS2 | ARP, CAIRNOX, CAIROS, CAIRSO2 | 4412.76 | 12 | 269439.73 |  | 406.152 | 0.1704 | 299.393 | 321411.631 | 3177667.752 | 5 | East Central Area Reliability Coordination Agreement | Warrick | Electric Utility | 4911 | Electric Services | 37.91 | -87.3267 | Southern Indiana Gas and Electric Company (Owner/Operator) | Table 1 | Phase 1 Group 1 | Operating | Dry bottom wall-fired boiler | Coal |  | Wet Limestone | Low NOx Burner Technology (Dry Bottom only) Selective Catalytic Reduction | Electrostatic Precipitator | 2735.2 | 11.6906 | COAL | 101 | 1938.8889 | 0.1704 | 0.25563 | 11.6906
17633 | Southern Indiana Gas & Elec Co | 1012 | F B Culley | IN | Warrick | 3 | ST | OP | 265.2 | 270 | 270 |  | 6 | 1973 | BIT | NG | N | Y | N | Electric Utility |  |  |  |  | N | Y |  | Y |  |  |  | 4 | 1995 | 694562 | [16 empty] | OP: OP; DP: SP; LS: LS; N: N | 3.8 | 95 | 1171 | 1621683 | 100 | OP | BP | [5 empty] | 3.6 |  |  | 99.9 | 0 | 1200000 |  |  |  |  | COAL | IN | F B Culley Generating Station | 1012 | 3 | 2010 | CS023 | ARP, CAIRNOX, CAIROS, CAIRSO2 | 8456.14 | 12 | 1813345.49 |  | 1493.766 | 0.1106 | 1181.541 | 2102175.295 | 20493142.21 | 5 | East Central Area Reliability Coordination Agreement | Warrick | Electric Utility | 4911 | Electric Services | 37.91 | -87.3267 | Southern Indiana Gas and Electric Company (Owner/Operator) | Table 1 | Phase 1 Group 1 | Operating | Dry bottom wall-fired boiler | Coal |  | Wet Limestone | Low NOx Burner Technology (Dry Bottom only) Selective Catalytic Reduction | Baghouse | 3781 | 11.2869 | COAL | 287 | 1968.5185 | 0.1106 | 0.14578 | 11.2869
17633 | Southern Indiana Gas & Elec Co | 1013 | Northeast | IN | Vanderburgh | 1 | GT | OP | 10.7 | 10 | 12 |  | 6 | 1963 | NG |  | N | Y | N | Electric Utility | [62 empty] | GAS | [39 empty] | 0.36036 | 0.0049749 | 10.6332
17633 | Southern Indiana Gas & Elec Co | 6137 | A B Brown | IN | Posey | 1 | ST | OP | 265.2 | 245 | 245 |  | 3 | 1979 | BIT | NG | N | Y | N | Electric Utility | [5 empty] | Y |  | Y |  |  |  | 1 | 1979 | 425000 | [16 empty] | OP: OP; DP: SP; LS: SA; LS: LI; N: N | 4.5 | 85 | 2960 | 840000 | 95 | ¦¦OP | ¦¦BP |  |  | ¦¦ 9.7 |  | ¦¦ 3.8 |  |  |  | ¦¦ 99.9 | ¦¦ 0 | ¦¦ 1042000 |  |  |  |  | COAL | IN | A B Brown Generating Station | 6137 | 1 | 2010 |  | ARP, CAIRNOX, CAIROS, CAIRSO2 | 5655.76 | 12 | 1102926.81 |  | 2964.402 | 0.147 | 786.122 | 1096546.151 | 10687617.16 | 5 | East Central Area Reliability Coordination Agreement | Posey | Electric Utility | 4911 | Electric Services | 37.9053 | -87.715 | Southern Indiana Gas and Electric Company (Owner/Operator) | Phase 2 | Early Election | Operating | Dry bottom wall-fired boiler | Coal |  | Dual Alkali | Selective Catalytic Reduction | Baghouse | 3632 | 9.7227 | COAL | 267 | 1955.102 | 0.147 | 0.55474 | 9.6902
17633 | Southern Indiana Gas & Elec Co | 6137 | A B Brown | IN | Posey | 2 | ST | OP | 265.2 | 245 | 245 |  | 2 | 1986 | BIT | NG | N | Y | N | Electric Utility | [5 empty] | Y |  | Y |  |  |  | 2 | 1986 | 510900 | [16 empty] | OP: OP; DP: SP; LS: SA; LS: LI; N: N | 4.5 | 90 | 1702 | 1000000 | 100 | OP | EK |  |  | 14.5 |  | 4.5 |  |  |  | 99.8 | 85 | 1000000 |  |  |  |  | COAL | IN | A B Brown Generating Station | 6137 | 2 | 2010 |  | ARP, CAIRNOX, CAIROS, CAIRSO2 | 6717.14 | 12 | 1226679.38 |  | 2328.522 | 0.1462 | 886.451 | 1267354.986 | 12352405.4 | 5 | East Central Area Reliability Coordination Agreement | Posey | Electric Utility | 4911 | Electric Services | 37.9053 | -87.715 | Southern Indiana Gas and Electric Company (Owner/Operator) | Phase 2 | Early Election | Operating | Dry bottom wall-fired boiler | Coal |  | Dual Alkali | Selective Catalytic Reduction | Electrostatic Precipitator | 4469 | 9.9317 | COAL | 266 | 1957.1429 | 0.1462 | 0.37702 | 9.9317
17633 | Southern Indiana Gas & Elec Co | 6137 | A B Brown | IN | Posey | 4 | GT | OP | 88.2 | 80 | 87 |  | 6 | 1991 | NG | DFO | Y | Y | N | Electric Utility | [62 empty] | GAS | IN | A B Brown Generating Station | 6137 | 4 | 2010 |  | ARP, CAIRNOX, CAIROS, CAIRSO2 | 279.91 | 12 | 15757.62 |  | 0.064 | 0.0245 | 2.197 | 12579.564 | 211659.251 | 5 | East Central Area Reliability Coordination Agreement | Posey | Electric Utility | 4911 | Electric Services | 37.9053 | -87.715 | Southern Indiana Gas and Electric Company (Owner/Operator) | Phase 2 |  | Operating | Combustion turbine | Pipeline Natural Gas |  |  | Dry Low NOx Burners Water Injection |  | 1406 | 12.5965 | GAS | 82 | 1969.5122 | 0.0245 | 0.000605 | 12.5965
17633 | Southern Indiana Gas & Elec Co | 6137 | A B Brown | IN | Posey | 5 | GT | OP | 88.2 | 80 | 87 |  | 5 | 2002 | NG |  | N | Y | N | Electric Utility | [62 empty] | GAS | IN | A B Brown Generating Station | 6137 | 4 | 2010 |  | ARP, CAIRNOX, CAIROS, CAIRSO2 | 279.91 | 12 | 15757.62 |  | 0.064 | 0.0245 | 2.197 | 12579.564 | 211659.251 | 5 | East Central Area Reliability Coordination Agreement | Posey | Electric Utility | 4911 | Electric Services | 37.9053 | -87.715 | Southern Indiana Gas and Electric Company (Owner/Operator) | Phase 2 |  | Operating | Combustion turbine | Pipeline Natural Gas |  |  | Dry Low NOx Burners Water Injection |  | 1406 | 12.5965 | GAS | 82 | 469.5122 | 0.0245 | 0.000605 | 12.5965
17633 | Southern Indiana Gas & Elec Co | 1011 | Broadway | IN | Vanderburgh | 1 | GT | OP | 53.1 | 50 | 60 |  | 9 | 1971 | NG |  | N | Y | N | Electric Utility |  |  |  |  | N | [57 empty] | GAS | IN | Broadway Avenue Generating Station | 1011 | 1 | 2010 |  | CAIRNOX, CAIROS, CAIRSO2 | 66.36 | 12 | 1692.45 |  | 0.009 | 0.2295 | 3.987 |  | 30258.919 | 5 |  | Vanderburgh | Electric Utility |  |  | 37.9694 | -87.6044 | Southern Indiana Gas and Electric Company (Owner/Operator) |  |  | Operating | Combustion turbine | Pipeline Natural Gas |  |  |  |  | 770 | 14.9371 | GAS | 49 | 1887.7551 | 0.2295 | 0.000595 | 14.9371
17633 | Southern Indiana Gas & Elec Co | 1011 | Broadway | IN | Vanderburgh | 2 | GT | OP | 88.8 | 65 | 75 |  | 5 | 1981 | NG | DFO | Y | Y | N | Electric Utility |  |  |  |  | N | [57 empty] | GAS | IN | Broadway Avenue Generating Station | 1011 | 2 | 2010 |  | CAIRNOX, CAIROS, CAIRSO2 | 273.01 | 12 | 11195.36 |  | 0.048 | 0.2001 | 18.205 |  | 160336.432 | 5 |  | Vanderburgh | Electric Utility |  |  | 37.9694 | -87.6044 | Southern Indiana Gas and Electric Company (Owner/Operator) |  |  | Operating | Combustion turbine | Pipeline Natural Gas | Diesel Oil |  | Water Injection |  | 1500 | 13.3172 | GAS | 69 | 1956.5217 | 0.2001 | 0.000599 | 13.3172
17633 | Southern Indiana Gas & Elec Co | 1013 | Northeast | IN | Vanderburgh | 2 | GT | OP | 11.5 | 10 | 12 |  | 6 | 1964 | NG |  | N | Y | N | Electric Utility | [62 empty] | GAS | [39 empty] | 0.34676 | 0.0048316 | 10.8484
17650 | Southern Power Co | 7709 | Dahlberg | GA | Jackson | 1 | GT | OP | 91.9 | 74.8 | 89 |  | 6 | 2000 | NG | DFO | Y | Y | N | IPP Non-CHP |  |  |  |  | N | [57 empty] | GAS | [39 empty] | 0.074512 | 0.0013323 | 11.579
17650 | Southern Power Co | 7709 | Dahlberg | GA | Jackson | 10 | GT | OP | 91.9 | 75.2 | 89 |  | 5 | 2001 | NG | DFO | Y | Y | N | IPP Non-CHP |  |  |  |  | N | [57 empty] | GAS | [39 empty] | 0.070525 | 0.001251 | 11.4275
17650 | Southern Power Co | 7709 | Dahlberg | GA | Jackson | 2 | GT | OP | 91.9 | 74 | 89 |  | 6 | 2000 | NG | DFO | Y | Y | N | IPP Non-CHP |  |  |  |  | N | [57 empty] | GAS | [39 empty] | 0.074512 | 0.0013323 | 11.579
17650 | Southern Power Co | 7709 | Dahlberg | GA | Jackson | 3 | GT | OP | 91.9 | 74.7 | 89 |  | 6 | 2000 | NG | DFO | Y | Y | N | IPP Non-CHP |  |  |  |  | N | [57 empty] | GAS | [39 empty] | 0.074512 | 0.0013323 | 11.579
17650 | Southern Power Co | 7709 | Dahlberg | GA | Jackson | 4 | GT | OP | 91.9 | 75 | 89 |  | 6 | 2000 | NG | DFO | Y | Y | N | IPP Non-CHP |  |  |  |  | N | [57 empty] | GAS | [39 empty] | 0.074512 | 0.0013323 | 11.579
17650 | Southern Power Co | 7709 | Dahlberg | GA | Jackson | 5 | GT | OP | 91.9 | 74.7 | 89 |  | 6 | 2000 | NG | DFO | Y | Y | N | IPP Non-CHP |  |  |  |  | N | [57 empty] | GAS | [39 empty] | 0.074512 | 0.0013323 | 11.579
17650 | Southern Power Co | 7709 | Dahlberg | GA | Jackson | 6 | GT | OP | 91.9 | 74.9 | 89 |  | 7 | 2000 | NG | DFO | Y | Y | N | IPP Non-CHP |  |  |  |  | N | [57 empty] | GAS | [39 empty] | 0.074512 | 0.0013323 | 11.579
17650 | Southern Power Co | 7709 | Dahlberg | GA | Jackson | 7 | GT | OP | 91.9 | 75 | 89 |  | 6 | 2000 | NG | DFO | Y | Y | N | IPP Non-CHP |  |  |  |  | N | [57 empty] | GAS | [39 empty] | 0.074512 | 0.0013323 | 11.579
17650 | Southern Power Co | 7709 | Dahlberg | GA | Jackson | 8 | GT | OP | 91.9 | 74 | 89 |  | 6 | 2000 | NG | DFO | Y | Y | N | IPP Non-CHP |  |  |  |  | N | [57 empty] | GAS | [39 empty] | 0.074512 | 0.0013323 | 11.579
17650 | Southern Power Co | 7709 | Dahlberg | GA | Jackson | 9 | GT | OP | 91.9 | 75 | 89 |  | 5 | 2001 | NG | DFO | Y | Y | N | IPP Non-CHP |  |  |  |  | N | [57 empty] | GAS | [39 empty] | 0.070525 | 0.001251 | 11.4275
17650 | Southern Power Co | 7710 | H Allen Franklin Combined Cycle | AL | Lee | CT1A | CT | OP | 203.1 | 557.1 | 579.9 | G481 | 6 | 2002 | NG |  | N | Y | N | IPP Non-CHP |  |  |  |  | N | [57 empty] | GAS | AL | Plant H. Allen Franklin | 7710 | 1B | 2010 |  | ARP, CAIRNOX, CAIROS, CAIRSO2 | 5443.5 | 12 | 1330638.75 |  | 2.661 | 0.0152 | 44.007 | 527069.6 | 8868993.375 | 4 |  | Lee | Electric Utility | 4911 | Electric Services | 32.6094 | -85.0961 | Southern Company (Owner) Georgia Power Company (Operator) | Phase 2 |  | Operating | Combined cycle | Pipeline Natural Gas |  |  | Dry Low NOx Burners Selective Catalytic Reduction |  | 2193.4 | 6.6049 | GAS | 311 | 67.6849 | 0.0152 | 0.0006 | 9.4705
17650 | Southern Power Co | 7710 | H Allen Franklin Combined Cycle | AL | Lee | CT1B | CT | OP | 203.1 |  |  | G481 | 6 | 2002 | NG |  | N | Y | N | IPP Non-CHP |  |  |  |  | N | [57 empty] | GAS | AL | Plant H. Allen Franklin | 7710 | 1A | 2010 |  | ARP, CAIRNOX, CAIROS, CAIRSO2 | 5402.5 | 12 | 1319093.75 |  | 2.647 | 0.0164 | 46.735 | 524264.6 | 8821755.275 | 4 |  | Lee | Electric Utility | 4911 | Electric Services | 32.6094 | -85.0961 | Southern Company (Owner) Georgia Power Company (Operator) | Phase 2 |  | Operating | Combined cycle | Pipeline Natural Gas |  |  | Dry Low NOx Burners Selective Catalytic Reduction |  | 2184.5 | 6.6215 | GAS | 309 | 239.291 | 0.0164 | 0.0006 | 9.4705
17650 | Southern Power Co | 7710 | H Allen Franklin Combined Cycle | AL | Lee | CT2A | CT | OP | 203.1 | 632.3 | 642.9 | G501 | 6 | 2002 | NG |  | N | Y | N | IPP Non-CHP |  |  |  |  | N | [57 empty] | GAS | AL | Plant H. Allen Franklin | 7710 | 2A | 2010 |  | ARP, CAIRNOX, CAIROS, CAIRSO2 | 5123 | 12 | 1310680.5 |  | 2.662 | 0.0159 | 45.139 | 527221.875 | 8871539.075 | 4 |  | Lee | Electric Utility | 4911 | Electric Services | 32.6094 | -85.0961 | Southern Company (Owner) Georgia Power Company (Operator) | Phase 2 |  | Operating | Combined cycle | Pipeline Natural Gas |  |  | Dry Low NOx Burners Selective Catalytic Reduction |  | 2529 | 6.7264 | GAS | 347 | 73.6311 | 0.0159 | 0.0006 | 9.4705
17650 | Southern Power Co | 7710 | H Allen Franklin Combined Cycle | AL | Lee | CT2B | CT | OP | 203.1 |  |  | G501 | 6 | 2002 | NG |  | N | Y | N | IPP Non-CHP |  |  |  |  | N | [57 empty] | GAS | AL | Plant H. Allen Franklin | 7710 | 2B | 2010 |  | ARP, CAIRNOX, CAIROS, CAIRSO2 | 5070.75 | 12 | 1295021.25 |  | 2.664 | 0.0139 | 41.762 | 527777.725 | 8880834.375 | 4 |  | Lee | Electric Utility | 4911 | Electric Services | 32.6094 | -85.0961 | Southern Company (Owner) Georgia Power Company (Operator) | Phase 2 |  | Operating | Combined cycle | Pipeline Natural Gas |  |  | Dry Low NOx Burners Selective Catalytic Reduction |  | 2529.8 | 6.8154 | GAS | 342 | 158.0502 | 0.0139 | 0.0006 | 9.4705
17650 | Southern Power Co | 7710 | H Allen Franklin Combined Cycle | AL | Lee | CT3A | CT | OP | 203.1 | 625.6 | 642.9 | G100 | 5 | 2008 | NG |  | N | Y | N | IPP Non-CHP |  |  |  |  | N | [57 empty] | GAS | AL | Plant H. Allen Franklin | 7710 | 3B | 2010 |  | ARP, CAIRNOX, CAIROS, CAIRSO2 | 5369.5 | 12 | 1340016.25 |  | 2.837 | 0.0184 | 54.72 | 561957.375 | 9456002.975 | 4 |  | Lee | Electric Utility | 4911 | Electric Services | 32.6094 | -85.0961 | Southern Company (Owner) Georgia Power Company (Operator) | Phase 2 |  | Operating | Combined cycle | Pipeline Natural Gas |  |  | Dry Low NOx Burners Selective Catalytic Reduction |  | 2559 | 6.8986 | GAS | 341 | 57.3314 | 0.0184 | 0.0006 | 9.1977
17650 | Southern Power Co | 7710 | H Allen Franklin Combined Cycle | AL | Lee | CT3B | CT | OP | 203.1 |  |  | G100 | 5 | 2008 | NG |  | N | Y | N | IPP Non-CHP |  |  |  |  | N | [57 empty] | GAS | AL | Plant H. Allen Franklin | 7710 | 3A | 2010 |  | ARP, CAIRNOX, CAIROS, CAIRSO2 | 5436.5 | 12 | 1331051.75 |  | 2.857 | 0.0193 | 55.976 | 565909.95 | 9522570.125 | 4 |  | Lee | Electric Utility | 4911 | Electric Services | 32.6094 | -85.0961 | Southern Company (Owner) Georgia Power Company (Operator) | Phase 2 |  | Operating | Combined cycle | Pipeline Natural Gas |  |  | Dry Low NOx Burners Selective Catalytic Reduction |  | 2589 | 6.9686 | GAS | 340 | 162.9739 | 0.0193 | 0.0006 | 9.1977
17650 | Southern Power Co | 7710 | H Allen Franklin Combined Cycle | AL | Lee | ST1 | CA | OP | 213.3 |  |  | G481 | 6 | 2002 | NG |  | N | Y | N | IPP Non-CHP |  |  |  |  | N | [6 empty] | 1A¦¦1B | 2002 | 914051 | [48 empty] | GAS | [39 empty] | 0 | 0 | 10.4
17650 | Southern Power Co | 7710 | H Allen Franklin Combined Cycle | AL | Lee | ST2 | CA | OP | 281.9 |  |  | G501 | 6 | 2002 | NG |  | N | Y | N | IPP Non-CHP |  |  |  |  | N | [6 empty] | 2A¦¦2B | 2003 | 870286 | [48 empty] | GAS | [39 empty] | 0 | 0 | 10.4
17650 | Southern Power Co | 7710 | H Allen Franklin Combined Cycle | AL | Lee | ST3 | CA | OP | 281.9 |  |  | G100 | 5 | 2008 | NG |  | N | Y | N | IPP Non-CHP |  |  |  |  | N | [6 empty] | 3A¦¦3B | 2008 | 870286 | [48 empty] | GAS | [39 empty] | 0 | 0 | 10.4
17650 | Southern Power Co | 7826 | Rowan | NC | Rowan | 1 | GT | OP | 199.4 | 154 | 178 |  | 4 | 2001 | NG | DFO | Y | Y | N | IPP Non-CHP |  |  |  |  | N | [57 empty] | GAS | NC | Plant Rowan County | 7826 | 1 | 2010 |  | ARP, CAIRNOX, CAIROS, CAIRSO2 | 537.25 | 12 | 76695.25 |  | 0.339 | 0.0438 | 13.916 | 49147.15 | 825342.525 | 4 |  | Rowan | Electric Utility | 4911 | Electric Services | 35.7325 | -80.6019 | Southern Company (Owner/Operator) | Phase 2 |  | Operating | Combustion turbine | Pipeline Natural Gas | Diesel Oil |  | Dry Low NOx Burners Water Injection |  | 1875 | 10.5538 | GAS | 167 | 1967.0659 | 0.0438 | 0.000821 | 10.5538
17650 | Southern Power Co | 7826 | Rowan | NC | Rowan | 2 | GT | OP | 199.4 | 154 | 178 |  | 4 | 2001 | NG | DFO | Y | Y | N | IPP Non-CHP |  |  |  |  | N | [57 empty] | GAS | NC | Plant Rowan County | 7826 | 2 | 2010 |  | ARP, CAIRNOX, CAIROS, CAIRSO2 | 532.5 | 12 | 76263.25 |  | 0.328 | 0.0427 | 13.205 | 49207.675 | 826543.85 | 4 |  | Rowan | Electric Utility | 4911 | Electric Services | 35.7325 | -80.6019 | Southern Company (Owner/Operator) | Phase 2 |  | Operating | Combustion turbine | Pipeline Natural Gas | Diesel Oil |  | Dry Low NOx Burners Water Injection |  | 1875 | 10.6588 | GAS | 163 | 1953.9877 | 0.0427 | 0.000794 | 10.6588
17650 | Southern Power Co | 7826 | Rowan | NC | Rowan | 3 | GT | OP | 199.4 | 154 | 178 |  | 5 | 2001 | NG | DFO | Y | Y | N | IPP Non-CHP |  |  |  |  | N | [57 empty] | GAS | NC | Plant Rowan County | 7826 | 3 | 2010 |  | ARP, CAIRNOX, CAIROS, CAIRSO2 | 449.25 | 12 | 64803 |  | 0.225 | 0.0414 | 10.836 | 41291.3 | 694515.925 | 4 |  | Rowan | Electric Utility | 4911 | Electric Services | 35.7325 | -80.6019 | Southern Company (Owner/Operator) | Phase 2 |  | Operating | Combustion turbine | Pipeline Natural Gas | Diesel Oil |  | Dry Low NOx Burners Water Injection |  | 1875 | 10.5631 | GAS | 168 | 1970.2381 | 0.0414 | 0.000648 | 10.5631
17650 | Southern Power Co | 7826 | Rowan | NC | Rowan | 4 | CT | OP | 199.4 | 462.6 | 503 | G102 | 6 | 2003 | NG | DFO | Y | Y | N | IPP Non-CHP |  |  |  |  | N | [57 empty] | GAS | NC | Plant Rowan County | 7826 | 4 | 2010 |  | ARP, CAIRNOX, CAIROS, CAIRSO2 | 5101.5 | 12 | 642531 |  | 2.197 | 0.0146 | 37.3 | 434695.95 | 7314518.3 | 4 |  | Rowan | Electric Utility | 4911 | Electric Services | 35.7325 | -80.6019 | Southern Company (Owner/Operator) | Phase 2 |  | Operating | Combined cycle | Pipeline Natural Gas | Diesel Oil |  | Dry Low NOx Burners Selective Catalytic Reduction |  | 1875 | 10.9293 | GAS | 176 | 1071.0227 | 0.0146 | 0.000601 | 10.9293
17650 | Southern Power Co | 7826 | Rowan | NC | Rowan | 5 | CT | OP | 199.4 |  |  | G102 | 6 | 2003 | NG |  | N | Y | N | IPP Non-CHP |  |  |  |  | N | [57 empty] | GAS | NC | Plant Rowan County | 7826 | 5 | 2010 |  | ARP, CAIRNOX, CAIROS, CAIRSO2 | 4699.75 | 12 | 585761.25 |  | 1.996 | 0.0196 | 40.014 | 395414.95 | 6653632.125 | 4 |  | Rowan | Electric Utility | 4911 | Electric Services | 35.7325 | -80.6019 | Southern Company (Owner/Operator) | Phase 2 |  | Operating | Combined cycle | Pipeline Natural Gas |  |  | Dry Low NOx Burners Selective Catalytic Reduction |  | 1875 | 10.8499 | GAS | 180 | 1946.1111 | 0.0196 | 0.0006 | 10.8499
17650 | Southern Power Co | 7826 | Rowan | NC | Rowan | STG | CA | OP | 195 |  |  | G102 | 6 | 2003 | NG |  | N | Y | N | IPP Non-CHP |  |  |  |  | N | [57 empty] | GAS | [39 empty] | 0 | 0 | 10.4
17650 | Southern Power Co | 7897 | E B Harris Electric Generating Plant | AL | Autauga | CT1A | CT | OP | 185 | 638.2 | 646.6 | G103 | 6 | 2003 | NG |  | N | Y | N | IPP Non-CHP |  |  |  |  | N | [57 empty] | GAS | AL | E B Harris Generating Plant | 7897 | 1B | 2010 |  | ARP, CAIRNOX, CAIROS, CAIRSO2 | 3800.25 | 12 | 949531.75 |  | 1.967 | 0.0235 | 46.462 | 389546.025 | 6554853.525 | 4 |  | Autauga | Electric Utility |  |  | 32.3814 | -86.5736 | Southern Company (Owner) Alabama Power Company (Operator) | Phase 2 |  | Operating | Combined cycle | Pipeline Natural Gas |  |  | Dry Low NOx Burners Selective Catalytic Reduction |  | 2505.2 | 6.7029 | GAS | 349 | 73.639 | 0.0235 | 0.0006 | 9.4585
17650 | Southern Power Co | 7897 | E B Harris Electric Generating Plant | AL | Autauga | CT1B | CT | OP | 185 |  |  | G103 | 6 | 2003 | NG |  | N | Y | N | IPP Non-CHP |  |  |  |  | N | [57 empty] | GAS | AL | E B Harris Generating Plant | 7897 | 1A | 2010 |  | ARP, CAIRNOX, CAIROS, CAIRSO2 | 4170.25 | 12 | 1026534.5 |  | 2.083 | 0.0212 | 45.96 | 412641.95 | 6943501.625 | 4 |  | Autauga | Electric Utility |  |  | 32.3814 | -86.5736 | Southern Company (Owner) Alabama Power Company (Operator) | Phase 2 |  | Operating | Combined cycle | Pipeline Natural Gas |  |  | Dry Low NOx Burners Selective Catalytic Reduction |  | 2457 | 6.5734 | GAS | 344 | 70.2703 | 0.0212 | 0.0006 | 9.4585
17650 | Southern Power Co | 7897 | E B Harris Electric Generating Plant | AL | Autauga | CT2A | CT | OP | 185 | 630.5 | 647.5 | G104 | 6 | 2003 | NG |  | N | Y | N | IPP Non-CHP |  |  |  |  | N | [57 empty] | GAS | AL | E B Harris Generating Plant | 7897 | 2B | 2010 |  | ARP, CAIRNOX, CAIROS, CAIRSO2 | 4581.5 | 12 | 1237534.25 |  | 2.345 | 0.0165 | 42.687 | 464425.8 | 7814948 | 4 |  | Autauga | Electric Utility |  |  | 32.3814 | -86.5736 | Southern Company (Owner) Alabama Power Company (Operator) | Phase 2 |  | Operating | Combined cycle | Pipeline Natural Gas |  |  | Dry Low NOx Burners Selective Catalytic Reduction |  | 2457 | 6.3227 | GAS | 360 | 100.6944 | 0.0165 | 0.0006 | 9.4585
17650 | Southern Power Co | 7897 | E B Harris Electric Generating Plant | AL | Autauga | CT2B | CT | OP | 185 |  |  | G104 | 6 | 2003 | NG |  | N | Y | N | IPP Non-CHP |  |  |  |  | N | [57 empty] | GAS | AL | E B Harris Generating Plant | 7897 | 2A | 2010 |  | ARP, CAIRNOX, CAIROS, CAIRSO2 | 4613.75 | 12 | 1178475.75 |  | 2.382 | 0.019 | 47.905 | 471934.9 | 7941233.525 | 4 |  | Autauga | Electric Utility |  |  | 32.3814 | -86.5736 | Southern Company (Owner) Alabama Power Company (Operator) | Phase 2 |  | Operating | Combined cycle | Pipeline Natural Gas |  |  | Dry Low NOx Burners Selective Catalytic Reduction |  | 2482.3 | 6.6406 | GAS | 347 | 62.1622 | 0.019 | 0.0006 | 9.4585
17650 | Southern Power Co | 7897 | E B Harris Electric Generating Plant | AL | Autauga | ST1 | CA | OP | 282 |  |  | G103 | 6 | 2003 | NG |  | N | Y | N | IPP Non-CHP |  |  |  |  | N | [6 empty] | 1A¦¦1B | 2003 | 466000 | [48 empty] | GAS | [39 empty] | 0 | 0 | 10.4
17650 | Southern Power Co | 7897 | E B Harris Electric Generating Plant | AL | Autauga | ST2 | CA | OP | 282 |  |  | G104 | 6 | 2003 | NG |  | N | Y | N | IPP Non-CHP |  |  |  |  | N | [6 empty] | 2A¦¦2B | 2003 | 466000 | [48 empty] | GAS | [39 empty] | 0 | 0 | 10.4
17650 | Southern Power Co | 55267 | West Georgia Generating | GA | Upson | 712 | GT | OP | 175.3 | 151.7 | 172 |  | 6 | 2000 | NG | DFO | Y | Y | N | IPP Non-CHP |  |  |  |  | N | [57 empty] | GAS | GA | West Georgia Generating Facility | 55267 | 4 | 2010 |  | ARP, CAIRNOX, CAIRSO2 | 94.98 | 12 | 12039.51 |  | 0.478 | 0.0795 | 4.118 | 9487.216 | 152753.868 | 4 |  | Upson | Electric Utility | 4911 | Electric Services | 32.911 | -84.3059 | West Georgia Generating Company, LLC (Owner/Operator) (Ended Jan 12, 2010) Southern Power Company (Owner/Operator) (Started Jan 12, 2010) | Phase 2 |  | Operating | Combustion turbine | Pipeline Natural Gas | Diesel Oil |  | Dry Low NOx Burners |  | 1831 | 11.726 | GAS | 179 | 479.6512 | 0.0795 | 0.0062584 | 11.726
17650 | Southern Power Co | 55267 | West Georgia Generating | GA | Upson | 713 | GT | OP | 175.3 | 152.1 | 172.4 |  | 6 | 2000 | NG | DFO | Y | Y | N | IPP Non-CHP |  |  |  |  | N | [57 empty] | GAS | GA | West Georgia Generating Facility | 55267 | 4 | 2010 |  | ARP, CAIRNOX, CAIRSO2 | 94.98 | 12 | 12039.51 |  | 0.478 | 0.0795 | 4.118 | 9487.216 | 152753.868 | 4 |  | Upson | Electric Utility | 4911 | Electric Services | 32.911 | -84.3059 | West Georgia Generating Company, LLC (Owner/Operator) (Ended Jan 12, 2010) Southern Power Company (Owner/Operator) (Started Jan 12, 2010) | Phase 2 |  | Operating | Combustion turbine | Pipeline Natural Gas | Diesel Oil |  | Dry Low NOx Burners |  | 1831 | 11.726 | GAS | 179 | 480.8585 | 0.0795 | 0.0062584 | 11.726
17650 | Southern Power Co | 55267 | West Georgia Generating | GA | Upson | 714 | GT | OP | 175.3 | 149.5 | 169.5 |  | 6 | 2000 | NG | DFO | Y | Y | N | IPP Non-CHP |  |  |  |  | N | [57 empty] | GAS | GA | West Georgia Generating Facility | 55267 | 4 | 2010 |  | ARP, CAIRNOX, CAIRSO2 | 94.98 | 12 | 12039.51 |  | 0.478 | 0.0795 | 4.118 | 9487.216 | 152753.868 | 4 |  | Upson | Electric Utility | 4911 | Electric Services | 32.911 | -84.3059 | West Georgia Generating Company, LLC (Owner/Operator) (Ended Jan 12, 2010) Southern Power Company (Owner/Operator) (Started Jan 12, 2010) | Phase 2 |  | Operating | Combustion turbine | Pipeline Natural Gas | Diesel Oil |  | Dry Low NOx Burners |  | 1831 | 11.726 | GAS | 179 | 471.9764 | 0.0795 | 0.0062584 | 11.726
17650 | Southern Power Co | 55267 | West Georgia Generating | GA | Upson | 715 | GT | OP | 175.3 | 145.5 | 165 |  | 6 | 2000 | NG | DFO | Y | Y | N | IPP Non-CHP |  |  |  |  | N | [57 empty] | GAS | GA | West Georgia Generating Facility | 55267 | 4 | 2010 |  | ARP, CAIRNOX, CAIRSO2 | 94.98 | 12 | 12039.51 |  | 0.478 | 0.0795 | 4.118 | 9487.216 | 152753.868 | 4 |  | Upson | Electric Utility | 4911 | Electric Services | 32.911 | -84.3059 | West Georgia Generating Company, LLC (Owner/Operator) (Ended Jan 12, 2010) Southern Power Company (Owner/Operator) (Started Jan 12, 2010) | Phase 2 |  | Operating | Combustion turbine | Pipeline Natural Gas | Diesel Oil |  | Dry Low NOx Burners |  | 1831 | 11.726 | GAS | 179 | 457.5758 | 0.0795 | 0.0062584 | 11.726
17650 | Southern Power Co | 55286 | Oleander Power Project LP | FL | Brevard | OG1 | GT | OP | 198.9 | 163.8 | 175.6 |  | 6 | 2002 | DFO | NG | Y | Y | N | IPP Non-CHP |  |  |  |  | N | [57 empty] | LIQUID | FL | Oleander Power Project | 55286 | O-1 | 2010 |  | ARP, CAIRNOX, CAIROS, CAIRSO2 | 1598.92 | 12 | 238645.29 |  | 2.125 | 0.0487 | 45.707 | 154050.319 | 2541566.686 | 4 |  | Brevard | Electric Utility | 4911 | Electric Services | 28.3661 | -80.7947 | Oleander Power Project, LP (Owner/Operator) | Phase 2 |  | Operating | Combustion turbine | Pipeline Natural Gas | Diesel Oil |  | Dry Low NOx Burners Water Injection |  | 1919 | 10.6145 | GAS | 186 | 120.3872 | 0.0487 | 0.0016722 | 10.6145
17650 | Southern Power Co | 55286 | Oleander Power Project LP | FL | Brevard | OG2 | GT | OP | 198.9 | 155.4 | 166.5 |  | 6 | 2002 | DFO | NG | Y | Y | N | IPP Non-CHP |  |  |  |  | N | [57 empty] | LIQUID | FL | Oleander Power Project | 55286 | O-2 | 2010 |  | ARP, CAIRNOX, CAIROS, CAIRSO2 | 673.9 | 12 | 91776.21 |  | 1.826 | 0.0755 | 25.923 | 63103.806 | 1005199.2 | 4 |  | Brevard | Electric Utility | 4911 | Electric Services | 28.3661 | -80.7947 | Oleander Power Project, LP (Owner/Operator) | Phase 2 |  | Operating | Combustion turbine | Pipeline Natural Gas | Diesel Oil |  | Dry Low NOx Burners Water Injection |  | 1919 | 10.7645 | GAS | 181 | 106.4565 | 0.0755 | 0.0036331 | 10.7645
17650 | Southern Power Co | 55286 | Oleander Power Project LP | FL | Brevard | OG3 | GT | OP | 198.9 | 155.1 | 166.3 |  | 7 | 2002 | DFO | NG | Y | Y | N | IPP Non-CHP |  |  |  |  | N | [57 empty] | LIQUID | FL | Oleander Power Project | 55286 | O-3 | 2010 |  | ARP, CAIRNOX, CAIROS, CAIRSO2 | 836.22 | 12 | 112534.17 |  | 2.027 | 0.0626 | 27.726 | 76191.715 | 1220342.559 | 4 |  | Brevard | Electric Utility | 4911 | Electric Services | 28.3661 | -80.7947 | Oleander Power Project, LP (Owner/Operator) | Phase 2 |  | Operating | Combustion turbine | Pipeline Natural Gas | Diesel Oil |  | Dry Low NOx Burners Water Injection |  | 1919 | 10.6903 | GAS | 180 | 108.8094 | 0.0626 | 0.003322 | 10.6903
17650 | Southern Power Co | 55286 | Oleander Power Project LP | FL | Brevard | OG4 | GT | OP | 198.9 | 155.7 | 166.8 |  | 8 | 2002 | NG | DFO | Y | Y | N | IPP Non-CHP |  |  |  |  | N | [57 empty] | GAS | FL | Oleander Power Project | 55286 | O-4 | 2010 |  | ARP, CAIRNOX, CAIROS, CAIRSO2 | 806.35 | 12 | 104814.56 |  | 1.312 | 0.064 | 23.966 | 71885.678 | 1173942.631 | 4 |  | Brevard | Electric Utility | 4911 | Electric Services | 28.3661 | -80.7947 | Oleander Power Project, LP (Owner/Operator) | Phase 2 |  | Operating | Combustion turbine | Pipeline Natural Gas | Diesel Oil |  | Dry Low NOx Burners Water Injection |  | 1919 | 11.0066 | GAS | 177 | 469.4245 | 0.064 | 0.0022352 | 11.0066
17650 | Southern Power Co | 55286 | Oleander Power Project LP | FL | Brevard | OG5 | GT | OP | 198.8 | 160.2 | 182 |  | 12 | 2007 | NG | DFO | Y | N | N | IPP Non-CHP |  |  |  |  | N | [57 empty] | GAS | FL | Oleander Power Project | 55286 | O-5 | 2010 |  | ARP, CAIRNOX, CAIROS, CAIRSO2 | 174.04 | 12 | 21745.79 |  | 15.122 | 0.0845 | 6.143 | 15048.441 | 242224.322 | 4 |  | Brevard | Electric Utility | 4911 | Electric Services | 28.3661 | -80.7947 | Oleander Power Project, LP (Owner/Operator) | Phase 2 |  | Operating | Combustion turbine | Pipeline Natural Gas | Diesel Oil |  | Dry Low NOx Burners Water Injection |  | 1920 | 10.7145 | GAS | 180 | 494.4444 | 0.0845 | 0.12486 | 10.7145
17650 | Southern Power Co | 55821 | Curtis H Stanton Energy Center | FL | Orange | A | CT | OP | 203.2 | 656.9 | 656.9 | G105 | 10 | 2003 | NG | DFO | Y | Y | N | IPP Non-CHP |  |  |  |  | N | [57 empty] | GAS | FL | Stanton A | 55821 | 25 | 2010 |  | ARP, CAIRNOX, CAIROS, CAIRSO2 | 4793.75 | 12 | 1079285.25 |  | 2.437 | 0.0176 | 47.29 | 457315.6 | 7694530.35 | 4 |  | Orange | Electric Utility |  |  | 28.4881 | -81.1675 | Florida Municipal Power Agency (Owner) Southern Company (Owner/Operator) Orlando Utilities Commission (Owner) Kissimmee Utility Authority (Owner) | Phase 2 |  | Operating | Combined cycle | Natural Gas | Diesel Oil |  | Dry Low NOx Burners Water Injection Selective Catalytic Reduction |  | 2402 | 6.8975 | GAS | 343 | -457.5802 | 0.0176 | 0.000633 | 9.5069
17650 | Southern Power Co | 55821 | Curtis H Stanton Energy Center | FL | Orange | B | CT | OP | 203.2 |  |  | G105 | 10 | 2003 | NG | DFO | Y | Y | N | IPP Non-CHP |  |  |  |  | N | [57 empty] | GAS | FL | Stanton A | 55821 | 25 | 2010 |  | ARP, CAIRNOX, CAIROS, CAIRSO2 | 4793.75 | 12 | 1079285.25 |  | 2.437 | 0.0176 | 47.29 | 457315.6 | 7694530.35 | 4 |  | Orange | Electric Utility |  |  | 28.4881 | -81.1675 | Florida Municipal Power Agency (Owner) Southern Company (Owner/Operator) Orlando Utilities Commission (Owner) Kissimmee Utility Authority (Owner) | Phase 2 |  | Operating | Combined cycle | Natural Gas | Diesel Oil |  | Dry Low NOx Burners Water Injection Selective Catalytic Reduction |  | 2402 | 6.8975 | GAS | 343 | -343.9961 | 0.0176 | 0.000633 | 9.5069
17650 | Southern Power Co | 55821 | Curtis H Stanton Energy Center | FL | Orange | C | CA | OP | 281.9 |  |  | G105 | 10 | 2003 | NG | DFO | N | Y | N | IPP Non-CHP |  |  |  |  | N | [6 empty] | 25¦¦26 | 2003 | 1280130 | [48 empty] | GAS | [39 empty] | 0 | 0 | 10.4
17650 | Southern Power Co | 55965 | Wansley Combined Cycle | GA | Heard | CT6A | CT | OP | 203.1 | 567.6 | 587.7 | G106 | 6 | 2002 | NG |  | N | Y | N | IPP Non-CHP |  |  |  |  | N | [57 empty] | GAS | [39 empty] | 0.02099 | 0.0006159 | 9.4546
17650 | Southern Power Co | 55965 | Wansley Combined Cycle | GA | Heard | CT6B | CT | OP | 203.1 |  |  | G106 | 6 | 2002 | NG |  | N | Y | N | IPP Non-CHP |  |  |  |  | N | [57 empty] | GAS | [39 empty] | 0.02099 | 0.0006159 | 9.4546
17650 | Southern Power Co | 55965 | Wansley Combined Cycle | GA | Heard | CT7A | CT | OP | 203.1 | 575.5 | 590.4 | G107 | 6 | 2002 | NG |  | N | Y | N | IPP Non-CHP |  |  |  |  | N | [57 empty] | GAS | [39 empty] | 0.02099 | 0.0006159 | 9.4546
17650 | Southern Power Co | 55965 | Wansley Combined Cycle | GA | Heard | CT7B | CT | OP | 203.1 |  |  | G107 | 6 | 2002 | NG |  | N | Y | N | IPP Non-CHP |  |  |  |  | N | [57 empty] | GAS | [39 empty] | 0.02099 | 0.0006159 | 9.4546
17650 | Southern Power Co | 55965 | Wansley Combined Cycle | GA | Heard | ST6 | CA | OP | 213.3 |  |  | G106 | 6 | 2002 | NG |  | N | Y | N | IPP Non-CHP |  |  |  |  | N | [6 empty] | 6A¦¦6B | 2002 | 913122 | [48 empty] | GAS | [39 empty] | 0 | 0 | 10.4
17650 | Southern Power Co | 55965 | Wansley Combined Cycle | GA | Heard | ST7 | CA | OP | 213.3 |  |  | G107 | 6 | 2002 | NG |  | N | Y | N | IPP Non-CHP |  |  |  |  | N | [6 empty] | 7A¦¦7B | 2002 | 913122 | [48 empty] | GAS | [39 empty] | 0 | 0 | 10.4
17690 | SOWEGA Power LLC | 7768 | Sowega Power | GA | Mitchell | CTG2 | GT | OP | 60 | 48.5 | 48.5 |  | 6 | 1999 | NG | DFO | Y | Y | N | IPP Non-CHP |  |  |  |  | N | [57 empty] | GAS | GA | Sowega Power Project | 7768 | CT2 | 2010 |  | ARP, CAIRNOX, CAIRSO2 | 337.36 | 12 | 15434.04 |  | 0.055 | 0.1007 | 6.544 | 8983.769 | 151165.428 | 4 |  | Mitchell | Small Power Producer | 4911 | Electric Services | 31.3869 | -84.0814 | Sowega Power (Owner/Operator) | Phase 2 |  | Operating | Combustion turbine | Pipeline Natural Gas | Diesel Oil |  | Water Injection |  | 614 | 9.7035 | GAS | 49 | 494.8454 | 0.1007 | 0.000728 | 9.7035
17690 | SOWEGA Power LLC | 7768 | Sowega Power | GA | Mitchell | CTG3 | GT | OP | 60 | 48.5 | 48.5 |  | 6 | 1999 | NG | DFO | Y | Y | N | IPP Non-CHP |  |  |  |  | N | [57 empty] | GAS | GA | Sowega Power Project | 7768 | CT3 | 2010 |  | ARP, CAIRNOX, CAIRSO2 | 311.76 | 12 | 14386.43 |  | 0.045 | 0.092 | 5.657 | 8281.497 | 139351.151 | 4 |  | Mitchell | Small Power Producer | 4911 | Electric Services | 31.3869 | -84.0814 | Sowega Power (Owner/Operator) | Phase 2 |  | Operating | Combustion turbine | Pipeline Natural Gas | Diesel Oil |  | Water Injection |  | 614 | 9.5663 | GAS | 49 | 494.8454 | 0.092 | 0.000646 | 9.5663
17697 | Southwestern Electric Coop Inc | 7842 | Freedom Power Project | IL | FAYETTE | CT1 | GT | OP | 71 | 47 | 48 |  | 6 | 2000 | NG |  | N | Y | N | Electric Utility |  |  |  |  | N | [57 empty] | GAS | IL | Freedom Power Project | 7842 | CT1 | 2010 |  | ARP, CAIRNOX, CAIROS, CAIRSO2 | 127.46 | 12 | 5209.76 |  | 0.016 | 0.0991 | 2.481 | 3078.109 | 51799.889 | 5 | Southeastern Electric Reliability Council | Fayette | Electric Utility |  |  | 39.1025 | -88.8589 | Southwestern Electric Cooperative, Inc. (Owner/Operator) | Phase 2 |  | Operating | Combustion turbine | Pipeline Natural Gas |  |  | Water Injection |  | 460 | 9.46 | GAS | 47 | 1989.3617 | 0.0991 | 0.000618 | 9.46
17698 | Southwestern Electric Power Co | 1416 | Arsenal Hill | LA | Caddo | 5 | ST | OP | 125 | 116 | 116 |  | 3 | 1960 | NG |  | N | Y | N | Electric Utility |  |  |  |  | N | [6 empty] | 5A | 1960 | 79000 | [48 empty] | GAS | LA | Arsenal Hill Power Plant | 1416 | 5A | 2010 |  | ARP, CAIRNOX, CAIROS, CAIRSO2 | 4287.41 | 12 | 67745.57 |  | 0.292 | 0.061 | 33.991 | 57910.003 | 974408.106 | 6 | Southwest Power Pool | Caddo | Electric Utility | 4911 | Electric Services | 32.5181 | -93.7611 | Southwestern Electric Power Company (Owner/Operator) | Phase 2 |  | Operating | Tangentially-fired | Pipeline Natural Gas |  |  |  |  | 1274 | 11.0395 | GAS | 115 | 495.6522 | 0.061 | 0.000599 | 11.0395
17698 | Southwestern Electric Power Co | 1417 | Lieberman | LA | Caddo | 1 | ST | OP | 25 | 25 | 25 |  | 7 | 1947 | NG |  | N | Y | N | Electric Utility |  |  |  |  | N | [57 empty] | GAS | [39 empty] | 0.19134 | 0.0008219 | 13.1315
17698 | Southwestern Electric Power Co | 1417 | Lieberman | LA | Caddo | 2 | ST | OP | 25 | 26 | 26 |  | 4 | 1949 | NG |  | N | Y | N | Electric Utility |  |  |  |  | N | [57 empty] | GAS | [39 empty] | 0.19297 | 0.0008284 | 13.0183
17698 | Southwestern Electric Power Co | 1417 | Lieberman | LA | Caddo | 3 | ST | OP | 114 | 109 | 109 |  | 6 | 1957 | NG | RFO | Y | Y | N | Electric Utility |  |  |  |  | N | [6 empty] | 3A | 1957 | 88000 | [48 empty] | GAS | LA | Lieberman Power Plant | 1417 | 3 | 2010 |  | ARP, CAIRNOX, CAIROS, CAIRSO2 | 3600.14 | 12 | 52355.34 |  | 0.623 | 0.0731 | 28.815 | 43929.783 | 731994.813 | 6 | Southwest Power Pool | Caddo | Electric Utility | 4911 | Electric Services | 32.7047 | -93.9597 | Southwestern Electric Power Company (Owner/Operator) | Phase 2 |  | Operating | Tangentially-fired | Pipeline Natural Gas | Residual Oil |  |  |  | 1170 | 9.7517 | GAS | 118 | 1958.7156 | 0.0731 | 0.0017022 | 9.7517
17698 | Southwestern Electric Power Co | 1417 | Lieberman | LA | Caddo | 4 | ST | OP | 114 | 108 | 108 |  | 5 | 1959 | NG | RFO | Y | Y | N | Electric Utility |  |  |  |  | N | [6 empty] | 4A | 1959 | 88000 | [48 empty] | GAS | LA | Lieberman Power Plant | 1417 | 4 | 2010 |  | ARP, CAIRNOX, CAIROS, CAIRSO2 | 2991.93 | 12 | 48912.37 |  | 0.193 | 0.0819 | 26.873 | 36880.833 | 620542.019 | 6 | Southwest Power Pool | Caddo | Electric Utility | 4911 | Electric Services | 32.7047 | -93.9597 | Southwestern Electric Power Company (Owner/Operator) | Phase 2 |  | Operating | Tangentially-fired | Pipeline Natural Gas | Residual Oil |  |  |  | 1150 | 10.0915 | GAS | 115 | 1967.5926 | 0.0819 | 0.000622 | 10.0915
17698 | Southwestern Electric Power Co | 3476 | Knox Lee | TX | Gregg | 2 | ST | OP | 38 | 31 | 31 |  | 12 | 1950 | NG |  | N | Y | N | Electric Utility |  |  |  |  | N | [6 empty] | 2 | 1950 | 54000 | [48 empty] | GAS | TX | Knox Lee Power Plant | 3476 | 2 | 2010 |  | ARP, CAIRNOX, CAIRSO2 | 512.52 | 12 | 5950.45 |  | 0.024 | 0.0759 | 3.127 | 4773.9 | 80300.681 | 6 | Electric Reliability Council of Texas | Gregg | Electric Utility | 4911 | Electric Services | 32.3766 | -94.6415 | Southwestern Electric Power Company (Owner/Operator) | Phase 2 |  | Operating | Dry bottom wall-fired boiler | Pipeline Natural Gas |  |  |  |  | 411 | 13.3354 | GAS | 34 | 1951.6129 | 0.0759 | 0.000598 | 13.3354
17698 | Southwestern Electric Power Co | 3476 | Knox Lee | TX | Gregg | 3 | ST | OP | 38 | 25 | 25 |  | 6 | 1952 | NG |  | N | Y | N | Electric Utility |  |  |  |  | N | [6 empty] | 3 | 1952 | 54000 | [48 empty] | GAS | TX | Knox Lee Power Plant | 3476 | 3 | 2010 |  | ARP, CAIRNOX, CAIRSO2 | 360.93 | 12 | 4087.31 |  | 0.021 | 0.1229 | 4.271 | 4096.655 | 68916.179 | 6 | Electric Reliability Council of Texas | Gregg | Electric Utility | 4911 | Electric Services | 32.3766 | -94.6415 | Southwestern Electric Power Company (Owner/Operator) | Phase 2 |  | Operating | Dry bottom wall-fired boiler | Pipeline Natural Gas |  |  |  |  | 411 | 15.3259 | GAS | 30 | 1900 | 0.1229 | 0.000609 | 15.3259
17698 | Southwestern Electric Power Co | 3476 | Knox Lee | TX | Gregg | 4 | ST | OP | 74 | 73 | 73 |  | 3 | 1956 | NG |  | N | Y | N | Electric Utility |  |  |  |  | N | [6 empty] | 4 | 1956 | 123000 | [48 empty] | GAS | TX | Knox Lee Power Plant | 3476 | 4 | 2010 |  | ARP, CAIRNOX, CAIRSO2 | 308.97 | 12 | 4894.85 |  | 0.019 | 0.1603 | 8.361 | 3786.242 | 63765.09 | 6 | Electric Reliability Council of Texas | Gregg | Electric Utility | 4911 | Electric Services | 32.3766 | -94.6415 | Southwestern Electric Power Company (Owner/Operator) | Phase 2 |  | Operating | Dry bottom wall-fired boiler | Pipeline Natural Gas |  |  |  |  | 848 | 11.1567 | GAS | 77 | 1972.6027 | 0.1603 | 0.000596 | 11.1567
17698 | Southwestern Electric Power Co | 3476 | Knox Lee | TX | Gregg | 5 | ST | OP | 351 | 342 | 348 |  | 4 | 1974 | NG | RFO | Y | Y | N | Electric Utility |  |  |  |  | N | [6 empty] | 5 | 1974 | 582000 | [48 empty] | GAS | TX | Knox Lee Power Plant | 3476 | 5 | 2010 |  | ARP, CAIRNOX, CAIRSO2 | 5011.39 | 12 | 436690.35 |  | 1.289 | 0.1314 | 343.512 | 255285.365 | 4295624.816 | 6 | Electric Reliability Council of Texas | Gregg | Electric Utility | 4911 | Electric Services | 32.3766 | -94.6415 | Southwestern Electric Power Company (Owner/Operator) | Phase 2 |  | Operating | Tangentially-fired | Pipeline Natural Gas | Residual Oil |  |  |  | 3368 | 9.3316 | GAS | 354 | 1991.3793 | 0.1314 | 0.0006 | 9.3316
17698 | Southwestern Electric Power Co | 3477 | Lone Star | TX | Morris | 1 | ST | OP | 40 | 50 | 50 |  | 3 | 1954 | NG |  | N | Y | N | Electric Utility |  |  |  |  | N | [57 empty] | GAS | TX | Lone Star Power Plant | 3477 | 1 | 2010 |  | ARP, CAIRNOX, CAIRSO2 | 571.89 | 12 | 16934.65 |  | 0.067 | 0.1765 | 20.461 | 13321.621 | 224155.226 | 6 | Electric Reliability Council of Texas | Morris | Electric Utility | 4911 | Electric Services | 32.9217 | -94.7158 | Southwestern Electric Power Company (Owner/Operator) | Phase 2 |  | Operating | Dry bottom wall-fired boiler | Pipeline Natural Gas |  |  |  |  | 600 | 13.0106 | GAS | 44 | 1931.8182 | 0.1765 | 0.000598 | 13.0106
17698 | Southwestern Electric Power Co | 3478 | Wilkes | TX | Marion | 1 | ST | OP | 180 | 174 | 174 |  | 5 | 1964 | NG | DFO | N | Y | N | Electric Utility |  |  |  |  | N | [6 empty] | 1A | 1964 | 131000 | [48 empty] | GAS | TX | Wilkes Power Plant | 3478 | 1 | 2010 |  | ARP, CAIRNOX, CAIRSO2 | 8020.52 | 12 | 371215.81 |  | 3.152 | 0.1339 | 314.688 | 275070.758 | 4586370.722 | 6 | Electric Reliability Council of Texas | Marion | Electric Utility | 4911 | Electric Services | 32.8486 | -94.5469 | Southwestern Electric Power Company (Owner/Operator) | Phase 2 |  | Operating | Tangentially-fired | Pipeline Natural Gas | Other Oil |  |  |  | 1562 | 10.6996 | GAS | 184 | 1971.2644 | 0.1339 | 0.0013745 | 10.6996
17698 | Southwestern Electric Power Co | 3478 | Wilkes | TX | Marion | 2 | ST | OP | 351 | 355 | 362 |  | 5 | 1970 | NG |  | N | Y | N | Electric Utility |  |  |  |  | N | [6 empty] | 2 | 1970 | 615000 | [48 empty] | GAS | TX | Wilkes Power Plant | 3478 | 2 | 2010 |  | ARP, CAIRNOX, CAIRSO2 | 6436.14 | 12 | 619475.69 |  | 1.974 | 0.0951 | 374.739 | 390981.779 | 6579056.893 | 6 | Electric Reliability Council of Texas | Marion | Electric Utility | 4911 | Electric Services | 32.8486 | -94.5469 | Southwestern Electric Power Company (Owner/Operator) | Phase 2 |  | Operating | Dry bottom wall-fired boiler | Pipeline Natural Gas |  |  |  |  | 3052 | 9.1855 | GAS | 365 | 1995.8564 | 0.0951 | 0.0006 | 9.1855
17698 | Southwestern Electric Power Co | 3478 | Wilkes | TX | Marion | 3 | ST | OP | 351 | 354 | 362 |  | 12 | 1971 | NG |  | N | Y | N | Electric Utility |  |  |  |  | N | [6 empty] | 3 | 1971 | 615000 | [48 empty] | GAS | TX | Wilkes Power Plant | 3478 | 3 | 2010 |  | ARP, CAIRNOX, CAIRSO2 | 6229.85 | 12 | 653111.79 |  | 2.008 | 0.0879 | 342.129 | 397839.082 | 6694339.767 | 6 | Electric Reliability Council of Texas | Marion | Electric Utility | 4911 | Electric Services | 32.8486 | -94.5469 | Southwestern Electric Power Company (Owner/Operator) | Phase 2 |  | Operating | Dry bottom wall-fired boiler | Pipeline Natural Gas |  |  |  |  | 3052 | 8.8286 | GAS | 368 | 1991.7127 | 0.0879 | 0.0006 | 8.8286
17698 | Southwestern Electric Power Co | 6138 | Flint Creek | AR | Benton | 1 | ST | OP | 558 | 528 | 528 |  | 5 | 1978 | SUB | DFO | N | Y | N | Electric Utility |  |  |  |  | N | Y |  | Y |  |  |  | 1 | 1978 | 1100000 | [31 empty] | OP | EW |  |  | 5 |  | 0.4 |  | 0.5 |  | 99.6 | 187 | 3025000 |  |  |  |  | COAL | AR | Flint Creek Power Plant | 6138 | 1 | 2010 |  | ARP, CAIROS | 7629.18 | 12 | 3801535.15 |  | 8506.178 | 0.257 | 4879.983 | 3868938.479 | 36889221.88 | 6 |  | Benton | Electric Utility | 4911 | Electric Services | 36.2561 | -94.5241 | Southwestern Electric Power Company (Owner/Operator) Arkansas Electric Cooperative Corporation (Owner) | Phase 2 | Early Election | Operating | Dry bottom wall-fired boiler | Coal |  |  | Low NOx Burner Technology (Dry Bottom only) | Electrostatic Precipitator | 6324 | 9.6862 | COAL | 559 | 1970.6439 | 0.257 | 0.46117 | 9.6862
17698 | Southwestern Electric Power Co | 6139 | Welsh | TX | Titus | 1 | ST | OP | 558 | 528 | 528 |  | 3 | 1977 | SUB |  | N | Y | N | Electric Utility |  |  |  |  | N | Y |  | Y |  |  |  | 1 | 1977 | 1100000 | [31 empty] | OP | EW |  |  | 5 |  | 0.4 |  | 0.5 |  | 99.6 | 187 | 3025000 | OP | OV | SN |  | COAL | TX | Welsh Power Plant | 6139 | 1 | 2010 |  | ARP, CAIRNOX, CAIRSO2 | 7542.63 | 12 | 3574984.58 |  | 8360.51 | 0.1916 | 3510.059 | 3774832.691 | 35991931 | 6 | Electric Reliability Council of Texas | Titus | Electric Utility | 4911 | Electric Services | 33.0583 | -94.844 | Southwestern Electric Power Company (Owner/Operator) | Phase 2 | Early Election | Operating | Dry bottom wall-fired boiler | Coal |  |  | Low NOx Burner Technology w/ Overfire Air | Electrostatic Precipitator | 6896 | 10.0594 | COAL | 552 | 1977.2727 | 0.1916 | 0.46458 | 10.0594
17698 | Southwestern Electric Power Co | 6139 | Welsh | TX | Titus | 2 | ST | OP | 558 | 528 | 528 |  | 4 | 1980 | SUB |  | N | Y | N | Electric Utility |  |  |  | 2014 | N | Y |  | Y |  |  |  | 2 | 1980 | 1100000 | [31 empty] | OP | EW |  |  | 5 |  | 0.4 |  | 0.5 |  | 99.6 | 187 | 3025000 | OP | OV | SN |  | COAL | TX | Welsh Power Plant | 6139 | 2 | 2010 |  | ARP, CAIRNOX, CAIRSO2 | 7909.31 | 12 | 3827531.63 |  | 8792.408 | 0.1709 | 3333.963 | 4072073.254 | 38826021.99 | 6 | Electric Reliability Council of Texas | Titus | Electric Utility | 4911 | Electric Services | 33.0583 | -94.844 | Southwestern Electric Power Company (Owner/Operator) | Phase 2 | Early Election | Operating | Dry bottom wall-fired boiler | Coal |  |  | Low NOx Burner Technology w/ Overfire Air | Electrostatic Precipitator | 7046 | 10.1279 | COAL | 557 | 1972.5379 | 0.1709 | 0.45291 | 10.1279
17698 | Southwestern Electric Power Co | 6139 | Welsh | TX | Titus | 3 | ST | OP | 558 | 528 | 528 |  | 3 | 1982 | SUB |  | N | Y | N | Electric Utility |  |  |  |  | N | Y |  | Y |  |  |  | 3 | 1982 | 1100000 | [31 empty] | OP | EW |  |  | 5 |  | 0.4 |  | 0.5 |  | 99.6 | 187 | 3025000 |  |  |  |  | COAL | TX | Welsh Power Plant | 6139 | 3 | 2010 |  | ARP, CAIRNOX, CAIRSO2 | 8026.5 | 12 | 3931843.1 |  | 9534.06 | 0.1919 | 3975.445 | 4299336.122 | 40992923.22 | 6 | Electric Reliability Council of Texas | Titus | Electric Utility | 4911 | Electric Services | 33.0583 | -94.844 | Southwestern Electric Power Company (Owner/Operator) | Phase 2 | Early Election | Operating | Dry bottom wall-fired boiler | Coal |  |  | Low NOx Burner Technology w/ Overfire Air | Electrostatic Precipitator | 6909 | 10.4171 | COAL | 554 | 1975.3788 | 0.1919 | 0.46516 | 10.4171
17698 | Southwestern Electric Power Co | 7902 | Pirkey | TX | Harrison | 1 | ST | OP | 721 | 721 | 721 |  | 1 | 1985 | LIG | SUB | N | Y | N | Electric Utility |  |  |  |  | N | Y |  | Y |  |  |  | 1 | 1985 | 1245000 | [16 empty] | OP: OP; DP: BR; LS: LS; N: Y | 1.5 | 85 | 5112 | 2490000 | 90 | OP | EK |  |  | 16.7 |  | 1.5 |  |  |  | 99.8 | 648 | 2860000 | OP | OV |  |  | COAL | TX | H W Pirkey Power Plant | 7902 | 1 | 2010 |  | ARP, CAIRNOX, CAIRSO2 | 7831.98 | 12 | 5200956.3 |  | 2654.864 | 0.162 | 3752.465 | 5095426.897 | 46802855.99 | 6 |  | Harrison | Electric Utility | 4911 | Electric Services | 32.4607 | -94.4852 | Northeast Texas Electric Cooperative (Owner) Southwestern Electric Power Company (Owner/Operator) Oklahoma Municipal Power Authority (Owner) | Phase 2 | Early Election | Operating | Dry bottom wall-fired boiler | Coal |  | Wet Limestone | Low NOx Burner Technology (Dry Bottom only) Low NOx Burner Technology w/ Overfire Air | Electrostatic Precipitator | 6821 | 8.9928 | COAL | 732 | 1992.3717 | 0.162 | 0.11345 | 8.9928
17698 | Southwestern Electric Power Co | 56565 | J Lamar Stall Unit | LA | Caddo | 6A | CT | OP | 184 | 160 | 184 |  | 6 | 2010 | NG |  | N | N | N | Electric Utility |  |  |  |  | N | [57 empty] | GAS | [39 empty] | 0.0086876 | 0.0005829 | 9.1506
17698 | Southwestern Electric Power Co | 56565 | J Lamar Stall Unit | LA | Caddo | 6B | CT | OP | 184 | 160 | 184 |  | 6 | 2010 | NG |  | N | N | N | Electric Utility |  |  |  |  | N | [57 empty] | GAS | [39 empty] | 0.0086876 | 0.0005829 | 9.1506
17698 | Southwestern Electric Power Co | 56565 | J Lamar Stall Unit | LA | Caddo | 6STG | CA | OP | 256 | 187 | 201 |  | 6 | 2010 | NG |  | N | N | N | Electric Utility |  |  |  |  | N | [57 empty] | GAS | [39 empty] | 0 | 0 | 10.4
17711 | Solano County | 50985 | Solano County Cogen Plant | CA | Solano | 3163 | IC | OP | 1 | 1 | 1 |  | 6 | 1989 | NG |  | N | Y | Y | Commercial CHP | [62 empty] | GAS | [39 empty] | 1.1659 | 0.0016829 | 10.4
17711 | Solano County | 50985 | Solano County Cogen Plant | CA | Solano | 3164 | IC | OP | 0.4 | 0.4 | 0.4 |  | 6 | 1989 | NG |  | N | Y | Y | Commercial CHP | [62 empty] | GAS | [39 empty] | 1.1659 | 0.0016829 | 10.4
17711 | Solano County | 50985 | Solano County Cogen Plant | CA | Solano | 3165 | IC | OP | 1.4 | 1.4 | 1.4 |  | 12 | 2004 | NG |  | N | Y | Y | Commercial CHP | [62 empty] | GAS | [39 empty] | 1.1659 | 0.0016829 | 10.4
17718 | Southwestern Public Service Co | 2446 | Maddox | NM | Lea | 1 | ST | OP | 113.6 | 112 | 112 |  | 1 | 1967 | NG |  | N | Y | N | Electric Utility |  |  |  |  | N | [6 empty] | 051S | 1967 | 160600 | [48 empty] | GAS | NM | Maddox | 2446 | 051B | 2010 |  | ARP | 7934.67 | 12 | 386980.12 |  | 1.139 | 0.1424 | 300.851 | 237436.266 | 3995293.088 | 6 | Southwest Power Pool | Lea | Electric Utility | 4911 | Electric Services | 32.7131 | -103.31 | Southwestern Public Service Company (Owner/Operator) | Phase 2 |  | Operating | Tangentially-fired | Pipeline Natural Gas |  |  | Overfire Air |  | 2155 | 9.8097 | GAS | 123 | -49.1071 | 0.1424 | 0.00057 | 9.8097
17718 | Southwestern Public Service Co | 2446 | Maddox | NM | Lea | 2 | GT | OP | 86.9 | 61 | 63 |  | 1 | 1976 | NG |  | N | Y | N | Electric Utility |  |  |  |  | N | [57 empty] | GAS | NM | Maddox | 2446 | 051B | 2010 |  | ARP | 7934.67 | 12 | 386980.12 |  | 1.139 | 0.1424 | 300.851 | 237436.266 | 3995293.088 | 6 | Southwest Power Pool | Lea | Electric Utility | 4911 | Electric Services | 32.7131 | -103.31 | Southwestern Public Service Company (Owner/Operator) | Phase 2 |  | Operating | Tangentially-fired | Pipeline Natural Gas |  |  | Overfire Air |  | 2155 | 9.8097 | GAS | 123 | -476.1905 | 0.1424 | 0.00057 | 9.8097
17718 | Southwestern Public Service Co | 2454 | Cunningham | NM | Lea | 1 | ST | OP | 75 | 71 | 71 |  | 1 | 1957 | NG |  | N | Y | N | Electric Utility |  |  |  |  | N | [6 empty] | 121S | 1957 | 87085 | [48 empty] | GAS | NM | Cunningham | 2454 | 121B | 2010 |  | ARP | 7359.02 | 12 | 256696.04 |  | 0.773 | 0.1358 | 180.443 | 156096.526 | 2626605.955 | 6 | Southwest Power Pool | Lea | Electric Utility | 4911 | Electric Services | 32.7131 | -103.3533 | Southwestern Public Service Company (Owner/Operator) | Phase 2 |  | Operating | Tangentially-fired | Pipeline Natural Gas |  |  | Overfire Air |  | 1000 | 9.8619 | GAS | 76 | -35.2113 | 0.1358 | 0.000589 | 9.8619
17718 | Southwestern Public Service Co | 2454 | Cunningham | NM | Lea | 2 | ST | OP | 190.4 | 186 | 186 |  | 1 | 1965 | NG |  | N | Y | N | Electric Utility |  |  |  |  | N | [6 empty] | 122S | 1965 | 187600 | [48 empty] | GAS | NM | Cunningham | 2454 | 122B | 2010 |  | ARP | 7228.55 | 12 | 607617.81 |  | 2.39 | 0.1806 | 712.721 | 472481.84 | 7950233.577 | 6 | Southwest Power Pool | Lea | Electric Utility | 4911 | Electric Services | 32.7131 | -103.3533 | Southwestern Public Service Company (Owner/Operator) | Phase 2 |  | Operating | Tangentially-fired | Pipeline Natural Gas | Other Oil |  | Overfire Air |  | 1902 | 9.4568 | GAS | 191 | -13.4409 | 0.1806 | 0.000601 | 9.4568
17718 | Southwestern Public Service Co | 2454 | Cunningham | NM | Lea | 3 | GT | OP | 126.9 | 108 | 98 |  | 5 | 1998 | NG |  | N | Y | N | Electric Utility |  |  |  |  | N | [57 empty] | GAS | NM | Cunningham | 2454 | 124T | 2010 |  | ARP | 46.9 | 12 | 3158.59 |  | 0.012 | 0.0679 | 1.392 | 2350.84 | 39556.377 | 6 | Southwest Power Pool | Lea | Electric Utility | 4911 | Electric Services | 32.7131 | -103.3533 | Southwestern Public Service Company (Owner/Operator) | Phase 2 |  | Operating | Combustion turbine | Pipeline Natural Gas |  |  | Dry Low NOx Burners |  | 1282 | 12.043 | GAS | 101 | -15.3061 | 0.0679 | 0.000607 | 12.043
17718 | Southwestern Public Service Co | 2454 | Cunningham | NM | Lea | 4 | GT | OP | 126.9 | 106 | 98 |  | 5 | 1998 | NG |  | N | Y | N | Electric Utility |  |  |  |  | N | [57 empty] | GAS | NM | Cunningham | 2454 | 124T | 2010 |  | ARP | 46.9 | 12 | 3158.59 |  | 0.012 | 0.0679 | 1.392 | 2350.84 | 39556.377 | 6 | Southwest Power Pool | Lea | Electric Utility | 4911 | Electric Services | 32.7131 | -103.3533 | Southwestern Public Service Company (Owner/Operator) | Phase 2 |  | Operating | Combustion turbine | Pipeline Natural Gas |  |  | Dry Low NOx Burners |  | 1282 | 12.043 | GAS | 101 | -15.3061 | 0.0679 | 0.000607 | 12.043
17718 | Southwestern Public Service Co | 3482 | Jones | TX | Lubbock | 1 | ST | OP | 247.5 | 243 | 243 |  | 1 | 1971 | NG | DFO | Y | Y | N | Electric Utility |  |  |  |  | N | [6 empty] | 151S | 1971 | 259837 | [48 empty] | GAS | TX | Jones Station | 3482 | 151B | 2010 |  | ARP, CAIRNOX, CAIRSO2 | 7195.33 | 12 | 804403.08 |  | 2.415 | 0.1075 | 451.489 | 472335.549 | 7947327.833 | 6 | Southwest Power Pool | Lubbock | Electric Utility | 4911 | Electric Services | 33.5239 | -101.7392 | Southwestern Public Service Company (Owner/Operator) | Phase 2 |  | Operating | Tangentially-fired | Pipeline Natural Gas | Diesel Oil |  |  |  | 3053 | 9.3938 | GAS | 255 | -24.6914 | 0.1075 | 0.000608 | 9.3938
17718 | Southwestern Public Service Co | 3482 | Jones | TX | Lubbock | 2 | ST | OP | 247.5 | 243 | 243 |  | 1 | 1974 | NG | DFO | Y | Y | N | Electric Utility |  |  |  |  | N | [6 empty] | 152S | 1974 | 259837 | [48 empty] | GAS | TX | Jones Station | 3482 | 151B | 2010 |  | ARP, CAIRNOX, CAIRSO2 | 7195.33 | 12 | 804403.08 |  | 2.415 | 0.1075 | 451.489 | 472335.549 | 7947327.833 | 6 | Southwest Power Pool | Lubbock | Electric Utility | 4911 | Electric Services | 33.5239 | -101.7392 | Southwestern Public Service Company (Owner/Operator) | Phase 2 |  | Operating | Tangentially-fired | Pipeline Natural Gas | Diesel Oil |  |  |  | 3053 | 9.3938 | GAS | 255 | -24.6914 | 0.1075 | 0.000608 | 9.3938
17718 | Southwestern Public Service Co | 3483 | Moore County | TX | Moore | 3 | ST | OP | 49 | 46 | 46 |  | 1 | 1954 | NG |  | N | Y | N | Electric Utility |  |  |  |  | N | [57 empty] | GAS | TX | Moore County Station | 3483 | 3 | 2010 |  | ARP, CAIRNOX, CAIRSO2 | 2618.25 | 12 | 51392.86 |  | 0.241 | 0.1111 | 40.4 | 42749.095 | 719354.788 | 6 | Southwest Power Pool | Moore | Electric Utility | 4911 | Electric Services | 35.9667 | -101.865 | Southwestern Public Service Company (Owner/Operator) | Phase 2 |  | Operating | Tangentially-fired | Pipeline Natural Gas |  |  | Overfire Air |  | 1000 | 14.4472 | GAS | 30 | 1733.3333 | 0.1111 | 0.00067 | 13.9972
17718 | Southwestern Public Service Co | 3484 | Nichols | TX | Potter | 1 | ST | OP | 113.6 | 107 | 107 |  | 1 | 1960 | NG |  | N | Y | N | Electric Utility |  |  |  |  | N | [6 empty] | 141S | 1960 | 138102 | [48 empty] | GAS | TX | Nichols Station | 3484 | 142B | 2010 |  | ARP, CAIRNOX, CAIRSO2 | 7139.89 | 12 | 273644.72 |  | 0.978 | 0.1078 | 167.576 | 181317.748 | 3051046.846 | 6 | Southwest Power Pool | Potter | Electric Utility | 4911 | Electric Services | 35.2825 | -101.7458 | Southwestern Public Service Company (Owner/Operator) | Phase 2 |  | Operating | Tangentially-fired | Pipeline Natural Gas |  |  | Overfire Air |  | 1166 | 10.1004 | GAS | 110 | -14.0187 | 0.1078 | 0.000641 | 10.1004
17718 | Southwestern Public Service Co | 3484 | Nichols | TX | Potter | 2 | ST | OP | 113.6 | 106 | 106 |  | 1 | 1962 | NG |  | N | Y | N | Electric Utility |  |  |  |  | N | [6 empty] | 142S | 1962 | 138102 | [48 empty] | GAS | TX | Nichols Station | 3484 | 142B | 2010 |  | ARP, CAIRNOX, CAIRSO2 | 7139.89 | 12 | 273644.72 |  | 0.978 | 0.1078 | 167.576 | 181317.748 | 3051046.846 | 6 | Southwest Power Pool | Potter | Electric Utility | 4911 | Electric Services | 35.2825 | -101.7458 | Southwestern Public Service Company (Owner/Operator) | Phase 2 |  | Operating | Tangentially-fired | Pipeline Natural Gas |  |  | Overfire Air |  | 1166 | 10.1004 | GAS | 110 | -18.8679 | 0.1078 | 0.000641 | 10.1004
17718 | Southwestern Public Service Co | 3484 | Nichols | TX | Potter | 3 | ST | OP | 247.5 | 244 | 244 |  | 1 | 1968 | NG |  | N | Y | N | Electric Utility |  |  |  |  | N | [6 empty] | 143S | 1968 | 278901 | [48 empty] | GAS | TX | Nichols Station | 3484 | 143B | 2010 |  | ARP, CAIRNOX, CAIRSO2 | 7538.38 | 12 | 419242.78 |  | 1.433 | 0.1558 | 376.517 | 285762.999 | 4808546.687 | 6 | Southwest Power Pool | Potter | Electric Utility | 4911 | Electric Services | 35.2825 | -101.7458 | Southwestern Public Service Company (Owner/Operator) | Phase 2 |  | Operating | Tangentially-fired | Pipeline Natural Gas |  |  | Overfire Air |  | 2777 | 11.2366 | GAS | 274 | -61.4754 | 0.1558 | 0.000596 | 11.2366
17718 | Southwestern Public Service Co | 3485 | Plant X | TX | Lamb | 1 | ST | OP | 48 | 38 | 38 |  | 1 | 1952 | NG |  | N | Y | N | Electric Utility |  |  |  |  | N | [6 empty] | 111S | 1952 | 80142 | [48 empty] | GAS | TX | Plant X | 3485 | 111B | 2010 |  | ARP, CAIRNOX, CAIRSO2 | 3712.75 | 12 | 87525.96 |  | 0.366 | 0.3026 | 176.901 | 67675.858 | 1138762.634 | 6 | Southwest Power Pool | Lamb | Electric Utility | 4911 | Electric Services | 34.1661 | -102.4114 | Southwestern Public Service Company (Owner/Operator) | Phase 2 |  | Operating | Dry bottom wall-fired boiler | Pipeline Natural Gas | Diesel Oil |  |  |  | 616 | 12.7321 | GAS | 45 | -92.1053 | 0.3026 | 0.000643 | 12.7321
17718 | Southwestern Public Service Co | 3485 | Plant X | TX | Lamb | 2 | ST | OP | 98 | 91 | 91 |  | 1 | 1953 | NG | DFO | Y | Y | N | Electric Utility |  |  |  |  | N | [6 empty] | 112S1 | 1953 | 56545 | [48 empty] | GAS | TX | Plant X | 3485 | 112B | 2010 |  | ARP, CAIRNOX, CAIRSO2 | 7742.4 | 12 | 232510.7 |  | 0.853 | 0.0728 | 108.762 | 174257.444 | 2932115.824 | 6 | Southwest Power Pool | Lamb | Electric Utility | 4911 | Electric Services | 34.1661 | -102.4114 | Southwestern Public Service Company (Owner/Operator) | Phase 2 |  | Operating | Tangentially-fired | Pipeline Natural Gas | Diesel Oil |  |  |  | 1276 | 11.1753 | GAS | 98 | -38.4615 | 0.0728 | 0.000582 | 11.1753
17718 | Southwestern Public Service Co | 3485 | Plant X | TX | Lamb | 3 | ST | OP | 98 | 93 | 93 |  | 1 | 1955 | NG |  | N | Y | N | Electric Utility |  |  |  |  | N | [6 empty] | 113S1 | 1955 | 52844 | [48 empty] | GAS | TX | Plant X | 3485 | 112B | 2010 |  | ARP, CAIRNOX, CAIRSO2 | 7742.4 | 12 | 232510.7 |  | 0.853 | 0.0728 | 108.762 | 174257.444 | 2932115.824 | 6 | Southwest Power Pool | Lamb | Electric Utility | 4911 | Electric Services | 34.1661 | -102.4114 | Southwestern Public Service Company (Owner/Operator) | Phase 2 |  | Operating | Tangentially-fired | Pipeline Natural Gas | Diesel Oil |  |  |  | 1276 | 11.1753 | GAS | 98 | -26.8817 | 0.0728 | 0.000582 | 11.1753
17718 | Southwestern Public Service Co | 3485 | Plant X | TX | Lamb | 4 | ST | OP | 190.4 | 190 | 190 |  | 1 | 1964 | NG | DFO | Y | Y | N | Electric Utility |  |  |  |  | N | [6 empty] | 114S | 1964 | 190839 | [48 empty] | GAS | TX | Plant X | 3485 | 114B | 2010 |  | ARP, CAIRNOX, CAIRSO2 | 7077.73 | 12 | 565612.36 |  | 1.842 | 0.0959 | 322.965 | 366361.83 | 6164433.567 | 6 | Southwest Power Pool | Lamb | Electric Utility | 4911 | Electric Services | 34.1661 | -102.4114 | Southwestern Public Service Company (Owner/Operator) | Phase 2 |  | Operating | Tangentially-fired | Pipeline Natural Gas | Diesel Oil, Other Oil |  |  |  | 2375 | 10.6995 | GAS | 200 | -26.3158 | 0.0959 | 0.000598 | 10.6995
17718 | Southwestern Public Service Co | 3487 | Riverview | TX | Hutchinson | 6 | GT | OP | 28.6 | 22 | 25 |  | 5 | 1974 | NG |  | N | Y | N | Electric Utility |  |  |  | 2012 | N | [57 empty] | GAS | [39 empty] | 0.18801 | 0.0025173 | 12.8245
17718 | Southwestern Public Service Co | 6193 | Harrington | TX | Potter | 1 | ST | OP | 360 | 339 | 339 |  | 1 | 1976 | SUB | NG | Y | Y | N | Electric Utility |  |  |  |  | N | Y |  | N |  |  |  | 061S | 1976 | 825000 | [31 empty] | OP | EK |  |  | 5 |  | 0.5 | 0.6 |  |  | 95 | 359 | 1500000 |  |  |  |  | COAL | TX | Harrington Station | 6193 | 061B | 2010 |  | ARP, CAIRNOX, CAIRSO2 | 7258.84 | 12 | 2198645.08 |  | 6326.661 | 0.2754 | 2930.663 | 2127184.219 | 20732791.61 | 6 | Southwest Power Pool | Potter | Electric Utility | 4911 | Electric Services | 35.2972 | -101.7475 | Southwestern Public Service Company (Owner/Operator) | Phase 2 | Early Election | Operating | Tangentially-fired | Coal |  |  | Overfire Air | Electrostatic Precipitator | 4631 | 9.3991 | COAL | 367 | -41.2979 | 0.2754 | 0.6103 | 9.3991
17718 | Southwestern Public Service Co | 6193 | Harrington | TX | Potter | 2 | ST | OP | 360 | 339 | 339 |  | 1 | 1978 | SUB | NG | Y | Y | N | Electric Utility |  |  |  |  | N | Y |  | N |  |  |  | 062S | 1978 | 907500 | [31 empty] | OP | BS |  |  | 5 |  | 0.5 | 0.6 |  |  | 98.6 | 374 | 1650000 |  |  |  |  | COAL | TX | Harrington Station | 6193 | 061B | 2010 |  | ARP, CAIRNOX, CAIRSO2 | 7258.84 | 12 | 2198645.08 |  | 6326.661 | 0.2754 | 2930.663 | 2127184.219 | 20732791.61 | 6 | Southwest Power Pool | Potter | Electric Utility | 4911 | Electric Services | 35.2972 | -101.7475 | Southwestern Public Service Company (Owner/Operator) | Phase 2 | Early Election | Operating | Tangentially-fired | Coal |  |  | Overfire Air | Electrostatic Precipitator | 4631 | 9.3991 | COAL | 367 | -41.2979 | 0.2754 | 0.6103 | 9.3991
17718 | Southwestern Public Service Co | 6193 | Harrington | TX | Potter | 3 | ST | OP | 360 | 340 | 340 |  | 1 | 1980 | SUB | NG | Y | Y | N | Electric Utility |  |  |  |  | N | Y |  | N |  |  |  | 063S | 1980 | 907500 | [31 empty] | OP | BS |  |  | 5 |  | 0.5 | 0.6 | 0.5 |  | 98.6 | 374 | 1650000 |  |  |  |  | COAL | TX | Harrington Station | 6193 | 061B | 2010 |  | ARP, CAIRNOX, CAIRSO2 | 7258.84 | 12 | 2198645.08 |  | 6326.661 | 0.2754 | 2930.663 | 2127184.219 | 20732791.61 | 6 | Southwest Power Pool | Potter | Electric Utility | 4911 | Electric Services | 35.2972 | -101.7475 | Southwestern Public Service Company (Owner/Operator) | Phase 2 | Early Election | Operating | Tangentially-fired | Coal |  |  | Overfire Air | Electrostatic Precipitator | 4631 | 9.3991 | COAL | 367 | -39.7059 | 0.2754 | 0.6103 | 9.3991
17718 | Southwestern Public Service Co | 6194 | Tolk | TX | Lamb | 1 | ST | OP | 567.9 | 532 | 532 |  | 1 | 1982 | SUB | NG | Y | Y | N | Electric Utility |  |  |  |  | N | Y |  | N |  |  |  | 171S | 1982 | 1375000 | [31 empty] | OP | BR |  |  | 5 |  | 0.5 | 0.6 |  |  | 98.6 | 509 | 2500000 |  |  |  |  | COAL | TX | Tolk Station | 6194 | 172B | 2010 |  | ARP, CAIRNOX, CAIRSO2 | 8042.16 | 12 | 4023326.04 |  | 12061.712 | 0.1756 | 3602.548 | 4156634.666 | 40513042.48 | 6 | Southwest Power Pool | Lamb | Electric Utility | 4911 | Electric Services | 34.1847 | -102.5686 | Southwestern Public Service Company (Owner/Operator) | Phase 2 | Early Election | Operating | Tangentially-fired | Coal |  |  | Overfire Air | Baghouse | 5991 | 10.0384 | COAL | 562 | -28.1955 | 0.1756 | 0.59545 | 10.0384
17718 | Southwestern Public Service Co | 6194 | Tolk | TX | Lamb | 2 | ST | OP | 567.9 | 535 | 535 |  | 1 | 1985 | SUB | NG | Y | Y | N | Electric Utility |  |  |  |  | N | Y |  | N |  |  |  | 172S | 1985 | 1375000 | [31 empty] | OP | BR |  |  | 5 |  | 0.5 | 0.6 |  |  | 98.6 | 509 | 2500000 |  |  |  |  | COAL | TX | Tolk Station | 6194 | 172B | 2010 |  | ARP, CAIRNOX, CAIRSO2 | 8042.16 | 12 | 4023326.04 |  | 12061.712 | 0.1756 | 3602.548 | 4156634.666 | 40513042.48 | 6 | Southwest Power Pool | Lamb | Electric Utility | 4911 | Electric Services | 34.1847 | -102.5686 | Southwestern Public Service Company (Owner/Operator) | Phase 2 | Early Election | Operating | Tangentially-fired | Coal |  |  | Overfire Air | Baghouse | 5991 | 10.0384 | COAL | 562 | -25.2336 | 0.1756 | 0.59545 | 10.0384
17718 | Southwestern Public Service Co | 2453 | Carlsbad | NM | Eddy | 5 | GT | OP | 16.3 | 10 | 13 |  | 12 | 1977 | NG |  | N | Y | N | Electric Utility |  |  |  |  | N | [57 empty] | GAS | [39 empty] | 0.21749 | 0.0025939 | 11.3454
17718 | Southwestern Public Service Co | 3482 | Jones | TX | Lubbock | 3 | GT | OP | 182.7 | 171 | 183 |  | 6 | 2011 | NG |  | N | Y | N | Electric Utility |  |  |  |  | N | [57 empty] | GAS | TX | Jones Station | 3482 | 151B | 2010 |  | ARP, CAIRNOX, CAIRSO2 | 7195.33 | 12 | 804403.08 |  | 2.415 | 0.1075 | 451.489 | 472335.549 | 7947327.833 | 6 | Southwest Power Pool | Lubbock | Electric Utility | 4911 | Electric Services | 33.5239 | -101.7392 | Southwestern Public Service Company (Owner/Operator) | Phase 2 |  | Operating | Tangentially-fired | Pipeline Natural Gas | Diesel Oil |  |  |  | 3053 | 9.3938 | GAS | 255 | -196.7213 | 0.1075 | 0.000608 | 9.3938
17725 | Snow Mountain Hydro LLC | 10706 | Burney Creek | CA | Shasta | GEN1 | HY | OP | 3 | 3 | 3 |  | 3 | 1990 | WAT |  | N | Y | N | IPP Non-CHP |  |  |  |  | N | [57 empty] | N/A | [39 empty] | 0 | 0 | 10.4
17725 | Snow Mountain Hydro LLC | 10707 | Cove Hydroelectric | CA | Shasta | GEN1 | HY | OP | 5 | 5 | 5 |  | 2 | 1990 | WAT |  | N | Y | N | IPP Non-CHP |  |  |  |  | N | [57 empty] | N/A | [39 empty] | 0 | 0 | 10.4
17725 | Snow Mountain Hydro LLC | 10708 | Lost Creek I | CA | Shasta | GEN1 | HY | OP | 1.1 | 1.1 | 1.1 |  | 12 | 1989 | WAT |  | N | Y | N | IPP Non-CHP |  |  |  |  | N | [57 empty] | N/A | [39 empty] | 0 | 0 | 10.4
17725 | Snow Mountain Hydro LLC | 10709 | Ponderosa Bailey Creek | CA | TEHAMA | GEN1 | HY | OP | 1.1 | 1.1 | 1.1 |  | 3 | 1990 | WAT |  | N | Y | N | IPP Non-CHP |  |  |  |  | N | [57 empty] | N/A | [39 empty] | 0 | 0 | 10.4
17727 | Village of Spalding - (NE) | 2303 | Spalding | NE | GREELEY | 1 | HY | OP | 0.1 | 0.1 | 0.1 |  | 7 | 1919 | WAT |  | N | Y | N | Electric Utility | [62 empty] | N/A | [39 empty] | 0 | 0 | 10.4
17727 | Village of Spalding - (NE) | 2303 | Spalding | NE | GREELEY | 2 | HY | OP | 0.1 | 0.1 | 0.1 |  | 7 | 1956 | WAT |  | N | Y | N | Electric Utility | [62 empty] | N/A | [39 empty] | 0 | 0 | 10.4
17727 | Village of Spalding - (NE) | 2303 | Spalding | NE | GREELEY | 4 | IC | OP | 0.2 | 0.2 | 0.2 |  | 8 | 1947 | DFO |  | N | Y | N | Electric Utility | [62 empty] | LIQUID | [39 empty] | 0.7385 | 0.025484 | 12.5895
17727 | Village of Spalding - (NE) | 2303 | Spalding | NE | GREELEY | 5 | IC | OP | 0.4 | 0.4 | 0.4 |  | 8 | 1959 | DFO |  | N | Y | N | Electric Utility | [62 empty] | LIQUID | [39 empty] | 0.7385 | 0.025484 | 12.5895
17727 | Village of Spalding - (NE) | 2303 | Spalding | NE | GREELEY | 6 | IC | OP | 1.3 | 1.3 | 1.3 |  | 7 | 1975 | DFO |  | N | Y | N | Electric Utility | [62 empty] | LIQUID | [39 empty] | 0.7385 | 0.025484 | 12.5895
17783 | City of Spencer- (IA) | 1186 | Spencer | IA | Clay | GT1 | GT | OP | 23.8 | 17 | 20 |  | 1 | 1970 | KER |  | N | Y | N | Electric Utility |  |  |  |  | N | [57 empty] | LIQUID | [39 empty] | 1.0662 | 0.011782 | 11.1141
17824 | Spring Valley Pub Utils Comm | 2013 | Spring Valley | MN | Fillmore | 2 | IC | OP | 1.1 | 1.1 | 1.1 |  | 1 | 1952 | DFO | NG | Y | Y | N | Electric Utility |  |  |  |  | N | [57 empty] | LIQUID | [39 empty] | 0.7385 | 0.025484 | 12.5895
17824 | Spring Valley Pub Utils Comm | 2013 | Spring Valley | MN | Fillmore | 3 | IC | OP | 2 | 2 | 2 |  | 5 | 1960 | DFO | NG | Y | Y | N | Electric Utility |  |  |  |  | N | [57 empty] | LIQUID | [39 empty] | 0.7385 | 0.025484 | 12.5895
17824 | Spring Valley Pub Utils Comm | 2013 | Spring Valley | MN | Fillmore | 4 | IC | OP | 2 | 2 | 2 |  | 6 | 2009 | DFO |  | N | Y | N | Electric Utility |  |  |  |  | N | [57 empty] | LIQUID | [39 empty] | 0.7385 | 0.025484 | 12.5895
17824 | Spring Valley Pub Utils Comm | 2013 | Spring Valley | MN | Fillmore | 5 | IC | OP | 2 | 2 | 2 |  | 6 | 2009 | DFO |  | N | Y | N | Electric Utility |  |  |  |  | N | [57 empty] | LIQUID | [39 empty] | 0.7385 | 0.025484 | 12.5895
17828 | City of Springfield - (IL) | 963 | Dallman | IL | Sangamon | 1 | ST | OP | 90.2 | 83 | 83 |  | 6 | 1968 | BIT | DFO | N | Y | N | Electric Utility |  |  |  |  | N | N |  | Y |  |  |  | 31 | 1986 | 138100 | [16 empty] | OP: OP; DP: PA; DP: SP; LS: LS; N: Y | 3.3 | 95 | 523 | 550213 | 100 | OP | EK |  |  | 11 |  | 3.9 |  |  |  | 95 | 43 | 325000 |  |  |  |  | COAL | IL | Dallman | 963 | 31 | 2010 | CS3132 | ARP, CAIRNOX, CAIROS, CAIRSO2 | 5510.01 | 12 | 357415.66 |  | 570.363 | 0.1258 | 260.421 | 448847.249 | 4374736.105 | 5 | Mid-America Interconnected Network | Sangamon | Electric Utility | 4911 | Electric Services | 39.7539 | -89.6011 | City of Springfield, IL (Owner/Operator) | Phase 2 |  | Operating | Cyclone boiler | Coal |  | Wet Limestone | Selective Catalytic Reduction | Electrostatic Precipitator | 882 | 12.2321 | COAL | 80 | 481.25 | 0.1258 | 0.26075 | 12.2321
17828 | City of Springfield - (IL) | 963 | Dallman | IL | Sangamon | 2 | ST | OP | 90.2 | 77 | 77 |  | 6 | 1972 | BIT | DFO | N | Y | N | Electric Utility |  |  |  |  | N | N |  | Y |  |  |  | 31 | 1986 | 138100 | [16 empty] | OP: OP; DP: PA; DP: SP; LS: LS; N: Y | 3.3 | 95 | 523 | 550213 | 100 | OP | EK |  |  | 11 |  | 3.9 |  |  |  | 97.5 | 43 | 335000 |  |  |  |  | COAL | IL | Dallman | 963 | 32 | 2010 | CS3132 | ARP, CAIRNOX, CAIROS, CAIRSO2 | 6102.66 | 12 | 388512.84 |  | 575.127 | 0.1292 | 304.033 | 491486.557 | 4790350.077 | 5 | Mid-America Interconnected Network | Sangamon | Electric Utility | 4911 | Electric Services | 39.7539 | -89.6011 | City of Springfield, IL (Owner/Operator) | Phase 2 |  | Operating | Cyclone boiler | Coal |  | Wet Limestone | Selective Catalytic Reduction | Electrostatic Precipitator | 882 | 12.3147 | COAL | 78 | 493.5065 | 0.1292 | 0.24012 | 12.3147
17828 | City of Springfield - (IL) | 963 | Dallman | IL | Sangamon | 3 | ST | OP | 207.3 | 188 | 188 |  | 6 | 1978 | BIT | DFO | N | Y | N | Electric Utility |  |  |  |  | N | Y |  | Y |  |  |  | 33 | 1978 | 410850 | [16 empty] | OP: OP; DP: PA; DP: SP; LS: LS; N: N | 3.3 | 95 | 2205 | 775000 | 90 | OP | EK |  |  | 10 |  | 3.3 |  |  |  | 99.5 | 68 | 775000 |  |  |  |  | COAL | IL | Dallman | 963 | 33 | 2010 |  | ARP, CAIRNOX, CAIROS, CAIRSO2 | 7403.71 | 12 | 1028600.99 |  | 1473.417 | 0.0977 | 558.559 | 1117799.536 | 10894718.43 | 5 | Mid-America Interconnected Network | Sangamon | Electric Utility | 4911 | Electric Services | 39.7539 | -89.6011 | City of Springfield, IL (Owner/Operator) | Phase 2 | Early Election | Operating | Tangentially-fired | Coal |  | Wet Limestone | Selective Catalytic Reduction | Electrostatic Precipitator | 1900 | 10.6284 | COAL | 209 | 444.1489 | 0.0977 | 0.27048 | 10.5918
17828 | City of Springfield - (IL) | 963 | Dallman | IL | Sangamon | 4 | ST | OP | 280 | 208 | 208 |  | 5 | 2009 | BIT | NG | N | Y | N | Electric Utility |  |  |  |  | N | Y |  | Y |  |  |  | 41 | 2009 | 425290 | [16 empty] | OP: OP; DP: SP; DP: TR; LS: LS; N: N | 3.1 | 98 | 274 | 618999 | 100 | OP | BP |  |  | 9.4 |  | 3.1 |  |  |  | 99.8 | 24 | 803356 |  |  |  |  | COAL | IL | Dallman | 963 | 4 | 2010 |  | ARP, CAIRNOX, CAIROS, CAIRSO2 | 7624.48 | 12 | 1149742.13 |  | 691.594 | 0.0554 | 314.804 | 1178585.827 | 11550714.77 | 5 | Mid-America Interconnected Network | Sangamon | Electric Utility | 4911 | Electric Services | 39.7539 | -89.6011 | City of Springfield, IL (Owner/Operator) | Phase 2 |  | Operating | Wet bottom wall-fired boiler | Coal | Pipeline Natural Gas | Wet Limestone | Selective Catalytic Reduction | Baghouse Electrostatic Precipitator | 2100 | 9.6356 | COAL | 231 | 1944.7115 | 0.0554 | 0.11975 | 9.6356
17828 | City of Springfield - (IL) | 965 | Reynolds | IL | Sangamon | 1 | GT | OP | 17.5 | 14 | 19 |  | 11 | 1970 | DFO |  | N | Y | N | Electric Utility |  |  |  |  | N | [57 empty] | LIQUID | [39 empty] | 1.0213 | 0.13781 | 13.041
17828 | City of Springfield - (IL) | 7425 | Interstate | IL | Sangamon | 1 | GT | OP | 138.6 | 114 | 134 |  | 9 | 1997 | NG | DFO | Y | Y | N | Electric Utility |  |  |  |  | N | [57 empty] | GAS | IL | Interstate | 7425 | 1 | 2010 |  | ARP, CAIRNOX, CAIROS, CAIRSO2 | 370.84 | 12 | 30316.31 |  | 0.12 | 0.103 | 20.55 | 23797.584 | 400449.815 | 5 |  | Sangamon | Electric Utility | 4911 | Electric Services | 39.8233 | -89.5888 | City of Springfield, IL (Owner/Operator) | Phase 2 |  | Operating | Combustion turbine | Pipeline Natural Gas | Diesel Oil |  | Water Injection |  | 1370 | 12.7786 | GAS | 113 | 1907.0796 | 0.103 | 0.000599 | 12.7786
17828 | City of Springfield - (IL) | 8016 | Factory | IL | Sangamon | 1 | GT | OP | 26.6 | 17 | 24 |  | 8 | 1973 | DFO |  | N | Y | N | Electric Utility |  |  |  |  | N | [57 empty] | LIQUID | IL | Factory Gas Turbine | 8016 | 2 | 2010 |  | CAIRNOX, CAIROS, CAIRSO2 | 3.43 | 12 | 26.7 |  | 0.029 | 1.2002 | 0.07 |  | 117 | 5 |  | Sangamon | Electric Utility |  |  | 39.8266 | -89.6368 | City of Springfield, IL (Owner/Operator) |  |  | Operating | Combustion turbine | Diesel Oil |  |  |  |  | 316 | 23.5 | LIQUID | 14 | 142.8571 | 1.2002 | 0.49573 | 23.5
17828 | City of Springfield - (IL) | 964 | Lakeside | IL | Sangamon | D1 | IC | OP | 1.8 | 1.7 | 1.7 |  | 6 | 2002 | DFO |  | N | Y | N | Electric Utility |  |  |  |  | N | [57 empty] | LIQUID | [39 empty] | 0.7385 | 0.025484 | 12.5895
17828 | City of Springfield - (IL) | 964 | Lakeside | IL | Sangamon | D2 | IC | OP | 1.8 | 1.7 | 1.7 |  | 6 | 2002 | DFO |  | N | Y | N | Electric Utility |  |  |  |  | N | [57 empty] | LIQUID | [39 empty] | 0.7385 | 0.025484 | 12.5895
17828 | City of Springfield - (IL) | 964 | Lakeside | IL | Sangamon | D3 | IC | OP | 1.8 | 1.7 | 1.7 |  | 6 | 2002 | DFO |  | N | Y | N | Electric Utility |  |  |  |  | N | [57 empty] | LIQUID | [39 empty] | 0.7385 | 0.025484 | 12.5895
17833 | City Utilities of Springfield - (MO) | 2161 | James River Power Station | MO | Greene | 1 | ST | OP | 22 | 21 | 21 |  | 8 | 1957 | SUB | NG | Y | Y | N | Electric Utility |  |  |  |  | N | Y |  | Y |  |  |  | 1 | 1957 | 104500 | [31 empty] | OP | EK |  |  | 12 |  | 3.9 |  |  |  | 99.6 | 9 | 104500 |  |  |  |  | COAL | [39 empty] | 0.40735 | 0.74144 | 12.4654
17833 | City Utilities of Springfield - (MO) | 2161 | James River Power Station | MO | Greene | 2 | ST | OP | 22 | 21 | 21 |  | 6 | 1957 | SUB | NG | Y | Y | N | Electric Utility |  |  |  |  | N | Y |  | Y |  |  |  | 1 | 1957 | 104500 | [31 empty] | OP | EK |  |  | 12 |  | 3.9 |  |  |  | 99.5 | 9 | 104500 |  |  |  |  | COAL | [39 empty] | 0.40735 | 0.74144 | 12.4654
17833 | City Utilities of Springfield - (MO) | 2161 | James River Power Station | MO | Greene | 3 | ST | OP | 44 | 41 | 41 |  | 2 | 1960 | SUB | NG | Y | Y | N | Electric Utility |  |  |  |  | N | Y |  | Y |  |  |  | 2 | 1960 | 99500 | [31 empty] | OP | EK |  |  | 12 |  | 3.9 |  |  |  | 99.5 | 18 | 179000 |  |  |  |  | COAL | MO | James River | 2161 | 3 | 2010 |  | ARP, CAIRNOX, CAIROS, CAIRSO2 | 7343.64 | 12 | 260008.34 |  | 791.97 | 0.1789 | 261.002 | 303878.123 | 2898367.122 | 7 | Southwest Power Pool | Greene | Electric Utility | 4931 | Elec & Other Services Combined | 37.1086 | -93.2592 | City of Springfield, MO (Owner/Operator) | Phase 2 | Phase 1 Group 1 | Operating | Dry bottom wall-fired boiler | Coal | Pipeline Natural Gas |  | Low NOx Burner Technology w/ Overfire Air | Electrostatic Precipitator | 496 | 10.9408 | COAL | 46 | 1939.0244 | 0.1789 | 0.54649 | 10.9408
17833 | City Utilities of Springfield - (MO) | 2161 | James River Power Station | MO | Greene | 4 | ST | OP | 60 | 56 | 56 |  | 5 | 1964 | SUB | NG | Y | Y | N | Electric Utility |  |  |  |  | N | Y |  | Y |  |  |  | 3 | 1964 | 118600 | [31 empty] | OP | EK |  |  | 12 |  | 3.9 |  |  |  | 99.2 | 38 | 224000 |  |  |  |  | COAL | MO | James River | 2161 | 4 | 2010 |  | ARP, CAIRNOX, CAIROS, CAIRSO2 | 8315.33 | 12 | 406708.74 |  | 998.772 | 0.2159 | 389.126 | 378801.134 | 3615919.154 | 7 | Southwest Power Pool | Greene | Electric Utility | 4931 | Elec & Other Services Combined | 37.1086 | -93.2592 | City of Springfield, MO (Owner/Operator) | Phase 2 | Phase 1 Group 1 | Operating | Dry bottom wall-fired boiler | Coal | Pipeline Natural Gas |  | Low NOx Burner Technology w/ Overfire Air | Electrostatic Precipitator | 629 | 8.785 | COAL | 64 | 1928.5714 | 0.2159 | 0.55243 | 8.785
17833 | City Utilities of Springfield - (MO) | 2161 | James River Power Station | MO | Greene | 5 | ST | OP | 105 | 97 | 97 |  | 5 | 1970 | SUB | NG | Y | Y | N | Electric Utility |  |  |  |  | N | Y |  | Y |  |  |  | 4 | 1970 | 158000 | [31 empty] | OP | EK |  |  | 12 |  | 3.9¦¦ .4 | ¦¦ 3.9 |  |  | 99.2¦¦ 99.8 | 65¦¦ 16 | 344000 |  |  |  |  | COAL | MO | James River | 2161 | 5 | 2010 |  | ARP, CAIRNOX, CAIROS, CAIRSO2 | 7984.08 | 12 | 675589.2 |  | 1883.514 | 0.203 | 706.711 | 725509.65 | 6924568.216 | 7 | Southwest Power Pool | Greene | Electric Utility | 4931 | Elec & Other Services Combined | 37.1086 | -93.2592 | City of Springfield, MO (Owner/Operator) | Table 1 | Phase 1 Group 1 | Operating | Dry bottom wall-fired boiler | Coal | Pipeline Natural Gas |  | Low NOx Burner Technology w/ Overfire Air | Electrostatic Precipitator | 1002 | 10.2599 | COAL | 107 | 1948.4536 | 0.203 | 0.54401 | 10.2497
17833 | City Utilities of Springfield - (MO) | 2161 | James River Power Station | MO | Greene | GT1 | GT | OP | 96 | 75 | 75 |  | 4 | 1989 | NG | DFO | Y | Y | N | Electric Utility |  |  |  |  | N | [57 empty] | GAS | MO | James River | 2161 | **GT1 | 2010 |  | CAIRNOX, CAIROS, CAIRSO2 | 370.15 | 12 | 18317.2 |  | 0.083 | 0.1362 | 16.474 | 14314.701 | 240588.833 | 7 | Southwest Power Pool | Greene | Electric Utility | 4931 | Elec & Other Services Combined | 37.1086 | -93.2592 | City of Springfield, MO (Owner/Operator) |  |  | Operating | Combustion turbine | Pipeline Natural Gas | Diesel Oil |  | Water Injection |  | 1060 | 12.2179 | GAS | 82 | 453.3333 | 0.1362 | 0.00069 | 12.2179
17833 | City Utilities of Springfield - (MO) | 2161 | James River Power Station | MO | Greene | GT2 | GT | OP | 101.5 | 80 | 80 |  | 6 | 1992 | NG | DFO | Y | Y | N | Electric Utility |  |  |  |  | N | [57 empty] | GAS | MO | James River | 2161 | **GT2 | 2010 |  | ARP, CAIRNOX, CAIROS, CAIRSO2 | 376.69 | 12 | 17125.51 |  | 0.072 | 0.1569 | 17.956 | 13567.116 | 228189.7 | 7 | Southwest Power Pool | Greene | Electric Utility | 4931 | Elec & Other Services Combined | 37.1086 | -93.2592 | City of Springfield, MO (Owner/Operator) | Phase 2 |  | Operating | Combustion turbine | Pipeline Natural Gas | Diesel Oil |  | Water Injection |  | 1026 | 11.9023 | GAS | 86 | 462.5 | 0.1569 | 0.000631 | 11.9023
17833 | City Utilities of Springfield - (MO) | 6195 | John Twitty Energy Center | MO | Greene | GT1 | GT | OP | 57 | 52 | 56 |  | 6 | 1983 | NG | DFO | Y | Y | N | Electric Utility |  |  |  |  | N | [57 empty] | GAS | MO | Southwest | 6195 | CT1B | 2010 |  | CAIRNOX, CAIROS, CAIRSO2 | 233.59 | 12 | 2858.67 |  | 0.015 | 0.1401 | 3.485 | 2873.862 | 48349.661 | 7 | Southwest Power Pool | Greene | Electric Utility | 4931 | Elec & Other Services Combined | 37.1519 | -93.3892 | City of Springfield, MO (Owner/Operator) |  |  | Operating | Combustion turbine | Pipeline Natural Gas | Diesel Oil |  | Water Injection |  | 354 | 14.1209 | GAS | 26 | -76.9231 | 0.1401 | 0.00062 | 14.1209
17833 | City Utilities of Springfield - (MO) | 6195 | John Twitty Energy Center | MO | Greene | GT2 | GT | OP | 52 | 52 | 56 |  | 6 | 1983 | NG | DFO | Y | Y | N | Electric Utility |  |  |  |  | N | [57 empty] | GAS | MO | Southwest | 6195 | CT2B | 2010 |  | CAIRNOX, CAIROS, CAIRSO2 | 156.68 | 12 | 2579.16 |  | 0.013 | 0.1356 | 3.16 | 2546.384 | 42847.858 | 7 | Southwest Power Pool | Greene | Electric Utility | 4931 | Elec & Other Services Combined | 37.1519 | -93.3892 | City of Springfield, MO (Owner/Operator) |  |  | Operating | Combustion turbine | Pipeline Natural Gas | Diesel Oil |  | Water Injection |  | 394 | 15.3976 | GAS | 26 | -76.9231 | 0.1356 | 0.000607 | 15.3976
17833 | City Utilities of Springfield - (MO) | 6195 | John Twitty Energy Center | MO | Greene | ST1 | ST | OP | 194 | 187 | 187 |  | 6 | 1976 | SUB | NG | Y | Y | N | Electric Utility |  |  |  |  | N | Y |  | Y |  |  |  | 1 | 1976 | 333000 | [31 empty] | OP | EC |  |  | 20 |  | 2.5 | 4.5 |  |  | 99.5 | 186 | 795000 |  |  |  |  | COAL | MO | Southwest | 6195 | 1 | 2010 |  | ARP, CAIRNOX, CAIROS, CAIRSO2 | 8091.11 | 12 | 1290309.08 |  | 3577.342 | 0.0926 | 586.964 | 1347762.404 | 12850530.42 | 7 | Southwest Power Pool | Greene | Electric Utility | 4931 | Elec & Other Services Combined | 37.1519 | -93.3892 | City of Springfield, MO (Owner/Operator) | Phase 2 | Phase 1 Group 1 | Operating | Dry bottom wall-fired boiler | Coal | Diesel Oil, Pipeline Natural Gas |  | Other Selective Catalytic Reduction | Electrostatic Precipitator | 1810 | 9.9103 | COAL | 207 | 446.5241 | 0.0926 | 0.55676 | 9.9103
17833 | City Utilities of Springfield - (MO) | 6195 | John Twitty Energy Center | MO | Greene | ST2 | ST | OP | 300 | 279 | 282 |  | 1 | 2011 | SUB | NG | Y | Y | N | Electric Utility |  |  |  |  | N | Y |  | Y | [22 empty] | OP: OP; DP: CD; LS: LA; N: N | 0.4 | 95 | 230 | 798690 | 100 | OP | BP |  |  | 6.2 |  | 0.4 |  |  |  | 99.9 | 54 | 1029987 |  |  |  |  | COAL | MO | Southwest | 6195 | 1 | 2010 |  | ARP, CAIRNOX, CAIROS, CAIRSO2 | 8091.11 | 12 | 1290309.08 |  | 3577.342 | 0.0926 | 586.964 | 1347762.404 | 12850530.42 | 7 | Southwest Power Pool | Greene | Electric Utility | 4931 | Elec & Other Services Combined | 37.1519 | -93.3892 | City of Springfield, MO (Owner/Operator) | Phase 2 | Phase 1 Group 1 | Operating | Dry bottom wall-fired boiler | Coal | Diesel Oil, Pipeline Natural Gas |  | Other Selective Catalytic Reduction | Electrostatic Precipitator | 1810 | 9.9103 | COAL | 207 | -181.1594 | 0.0926 | 0.55676 | 9.9103
17833 | City Utilities of Springfield - (MO) | 7903 | McCartney | MO | Greene | MGS1 | GT | OP | 58.9 | 50 | 50 |  | 7 | 2002 | NG |  | N | Y | N | Electric Utility |  |  |  |  | N | [57 empty] | GAS | MO | McCartney Generating Station | 7903 | MGS1A | 2010 |  | ARP, CAIRNOX, CAIROS, CAIRSO2 | 1023.3 | 12 | 17092.7 |  | 0.061 | 0.1293 | 11.853 | 12054.471 | 202837.483 | 7 | Southwest Power Pool | Greene | Electric Utility | 4931 | Elec & Other Services Combined | 37.2479 | -93.1709 | City of Springfield, MO (Owner/Operator) | Phase 2 |  | Operating | Combustion turbine | Pipeline Natural Gas |  |  | Water Injection |  | 324 | 11.0148 | GAS | 26 | 38.4615 | 0.1293 | 0.000601 | 11.0148
17833 | City Utilities of Springfield - (MO) | 7903 | McCartney | MO | Greene | MSG2 | GT | OP | 58.9 | 50 | 58 |  | 7 | 2002 | NG |  | N | Y | N | Electric Utility |  |  |  |  | N | [57 empty] | GAS | MO | McCartney Generating Station | 7903 | MGS2B | 2010 |  | ARP, CAIRNOX, CAIROS, CAIRSO2 | 1049.18 | 12 | 18065.93 |  | 0.061 | 0.1333 | 12.207 | 11984.32 | 201651.697 | 7 | Southwest Power Pool | Greene | Electric Utility | 4931 | Elec & Other Services Combined | 37.2479 | -93.1709 | City of Springfield, MO (Owner/Operator) | Phase 2 |  | Operating | Combustion turbine | Pipeline Natural Gas |  |  | Water Injection |  | 321 | 10.2717 | GAS | 30 | 33.3333 | 0.1333 | 0.000605 | 10.2717
17833 | City Utilities of Springfield - (MO) | 56404 | Noble Hill Landfill | MO | Greene | NHLC | IC | OP | 3.2 | 3 | 3 |  | 5 | 2006 | LFG |  | N | Y | N | Electric Utility |  |  |  |  | N | [57 empty] | GAS | [39 empty] | 1.1659 | 0.0016829 | 10.4
17836 | Springfield Public Utils Comm - (MN) | 2012 | Springfield | MN | Brown | 5 | IC | OP | 1.8 | 1.8 | 1.8 |  | 6 | 1994 | DFO |  | N | Y | N | Electric Utility |  |  |  |  | N | [57 empty] | LIQUID | [39 empty] | 0.7385 | 0.025484 | 12.5895
17836 | Springfield Public Utils Comm - (MN) | 2012 | Springfield | MN | Brown | 6 | IC | OP | 1.8 | 1.8 | 1.8 |  | 4 | 1996 | DFO |  | N | Y | N | Electric Utility |  |  |  |  | N | [57 empty] | LIQUID | [39 empty] | 0.7385 | 0.025484 | 12.5895
17836 | Springfield Public Utils Comm - (MN) | 2012 | Springfield | MN | Brown | 7 | IC | OP | 1.8 | 1.8 | 1.8 |  | 4 | 1998 | DFO |  | N | Y | N | Electric Utility |  |  |  |  | N | [57 empty] | LIQUID | [39 empty] | 0.7385 | 0.025484 | 12.5895
17836 | Springfield Public Utils Comm - (MN) | 2012 | Springfield | MN | Brown | 8 | IC | OP | 1.8 | 1.8 | 1.8 |  | 4 | 1998 | DFO |  | N | Y | N | Electric Utility |  |  |  |  | N | [57 empty] | LIQUID | [39 empty] | 0.7385 | 0.025484 | 12.5895
17836 | Springfield Public Utils Comm - (MN) | 2012 | Springfield | MN | Brown | 9 | IC | OP | 1.8 | 1.7 | 1.8 |  | 3 | 2001 | DFO |  | N | Y | N | Electric Utility |  |  |  |  | N | [57 empty] | LIQUID | [39 empty] | 0.7385 | 0.025484 | 12.5895
17845 | City of Springville | 7028 | Whitehead | UT | UTAH | K1 | IC | OP | 7 | 5.9 | 6.3 |  | 10 | 1986 | NG |  | N | Y | Y | Electric Utility |  |  |  |  | N | [57 empty] | GAS | [39 empty] | 1.1659 | 0.0016829 | 10.4
17845 | City of Springville | 7028 | Whitehead | UT | UTAH | K2 | IC | OP | 7 | 6 | 6.2 |  | 8 | 1986 | NG |  | N | Y | Y | Electric Utility |  |  |  |  | N | [57 empty] | GAS | [39 empty] | 1.1659 | 0.0016829 | 10.4
17845 | City of Springville | 7028 | Whitehead | UT | UTAH | K3 | IC | OP | 7 | 5.9 | 6 |  | 2 | 2000 | NG |  | N | Y | Y | Electric Utility |  |  |  |  | N | [57 empty] | GAS | [39 empty] | 1.1659 | 0.0016829 | 10.4
17845 | City of Springville | 7028 | Whitehead | UT | UTAH | K4 | IC | OP | 5 | 4 | 4.3 |  | 12 | 2002 | NG |  | N | Y | Y | Electric Utility |  |  |  |  | N | [57 empty] | GAS | [39 empty] | 1.1659 | 0.0016829 | 10.4
17845 | City of Springville | 3688 | Bartholomew | UT | Utah | 2 | HY | OP | 1 | 1 | 1 |  | 4 | 1988 | WAT |  | N | Y | N | Electric Utility |  |  |  |  | N | [57 empty] | N/A | [39 empty] | 0 | 0 | 10.4
17862 | City of St Charles | 56100 | St. Charles Power Plant | MN | Winona | 1 | IC | OP | 2.2 | 2 | 2 |  | 12 | 2004 | DFO |  | N | Y | N | Electric Utility |  |  |  |  | N | [57 empty] | LIQUID | [39 empty] | 0.7385 | 0.025484 | 12.5895
17862 | City of St Charles | 56100 | St. Charles Power Plant | MN | Winona | 2 | IC | OP | 2.2 | 2 | 2 |  | 12 | 2004 | DFO |  | N | Y | N | Electric Utility |  |  |  |  | N | [57 empty] | LIQUID | [39 empty] | 0.7385 | 0.025484 | 12.5895
17862 | City of St Charles | 56100 | St. Charles Power Plant | MN | Winona | 3 | IC | OP | 2.2 | 2 | 2 |  | 12 | 2004 | DFO |  | N | Y | N | Electric Utility |  |  |  |  | N | [57 empty] | LIQUID | [39 empty] | 0.7385 | 0.025484 | 12.5895
17862 | City of St Charles | 56100 | St. Charles Power Plant | MN | Winona | 4 | IC | OP | 2.2 | 2 | 2 |  | 12 | 2004 | DFO |  | N | Y | N | Electric Utility |  |  |  |  | N | [57 empty] | LIQUID | [39 empty] | 0.7385 | 0.025484 | 12.5895
17872 | City of St Francis - (KS) | 1321 | St Francis | KS | Cheyenne | 2 | IC | OP | 1.5 | 1.5 | 1.5 |  | 8 | 1964 | DFO | NG | Y | Y | N | Electric Utility |  |  |  |  | N | [57 empty] | LIQUID | [39 empty] | 0.7385 | 0.025484 | 12.5895
17872 | City of St Francis - (KS) | 1321 | St Francis | KS | Cheyenne | 3 | IC | OP | 0.8 | 0.8 | 0.8 |  | 11 | 1960 | DFO | NG | Y | Y | N | Electric Utility |  |  |  |  | N | [57 empty] | LIQUID | [39 empty] | 0.7385 | 0.025484 | 12.5895
17872 | City of St Francis - (KS) | 1321 | St Francis | KS | Cheyenne | 4 | IC | OP | 2.7 | 2.7 | 2.7 |  | 10 | 1972 | DFO | NG | Y | Y | N | Electric Utility |  |  |  |  | N | [57 empty] | LIQUID | [39 empty] | 0.7385 | 0.025484 | 12.5895
17872 | City of St Francis - (KS) | 1321 | St Francis | KS | Cheyenne | 5 | IC | OP | 0.9 | 0.9 | 0.9 |  | 8 | 1953 | DFO | NG | Y | Y | N | Electric Utility |  |  |  |  | N | [57 empty] | LIQUID | [39 empty] | 0.7385 | 0.025484 | 12.5895
17874 | City of St George | 7767 | Bloomington Power Plant | UT | Washington | 1 | IC | OP | 1.7 | 1.5 | 1.5 |  | 3 | 1999 | DFO |  | N | Y | N | Electric Utility | [62 empty] | LIQUID | [39 empty] | 0.7385 | 0.025484 | 12.5895
17874 | City of St George | 7767 | Bloomington Power Plant | UT | Washington | 2 | IC | OP | 1.7 | 1.5 | 1.5 |  | 3 | 1999 | DFO |  | N | Y | N | Electric Utility | [62 empty] | LIQUID | [39 empty] | 0.7385 | 0.025484 | 12.5895
17874 | City of St George | 56253 | Millcreek Power Generation | UT | Washington | MC1 | GT | OP | 40 | 36.8 | 39 |  | 4 | 2006 | NG |  | N | Y | N | Electric Utility |  |  |  |  | N | [57 empty] | GAS | UT | Millcreek Power | 56253 | MC-1 | 2010 |  | ARP | 994.62 | 12 | 36762.5 |  | 0.099 | 0.1123 | 11.91 | 21087.5 | 358063.2 | 8 |  | Washington | Electric Utility |  |  | 37.1124 | -113.5155 | City of St. George (Owner/Operator) | Phase 2 |  | Operating | Combustion turbine | Pipeline Natural Gas |  |  | Dry Low NOx Burners |  | 360 | 9.1273 | GAS | 39 | 500 | 0.1123 | 0.000553 | 9.1273
17874 | City of St George | 7767 | Bloomington Power Plant | UT | Washington | 3 | IC | OP | 1.7 | 1.5 | 1.5 |  | 3 | 1999 | DFO |  | N | Y | N | Electric Utility | [62 empty] | LIQUID | [39 empty] | 0.7385 | 0.025484 | 12.5895
17874 | City of St George | 7767 | Bloomington Power Plant | UT | Washington | 4 | IC | OP | 1.7 | 1.5 | 1.5 |  | 3 | 1999 | DFO |  | N | Y | N | Electric Utility | [62 empty] | LIQUID | [39 empty] | 0.7385 | 0.025484 | 12.5895
17874 | City of St George | 7767 | Bloomington Power Plant | UT | Washington | 5 | IC | OP | 1.7 | 1.5 | 1.5 |  | 3 | 1999 | DFO |  | N | Y | N | Electric Utility | [62 empty] | LIQUID | [39 empty] | 0.7385 | 0.025484 | 12.5895
17874 | City of St George | 7767 | Bloomington Power Plant | UT | Washington | 6 | IC | OP | 1.7 | 1.5 | 1.5 |  | 3 | 1999 | DFO |  | N | Y | N | Electric Utility | [62 empty] | LIQUID | [39 empty] | 0.7385 | 0.025484 | 12.5895
17874 | City of St George | 56253 | Millcreek Power Generation | UT | Washington | MC2 | GT | OP | 40 | 36.8 | 39 |  | 6 | 2010 | NG |  | N | Y | N | Electric Utility |  |  |  |  | N | [57 empty] | GAS | UT | Millcreek Power | 56253 | MC-2 | 2010 |  | ARP | 962.95 | 9 | 36024.58 |  | 0.099 | 0.0106 | 1.383 | 19685.183 | 331291.568 | 8 |  | Washington | Electric Utility |  |  | 37.1124 | -113.5155 | City of St. George (Owner/Operator) (Started Feb 04, 2010) | Phase 2 |  | Operating (Started 03/30/2010) | Combustion turbine (Started Mar 30, 2010) | Pipeline Natural Gas |  |  | Dry Low NOx Burners Selective Catalytic Reduction |  | 410 | 9.0047 | GAS | 44 | 435.8974 | 0.0106 | 0.000598 | 9.0047
17876 | City of St James - (MN) | 1929 | St James | MN | WATONWAN | 1 | IC | OP | 2 | 2 | 2 |  | 7 | 2002 | DFO |  | N | Y | N | Electric Utility |  |  |  |  | N | [57 empty] | LIQUID | [39 empty] | 0.7385 | 0.025484 | 12.5895
17876 | City of St James - (MN) | 1929 | St James | MN | WATONWAN | 2 | IC | OP | 2 | 2 | 2 |  | 7 | 2002 | DFO |  | N | Y | N | Electric Utility |  |  |  |  | N | [57 empty] | LIQUID | [39 empty] | 0.7385 | 0.025484 | 12.5895
17876 | City of St James - (MN) | 1929 | St James | MN | WATONWAN | 3 | IC | OP | 2 | 2 | 2 |  | 7 | 2002 | DFO |  | N | Y | N | Electric Utility |  |  |  |  | N | [57 empty] | LIQUID | [39 empty] | 0.7385 | 0.025484 | 12.5895
17876 | City of St James - (MN) | 1929 | St James | MN | WATONWAN | 4 | IC | OP | 2 | 2 | 2 |  | 7 | 2002 | DFO |  | N | Y | N | Electric Utility |  |  |  |  | N | [57 empty] | LIQUID | [39 empty] | 0.7385 | 0.025484 | 12.5895
17876 | City of St James - (MN) | 1929 | St James | MN | WATONWAN | 5 | IC | OP | 2 | 2 | 2 |  | 7 | 2002 | DFO |  | N | Y | N | Electric Utility |  |  |  |  | N | [57 empty] | LIQUID | [39 empty] | 0.7385 | 0.025484 | 12.5895
17876 | City of St James - (MN) | 1929 | St James | MN | WATONWAN | 6 | IC | OP | 2 | 2 | 2 |  | 7 | 2002 | DFO |  | N | Y | N | Electric Utility |  |  |  |  | N | [57 empty] | LIQUID | [39 empty] | 0.7385 | 0.025484 | 12.5895
17879 | City of St. John - (KS) | 1322 | St John | KS | Stafford | 2 | IC | OP | 1.3 | 1.3 | 1.3 |  | 6 | 2002 | DFO |  | N | N | N | Electric Utility | [62 empty] | LIQUID | [39 empty] | 0.7385 | 0.025484 | 12.5895
17879 | City of St. John - (KS) | 1322 | St John | KS | Stafford | 4 | IC | OP | 1.7 | 1.7 | 1.7 |  | 9 | 1965 | DFO | NG | N | N | N | Electric Utility | [62 empty] | LIQUID | [39 empty] | 0.7385 | 0.025484 | 12.5895
17879 | City of St. John - (KS) | 1322 | St John | KS | Stafford | 5 | IC | OP | 2 | 2 | 2 |  | 12 | 1982 | DFO | NG | N | N | N | Electric Utility | [62 empty] | LIQUID | [39 empty] | 0.7385 | 0.025484 | 12.5895
17886 | City of St Louis | 1852 | St Louis | MI | Gratiot | 5 | HY | OP | 0.2 | 0.2 | 0.2 |  | 1 | 1919 | WAT |  | N | Y | N | Electric Utility |  |  |  |  | N | [57 empty] | N/A | [39 empty] | 0 | 0 | 10.4
17886 | City of St Louis | 1852 | St Louis | MI | Gratiot | 6 | HY | OP | 0.2 | 0.2 | 0.2 |  | 1 | 1919 | WAT |  | N | Y | N | Electric Utility |  |  |  |  | N | [57 empty] | N/A | [39 empty] | 0 | 0 | 10.4
17886 | City of St Louis | 1852 | St Louis | MI | Gratiot | 8 | IC | OP | 1.5 | 1.5 | 1.5 |  | 5 | 2003 | DFO |  | N | Y | N | Electric Utility |  |  |  |  | N | [57 empty] | LIQUID | [39 empty] | 0.7385 | 0.025484 | 12.5895
17897 | St Mary's Hospital | 54262 | Saint Marys Hospital Power Plant | MN | Olmsted | 1 | CT | OP | 4.7 | 4.5 | 4.5 |  | 6 | 1996 | NG |  | N | Y | Y | Commercial CHP |  |  |  |  | N | [57 empty] | GAS | [39 empty] | 0.25213 | 0.0017714 | 12.21
17897 | St Mary's Hospital | 54262 | Saint Marys Hospital Power Plant | MN | Olmsted | 4 | CA | OP | 3 | 2.7 | 2.7 |  | 1 | 1971 | NG | DFO | Y | Y | Y | Commercial CHP |  |  |  |  | N | [57 empty] | GAS | [39 empty] | 0 | 0 | 10.4
17897 | St Mary's Hospital | 54262 | Saint Marys Hospital Power Plant | MN | Olmsted | 7 | IC | OP | 2.5 | 2.5 | 2.5 |  | 3 | 2011 | DFO |  | N | Y | N | Commercial CHP |  |  |  |  | N | [57 empty] | LIQUID | [39 empty] | 0.7385 | 0.025484 | 12.5895
17902 | Somersworth Hydro Company, Inc. | 50704 | Somersworth Lower Great Dam | NH | Strafford | GEN1 | HY | OP | 1.3 | 1.2 | 1.2 |  | 7 | 1985 | WAT |  | N | Y | N | IPP Non-CHP |  |  |  |  | N | [57 empty] | N/A | [39 empty] | 0 | 0 | 10.4
17924 | City of Stafford - (KS) | 1325 | Stafford | KS | Stafford | 2 | IC | OP | 0.9 | 0.9 | 0.9 |  | 2 | 1953 | DFO | NG | Y | N | N | Electric Utility | [62 empty] | LIQUID | [39 empty] | 0.7385 | 0.025484 | 12.5895
17924 | City of Stafford - (KS) | 1325 | Stafford | KS | Stafford | 3 | IC | OP | 0.8 | 0.8 | 0.8 |  | 8 | 1958 | DFO | NG | Y | N | N | Electric Utility | [62 empty] | LIQUID | [39 empty] | 0.7385 | 0.025484 | 12.5895
17924 | City of Stafford - (KS) | 1325 | Stafford | KS | Stafford | 4 | IC | OP | 1.4 | 1.4 | 1.4 |  | 7 | 1973 | DFO | NG | Y | Y | N | Electric Utility | [62 empty] | LIQUID | [39 empty] | 0.7385 | 0.025484 | 12.5895
17924 | City of Stafford - (KS) | 1325 | Stafford | KS | Stafford | 5 | IC | OP | 1.1 | 1.1 | 1.1 |  | 5 | 1983 | DFO | NG | Y | Y | N | Electric Utility | [62 empty] | LIQUID | [39 empty] | 0.7385 | 0.025484 | 12.5895
17927 | St Vincent's Medical Center | 54535 | St Vincents Medical Center | FL | DUVAL | 6805 | GT | OP | 1.3 | 1.3 | 1.3 |  | 11 | 1991 | NG | DFO | Y | N | Y | Commercial CHP |  |  |  |  | N | [57 empty] | GAS | [39 empty] | 0.53094 | 0.0053569 | 7.9124
17976 | STS HydroPower Ltd | 50433 | Ada Dam | MI | Kent | ADA1 | HY | OP | 1.4 | 1.4 | 1.4 |  | 3 | 1984 | WAT |  | N | Y | N | IPP Non-CHP | [62 empty] | N/A | [39 empty] | 0 | 0 | 10.4
18000 | State of Rhode Island | 50621 | Central Power Plant | RI | Providence | GEN3 | ST | OP | 2 | 2 | 2 |  | 8 | 1958 | RFO | NG | Y | N | Y | Commercial CHP |  |  |  |  | N | [57 empty] | LIQUID | [39 empty] | 0.28017 | 2.3869 | 14.1793
18000 | State of Rhode Island | 50621 | Central Power Plant | RI | Providence | GEN4 | ST | OP | 2 | 2 | 2 |  | 8 | 1958 | RFO | NG | Y | N | Y | Commercial CHP |  |  |  |  | N | [57 empty] | LIQUID | [39 empty] | 0.28017 | 2.3869 | 14.1793
18000 | State of Rhode Island | 50621 | Central Power Plant | RI | Providence | GEN5 | GT | OP | 3 | 2.8 | 3.8 |  | 1 | 2004 | DFO | NG | Y | N | Y | Commercial CHP |  |  |  |  | N | [57 empty] | LIQUID | [39 empty] | 0.16341 | 0.092981 | 19.1255
18000 | State of Rhode Island | 50621 | Central Power Plant | RI | Providence | GEN6 | GT | OP | 3 | 2.8 | 3.8 |  | 1 | 2004 | DFO | NG | Y | N | Y | Commercial CHP |  |  |  |  | N | [57 empty] | LIQUID | [39 empty] | 0.16341 | 0.092981 | 19.1255
18014 | City of State Center - (IA) | 1187 | State Center | IA | Marshall | 1 | IC | OP | 0.6 | 0.6 | 0.6 |  | 5 | 1995 | DFO |  | N | Y | N | Electric Utility |  |  |  |  | N | [57 empty] | LIQUID | [39 empty] | 0.7385 | 0.025484 | 12.5895
18014 | City of State Center - (IA) | 1187 | State Center | IA | Marshall | 2 | IC | OP | 0.6 | 0.6 | 0.6 |  | 5 | 1995 | DFO |  | N | Y | N | Electric Utility |  |  |  |  | N | [57 empty] | LIQUID | [39 empty] | 0.7385 | 0.025484 | 12.5895
18014 | City of State Center - (IA) | 1187 | State Center | IA | Marshall | 3 | IC | OP | 1.3 | 1.3 | 1.3 |  | 5 | 1995 | DFO |  | N | Y | N | Electric Utility |  |  |  |  | N | [57 empty] | LIQUID | [39 empty] | 0.7385 | 0.025484 | 12.5895
18014 | City of State Center - (IA) | 1187 | State Center | IA | Marshall | 4 | IC | OP | 1.3 | 1.3 | 1.3 |  | 5 | 1995 | DFO |  | N | Y | N | Electric Utility | [62 empty] | LIQUID | [39 empty] | 0.7385 | 0.025484 | 12.5895
18014 | City of State Center - (IA) | 1187 | State Center | IA | Marshall | 6 | IC | OP | 2.5 | 2.5 | 2.5 |  | 8 | 1972 | NG | DFO | Y | Y | N | Electric Utility | [62 empty] | GAS | [39 empty] | 1.1659 | 0.0016829 | 10.4
18020 | Starrett City Inc | 50743 | Starrett City Cogen Facility | NY | Kings | GEN1 | ST | OP | 6 | 5.5 | 6 |  | 10 | 1974 | NG | RFO | Y | N | Y | Commercial CHP |  |  |  |  | N | [57 empty] | GAS | [39 empty] | 0.777 | 0.0025102 | 12.1751
18020 | Starrett City Inc | 50743 | Starrett City Cogen Facility | NY | Kings | GEN2 | ST | OP | 6 | 5.5 | 6 |  | 10 | 1974 | NG | RFO | Y | N | Y | Commercial CHP |  |  |  |  | N | [57 empty] | GAS | [39 empty] | 0.777 | 0.0025102 | 12.1751
18028 | State of Wisconsin | 54408 | UW Madison Charter Street Plant | WI | DANE | 1 | ST | OP | 9.7 | 5.5 | 7.1 |  | 1 | 1965 | BIT | NG | Y | Y | Y | Commercial CHP |  |  |  |  | N |  |  | Y | [54 empty] | COAL | [39 empty] | 0.77861 | 1.1735 | 12.784
18028 | State of Wisconsin | 54407 | Waupun Correctional Central Heating Plt | WI | Dodge | 1 | ST | OP | 1 | 0.2 | 0.3 |  | 5 | 1951 | BIT | NG | Y | Y | Y | Commercial CHP |  |  |  |  | N |  |  | Y | [54 empty] | COAL | [39 empty] | 0.9544 | 2.3204 | 15.4002
18028 | State of Wisconsin | 54407 | Waupun Correctional Central Heating Plt | WI | Dodge | 2 | ST | OP | 1 | 0.5 | 0.8 |  | 5 | 1951 | BIT | NG | Y | Y | Y | Commercial CHP |  |  |  |  | N |  |  | Y | [54 empty] | COAL | [39 empty] | 0.9544 | 2.3204 | 15.4002
18031 | Steamboat Development Corp | 54665 | Steamboat II | NV | Washoe | T201 | BT | OP | 9.1 | 5.4 | 8.1 |  | 8 | 1992 | GEO |  | N | Y | N | IPP Non-CHP |  |  |  |  | N | [57 empty] | N/A | [39 empty] | 0 | 0 | 10.4
18031 | Steamboat Development Corp | 54665 | Steamboat II | NV | Washoe | T202 | BT | OP | 9.1 | 5.4 | 8.1 |  | 8 | 1992 | GEO |  | N | Y | N | IPP Non-CHP |  |  |  |  | N | [57 empty] | N/A | [39 empty] | 0 | 0 | 10.4
18031 | Steamboat Development Corp | 54666 | Steamboat III | NV | Washoe | T301 | BT | OP | 9.1 | 5.4 | 8.1 |  | 10 | 1992 | GEO |  | N | Y | N | IPP Non-CHP |  |  |  |  | N | [57 empty] | N/A | [39 empty] | 0 | 0 | 10.4
18031 | Steamboat Development Corp | 54666 | Steamboat III | NV | Washoe | T302 | BT | OP | 9.1 | 5.4 | 8.1 |  | 10 | 1992 | GEO |  | N | Y | N | IPP Non-CHP |  |  |  |  | N | [57 empty] | N/A | [39 empty] | 0 | 0 | 10.4
18041 | State Line Energy LLC | 981 | State Line Energy | IN | Lake | 3 | ST | OP | 124.9 | 197 | 197 | G361 | 12 | 1955 | SUB |  | N | Y | N | IPP Non-CHP |  |  |  | 2012 | N | Y | [5 empty] | 3 | 1955 | 328850 | [31 empty] | OP | BP |  |  | 8 |  | 0.7 |  |  |  | 99 | 3 | 750000 |  |  |  |  | COAL | IN | State Line Generating Station (IN) | 981 | 3 | 2010 |  | ARP, CAIRNOX, CAIROS, CAIRSO2 | 7697.77 | 12 | 1441849.21 |  | 4442.101 | 0.2735 | 1856.898 | 1386324.198 | 13218167.72 | 5 | Mid-America Interconnected Network | Lake | Electric Utility | 4911 | Electric Services | 41.7072 | -87.5217 | State Line Energy, LLC (Owner/Operator) | Phase 2 | Early Election | Operating | Tangentially-fired | Coal |  |  |  | Baghouse | 2050 | 9.0753 | COAL | 216 | 1951.7767 | 0.2735 | 0.67212 | 9.0753
18041 | State Line Energy LLC | 981 | State Line Energy | IN | Lake | 4 | ST | OP | 209.4 | 318 | 318 | G362 | 5 | 1962 | SUB |  | N | Y | N | IPP Non-CHP |  |  |  | 2012 | N | Y | [5 empty] | 4 | 1962 | 482000 | [31 empty] | OP | EK |  |  | 8 |  | 0.7 |  |  |  | 98 | 290 | 964000 |  |  |  |  | COAL | IN | State Line Generating Station (IN) | 981 | 4 | 2010 |  | ARP, CAIRNOX, CAIROS, CAIRSO2 | 8091.98 | 12 | 2213812.17 |  | 6125.212 | 0.6295 | 6383.127 | 2099493.076 | 20018045.1 | 5 | Mid-America Interconnected Network | Lake | Electric Utility | 4911 | Electric Services | 41.7072 | -87.5217 | State Line Energy, LLC (Owner/Operator) | Phase 2 | Group 2 | Operating | Cyclone boiler | Coal |  |  | Overfire Air | Electrostatic Precipitator | 3500 | 8.9198 | COAL | 345 | 1957.5472 | 0.6295 | 0.61197 | 8.9198
18086 | City of Sterling - (KS) | 1326 | Sterling | KS | Rice | 1 | IC | OP | 1.5 | 1.3 | 1.3 |  | 8 | 1962 | DFO | NG | Y | Y | N | Electric Utility |  |  |  |  | N | [57 empty] | LIQUID | [39 empty] | 0.7385 | 0.025484 | 12.5895
18086 | City of Sterling - (KS) | 1326 | Sterling | KS | Rice | 2 | IC | OP | 0.5 | 0.4 | 0.4 |  | 8 | 1950 | DFO | NG | Y | Y | N | Electric Utility |  |  |  |  | N | [57 empty] | LIQUID | [39 empty] | 0.7385 | 0.025484 | 12.5895
18086 | City of Sterling - (KS) | 1326 | Sterling | KS | Rice | 3 | IC | OP | 3 | 2.2 | 2.2 |  | 11 | 1972 | DFO | NG | Y | Y | N | Electric Utility |  |  |  |  | N | [57 empty] | LIQUID | [39 empty] | 0.7385 | 0.025484 | 12.5895
18086 | City of Sterling - (KS) | 1326 | Sterling | KS | Rice | 4 | IC | OP | 1.1 | 0.8 | 0.8 |  | 7 | 1955 | DFO | NG | Y | Y | N | Electric Utility |  |  |  |  | N | [57 empty] | LIQUID | [39 empty] | 0.7385 | 0.025484 | 12.5895
18086 | City of Sterling - (KS) | 1326 | Sterling | KS | Rice | 5 | IC | OP | 1.4 | 1.2 | 1.2 |  | 6 | 2002 | DFO | NG | Y | Y | N | Electric Utility |  |  |  |  | N | [57 empty] | LIQUID | [39 empty] | 0.7385 | 0.025484 | 12.5895
18086 | City of Sterling - (KS) | 1326 | Sterling | KS | Rice | 6 | IC | OP | 1.4 | 1.2 | 1.2 |  | 6 | 2002 | DFO | NG | Y | Y | N | Electric Utility |  |  |  |  | N | [57 empty] | LIQUID | [39 empty] | 0.7385 | 0.025484 | 12.5895
18086 | City of Sterling - (KS) | 1326 | Sterling | KS | Rice | 7 | IC | OP | 1.4 | 1.2 | 1.2 |  | 6 | 2002 | DFO | NG | Y | Y | N | Electric Utility |  |  |  |  | N | [57 empty] | LIQUID | [39 empty] | 0.7385 | 0.025484 | 12.5895
18121 | Stillwater Associates | 50513 | Stillwater Reservoir Hydro | NY | Herkimer | GEN1 | HY | OP | 1.8 | 2.5 | 2.5 |  | 1 | 1992 | WAT |  | N | Y | N | IPP Non-CHP | [62 empty] | N/A | [39 empty] | 0 | 0 | 10.4
18125 | Stillwater Utilities Authority | 3000 | Boomer Lake Station | OK | Payne | 1 | ST | OP | 10 | 10.9 | 10.9 |  | 9 | 1956 | NG |  | N | Y | N | Electric Utility |  |  |  |  | N | [57 empty] | GAS | [39 empty] | 0.25965 | 0.0006406 | 13.3488
18125 | Stillwater Utilities Authority | 3000 | Boomer Lake Station | OK | Payne | 2 | ST | OP | 12.7 | 12.9 | 12.9 |  | 6 | 1959 | NG |  | N | Y | N | Electric Utility |  |  |  |  | N | [57 empty] | GAS | [39 empty] | 0.23957 | 0.0006717 | 12.9449
18125 | Stillwater Utilities Authority | 3000 | Boomer Lake Station | OK | Payne | 3 | IC | OP | 2 | 2 | 2 |  | 5 | 2004 | DFO |  | N | Y | N | Electric Utility |  |  |  |  | N | [57 empty] | LIQUID | [39 empty] | 0.7385 | 0.025484 | 12.5895
18125 | Stillwater Utilities Authority | 3000 | Boomer Lake Station | OK | Payne | 4 | IC | OP | 2 | 2 | 2 |  | 5 | 2004 | DFO |  | N | Y | N | Electric Utility |  |  |  |  | N | [57 empty] | LIQUID | [39 empty] | 0.7385 | 0.025484 | 12.5895
18125 | Stillwater Utilities Authority | 3000 | Boomer Lake Station | OK | Payne | 5 | IC | OP | 2 | 2 | 2 |  | 5 | 2004 | DFO |  | N | Y | N | Electric Utility |  |  |  |  | N | [57 empty] | LIQUID | [39 empty] | 0.7385 | 0.025484 | 12.5895
18125 | Stillwater Utilities Authority | 55987 | Stillwater Water Treatment Plant | OK | Payne | 6 | IC | OP | 2 | 2 | 2 |  | 9 | 2003 | DFO |  | N | Y | N | Electric Utility |  |  |  |  | N | [57 empty] | LIQUID | [39 empty] | 0.7385 | 0.025484 | 12.5895
18137 | City of Stockton - (KS) | 1327 | Stockton | KS | ROOKS | 1 | IC | OP | 1.1 | 1 | 1 |  | 7 | 1967 | NG | DFO | Y | Y | N | Electric Utility |  |  |  |  | N | [57 empty] | GAS | [39 empty] | 1.1659 | 0.0016829 | 10.4
18137 | City of Stockton - (KS) | 1327 | Stockton | KS | ROOKS | 2 | IC | OP | 1.1 | 1 | 1 |  | 5 | 1962 | NG | DFO | Y | Y | N | Electric Utility |  |  |  |  | N | [57 empty] | GAS | [39 empty] | 1.1659 | 0.0016829 | 10.4
18137 | City of Stockton - (KS) | 1327 | Stockton | KS | ROOKS | 3 | IC | OP | 2 | 1.7 | 1.7 |  | 7 | 1971 | NG | DFO | Y | Y | N | Electric Utility |  |  |  |  | N | [57 empty] | GAS | [39 empty] | 1.1659 | 0.0016829 | 10.4
18137 | City of Stockton - (KS) | 1327 | Stockton | KS | ROOKS | 4 | IC | OP | 0.5 | 0.5 | 0.5 |  | 5 | 1951 | NG | DFO | Y | Y | N | Electric Utility |  |  |  |  | N | [57 empty] | GAS | [39 empty] | 1.1659 | 0.0016829 | 10.4
18137 | City of Stockton - (KS) | 1327 | Stockton | KS | ROOKS | 5 | IC | OP | 1.3 | 1.2 | 1.2 |  | 7 | 1955 | NG | DFO | Y | Y | N | Electric Utility |  |  |  |  | N | [57 empty] | GAS | [39 empty] | 1.1659 | 0.0016829 | 10.4
18147 | RockTenn-Hopewell | 50813 | Hopewell Mill | VA | Hopewell City | GEN1 | ST | OP | 47.6 | 40.7 | 40.7 |  | 12 | 1980 | BLQ | WDS | Y | Y | Y | Industrial CHP |  |  |  |  | N | [40 empty] | OP | EK |  |  |  | ¦¦ .1 |  | 1 | ¦¦ .7 | 0.7 | 99.5¦¦ 99.7 | 72.8¦¦ 68.7 | 336000¦¦ 394000 |  |  |  |  | LIQUID | [39 empty] | 0.0842 | 0.049001 | 10.4
18153 | RockTenn-Uncasville | 50801 | Uncasville Mill | CT | New London | GEN1 | ST | OP | 2.8 | 1.3 | 1.7 |  | 6 | 1990 | NG | PUR | N | N | Y | Industrial CHP |  |  |  |  | N | [57 empty] | GAS | [39 empty] | 0.777 | 0.0029397 | 10.8134
18155 | Stone Container Corp | 50810 | Stone Container Hodge | LA | JACKSON | NO 7 | ST | OP | 15.6 | 15.6 | 15.6 |  | 8 | 1957 | NG |  | N | N | Y | Industrial CHP |  |  |  |  | N | [40 empty] | OP | EW¦¦OT | [8 empty] | 99¦¦ 98.8 | 143¦¦ 52¦¦ 46.8 | 224608¦¦ 289077¦¦ 341000 |  |  |  |  | GAS | [39 empty] | 0.25201 | 0.0008567 | 12.9299
18155 | Stone Container Corp | 50810 | Stone Container Hodge | LA | JACKSON | NO 8 | ST | OP | 27.5 | 27.5 | 27.5 |  | 8 | 1972 | NG |  | N | N | Y | Industrial CHP |  |  |  |  | N | [40 empty] | OP | EW¦¦OT | [8 empty] | 99¦¦ 98.8 | 143¦¦ 52¦¦ 46.8 | 224608¦¦ 289077¦¦ 341000 |  |  |  |  | GAS | [39 empty] | 0.21932 | 0.0010062 | 11.6741
18155 | Stone Container Corp | 50810 | Stone Container Hodge | LA | JACKSON | NO 9 | ST | OP | 23.3 | 23.3 | 23.3 |  | 10 | 1972 | NG |  | N | N | Y | Industrial CHP |  |  |  |  | N | [40 empty] | OP | EW¦¦OT | [8 empty] | 99¦¦ 98.8 | 143¦¦ 52¦¦ 46.8 | 224608¦¦ 289077¦¦ 341000 |  |  |  |  | GAS | [39 empty] | 0.23434 | 0.0009832 | 11.7479
18157 | Stone Container Corp-Panama Ci | 50807 | Stone Container Panama City Mill | FL | Bay | GEN3 | ST | OP | 4 | 4 | 4 |  | 5 | 1930 | BLQ | NG | Y | Y | Y | Industrial CHP |  |  |  |  | N | [40 empty] | OP | EK |  |  | 10.6 | 0.1 | 1.4 | 1.6 | 1.8 | 2.4 | 99.8¦¦ 99.7 | 11¦¦ 27 | 320000¦¦ 317000 |  |  |  |  | LIQUID | [39 empty] | 0.14248 | 0.049001 | 10.4
18157 | Stone Container Corp-Panama Ci | 50807 | Stone Container Panama City Mill | FL | Bay | GEN4 | ST | OP | 10 | 10 | 10 |  | 3 | 1949 | BLQ | NG | Y | Y | Y | Industrial CHP |  |  |  |  | N | [40 empty] | OP | EK |  |  | 10.6 | 0.1 | 1.4 | 1.6 | 1.8 | 2.4 | 99.8¦¦ 99.7 | 11¦¦ 27 | 320000¦¦ 317000 |  |  |  |  | LIQUID | [39 empty] | 0.12356 | 0.049001 | 10.4
18157 | Stone Container Corp-Panama Ci | 50807 | Stone Container Panama City Mill | FL | Bay | GEN6 | ST | OP | 20 | 21.8 | 21.8 |  | 3 | 1956 | WDS | NG | Y | Y | Y | Industrial CHP |  |  |  |  | N | [25 empty] | OP: OP; DP: VE; LS: AF; LS: ¦¦CSH; N: N | 1.3¦¦ 1.7 | 70 | 199¦¦ 344 | 220000 | 90¦¦ 100 | OP | WS | MC |  | 6.5 | 0.1 | 1.6 |  | 2.4 |  | 99.7 | 54.6¦¦ 13.4 | 196500 |  |  |  |  | OTHER SOLID | [39 empty] | 0.41352 | 0.056687 | 14.2923
18158 | Smurfit Stone Enterprises Inc | 50811 | Stone Container Coshocton Mill | OH | COSHOCTON | GEN1 | ST | OP | 16.5 | 12 | 14.2 |  | 11 | 1981 | WDS | NG | Y | N | Y | Industrial CHP |  |  |  |  | N | [40 empty] | OP | WS | [8 empty] | 99.6 | 31 | 283000 |  |  |  |  | OTHER SOLID | [39 empty] | 0.20346 | 0.035266 | 13.9764
18162 | RockTenn-Florence | 50806 | Florence Mill | SC | Florence | GEN1 | ST | OP | 12.5 | 12.5 | 12.5 |  | 11 | 1963 | BLQ | WDS | Y | N | Y | Industrial CHP |  |  |  |  | N | [6 empty] | PB1S¦¦PB3S¦¦RBFSN | 1963¦¦ 2005¦¦ 1974 | 110000¦¦ 116000¦¦ 248000 | [31 empty] | OP¦¦OP¦¦ 0¦¦OP | MC¦¦EW¦¦ 0¦¦EW |  |  |  | 0¦¦0¦¦ 0¦¦ 0 | 1 |  | 0.5¦¦0.5¦¦ 0¦¦ .5 | 3.5¦¦3.5¦¦ 0¦¦ 3.5 | 97.5¦¦99.7¦¦ 0¦¦ 99.7 | 108¦¦8.5¦¦ 0¦¦ 20 | 137000¦¦137000¦¦ 0¦¦ 310000 |  |  |  |  | LIQUID | [39 empty] | 0.0842 | 0.049001 | 10.4
18162 | RockTenn-Florence | 50806 | Florence Mill | SC | Florence | GEN2 | ST | OP | 16 | 16 | 16 |  | 11 | 1974 | BLQ | WDS | Y | N | Y | Industrial CHP |  |  |  |  | N | [6 empty] | PB1S¦¦PB3S¦¦RBFSN | 1963¦¦ 2005¦¦ 1974 | 110000¦¦ 116000¦¦ 248000 | [31 empty] | OP¦¦OP¦¦ 0¦¦OP | MC¦¦EW¦¦ 0¦¦EW |  |  |  | 0¦¦0¦¦ 0¦¦ 0 | 1 |  | 0.5¦¦0.5¦¦ 0¦¦ .5 | 3.5¦¦3.5¦¦ 0¦¦ 3.5 | 97.5¦¦99.7¦¦ 0¦¦ 99.7 | 108¦¦8.5¦¦ 0¦¦ 20 | 137000¦¦137000¦¦ 0¦¦ 310000 |  |  |  |  | LIQUID | [39 empty] | 0.0842 | 0.049001 | 10.4
18162 | RockTenn-Florence | 50806 | Florence Mill | SC | Florence | GEN3 | ST | OP | 79.1 | 74.8 | 74.8 |  | 3 | 1987 | BIT | WDS | Y | Y | Y | Industrial CHP |  |  |  |  | N | Y | [5 empty] | PB4S | 1987 | 400000 | [31 empty] | OP | EW |  |  | 6 | 0 | 0.8 | 1.1 | 0.5 | 3.5 | 99.5 | 5.4 | 480000 |  |  |  |  | COAL | SC | Smurfit-Stone Container | 50806 | 16 | 2010 |  | CAIROS | 3616.57 | 6 |  | 1936532.37 |  | 0.3812 | 539.102 |  | 2897932.254 | 4 |  | Florence | Cogeneration |  |  | 34.1519 | -79.5587 | Smurfit-Stone Container Enterprises (Owner/Operator) |  |  | Operating | Stoker | Coal | Other Oil, Wood |  |  | Electrostatic Precipitator | 955 | 10.4 | COAL | 111.0783 | -242.5019 | 0.3812 | 0.54901 | 11.0699
18177 | City of Story City - (IA) | 1188 | Story City | IA | Story | 7 | IC | OP | 2 | 2 | 2 |  | 1 | 1978 | DFO | NG | N | Y | N | Electric Utility |  |  |  |  | N | [57 empty] | LIQUID | [39 empty] | 0.7385 | 0.025484 | 12.5895
18177 | City of Story City - (IA) | 1188 | Story City | IA | Story | 1 | IC | OP | 1.3 | 1.3 | 1.3 |  | 1 | 1964 | DFO | NG | N | Y | N | Electric Utility |  |  |  |  | N | [57 empty] | LIQUID | [39 empty] | 0.7385 | 0.025484 | 12.5895
18177 | City of Story City - (IA) | 1188 | Story City | IA | Story | 2 | IC | OP | 2 | 2 | 2 |  | 1 | 1972 | DFO | NG | N | Y | N | Electric Utility |  |  |  |  | N | [57 empty] | LIQUID | [39 empty] | 0.7385 | 0.025484 | 12.5895
18177 | City of Story City - (IA) | 1188 | Story City | IA | Story | 4A | IC | OP | 3.5 | 3.1 | 3.2 |  | 5 | 2003 | DFO | NG | N | Y | N | Electric Utility |  |  |  |  | N | [57 empty] | LIQUID | [39 empty] | 0.7385 | 0.025484 | 12.5895
18177 | City of Story City - (IA) | 1188 | Story City | IA | Story | 5A | IC | OP | 3.1 | 3.1 | 3.1 |  | 3 | 1993 | DFO | NG | N | Y | N | Electric Utility |  |  |  |  | N | [57 empty] | LIQUID | [39 empty] | 0.7385 | 0.025484 | 12.5895
18177 | City of Story City - (IA) | 1188 | Story City | IA | Story | 6 | IC | OP | 2 | 2 | 2 |  | 1 | 1978 | DFO | NG | N | Y | N | Electric Utility |  |  |  |  | N | [57 empty] | LIQUID | [39 empty] | 0.7385 | 0.025484 | 12.5895
18194 | STS Hydropower Ltd | 54654 | Kekawaka Power House | CA | Mendocino | KEK1 | HY | OP | 4.9 | 4.9 | 4.9 |  | 12 | 1989 | WAT |  | N | Y | N | IPP Non-CHP | [62 empty] | N/A | [39 empty] | 0 | 0 | 10.4
18194 | STS Hydropower Ltd | 50435 | Sugarloaf Hydro Plant | CO | Lake | SUG1 | HY | OP | 2.5 | 2.5 | 2.5 |  | 11 | 1985 | WAT |  | N | Y | N | IPP Non-CHP | [62 empty] | N/A | [39 empty] | 0 | 0 | 10.4
18194 | STS Hydropower Ltd | 54653 | Kanaka | CA | Mendocino | KAN1 | HY | OP | 1.1 | 1.1 | 1.1 |  | 12 | 1988 | WAT |  | N | Y | N | IPP Non-CHP | [62 empty] | N/A | [39 empty] | 0 | 0 | 10.4
18194 | STS Hydropower Ltd | 54969 | Dixon Hydroelectric Dam | IL | Lee | 1 | HY | OP | 0.6 | 0.6 | 0.6 |  | 6 | 1925 | WAT |  | N | Y | N | IPP Non-CHP | [62 empty] | N/A | [39 empty] | 0 | 0 | 10.4
18194 | STS Hydropower Ltd | 54969 | Dixon Hydroelectric Dam | IL | Lee | 2 | HY | OP | 0.6 | 0.6 | 0.6 |  | 6 | 1925 | WAT |  | N | Y | N | IPP Non-CHP | [62 empty] | N/A | [39 empty] | 0 | 0 | 10.4
18194 | STS Hydropower Ltd | 54969 | Dixon Hydroelectric Dam | IL | Lee | 3 | HY | OP | 0.6 | 0.6 | 0.6 |  | 6 | 1925 | WAT |  | N | Y | N | IPP Non-CHP | [62 empty] | N/A | [39 empty] | 0 | 0 | 10.4
18194 | STS Hydropower Ltd | 54969 | Dixon Hydroelectric Dam | IL | Lee | 4 | HY | OP | 0.6 | 0.6 | 0.6 |  | 6 | 1925 | WAT |  | N | Y | N | IPP Non-CHP | [62 empty] | N/A | [39 empty] | 0 | 0 | 10.4
18194 | STS Hydropower Ltd | 54969 | Dixon Hydroelectric Dam | IL | Lee | 5 | HY | OP | 0.6 | 0.6 | 0.6 |  | 6 | 1925 | WAT |  | N | Y | N | IPP Non-CHP | [62 empty] | N/A | [39 empty] | 0 | 0 | 10.4
18204 | City of Strawberry Point | 7926 | South Strawberry | IA | CLAYTON | 1A | IC | OP | 1.8 | 1.8 | 1.8 |  | 1 | 2002 | DFO |  | N | Y | N | Electric Utility |  |  |  |  | N | [57 empty] | LIQUID | [39 empty] | 0.7385 | 0.025484 | 12.5895
18204 | City of Strawberry Point | 7926 | South Strawberry | IA | CLAYTON | 2A | IC | OP | 1.8 | 1.8 | 1.8 |  | 1 | 2002 | DFO |  | N | Y | N | Electric Utility |  |  |  |  | N | [57 empty] | LIQUID | [39 empty] | 0.7385 | 0.025484 | 12.5895
18205 | Strawberry Water Users Assn | 3691 | Spanish Fork | UT | Utah | 1 | HY | OP | 1.7 | 1.7 | 1.7 |  | 10 | 1983 | WAT |  | N | Y | N | Electric Utility |  |  |  |  | N | [57 empty] | N/A | [39 empty] | 0 | 0 | 10.4
18205 | Strawberry Water Users Assn | 3691 | Spanish Fork | UT | Utah | 2 | HY | OP | 1.7 | 1.7 | 1.7 |  | 10 | 1983 | WAT |  | N | Y | N | Electric Utility |  |  |  |  | N | [57 empty] | N/A | [39 empty] | 0 | 0 | 10.4
18205 | Strawberry Water Users Assn | 3691 | Spanish Fork | UT | Utah | 3 | HY | OP | 0.2 | 0.2 | 0.2 |  | 10 | 1937 | WAT |  | N | Y | N | Electric Utility |  |  |  |  | N | [57 empty] | N/A | [39 empty] | 0 | 0 | 10.4
18230 | City of Stuart - (NE) | 2305 | Stuart | NE | Holt | 1 | IC | OP | 0.7 | 0.7 | 0.7 |  | 1 | 1952 | DFO | NG | N | Y | N | Electric Utility | [62 empty] | LIQUID | [39 empty] | 0.7385 | 0.025484 | 12.5895
18230 | City of Stuart - (NE) | 2305 | Stuart | NE | Holt | 2 | IC | OP | 0.2 | 0.2 | 0.2 |  | 1 | 1960 | DFO |  | N | Y | N | Electric Utility | [62 empty] | LIQUID | [39 empty] | 0.7385 | 0.025484 | 12.5895
18230 | City of Stuart - (NE) | 2305 | Stuart | NE | Holt | 3 | IC | OP | 0.2 | 0.2 | 0.2 |  | 1 | 1952 | DFO |  | N | Y | N | Electric Utility | [62 empty] | LIQUID | [39 empty] | 0.7385 | 0.025484 | 12.5895
18230 | City of Stuart - (NE) | 2305 | Stuart | NE | Holt | 5 | IC | OP | 0.8 | 0.8 | 0.8 |  | 8 | 1997 | DFO |  | N | Y | N | Electric Utility | [62 empty] | LIQUID | [39 empty] | 0.7385 | 0.025484 | 12.5895
18231 | City of Stuart - (IA) | 1190 | Stuart | IA | Guthrie | 1 | IC | OP | 0.6 | 0.6 | 0.6 |  | 2 | 1956 | DFO | NG | Y | Y | N | Electric Utility |  |  |  |  | N | [57 empty] | LIQUID | [39 empty] | 0.7385 | 0.025484 | 12.5895
18231 | City of Stuart - (IA) | 1190 | Stuart | IA | Guthrie | 2 | IC | OP | 1.1 | 1.1 | 1.1 |  | 6 | 1968 | DFO | NG | Y | Y | N | Electric Utility |  |  |  |  | N | [57 empty] | LIQUID | [39 empty] | 0.7385 | 0.025484 | 12.5895
18231 | City of Stuart - (IA) | 1190 | Stuart | IA | Guthrie | 4 | IC | OP | 1.1 | 1 | 1 |  | 10 | 1964 | DFO | NG | Y | Y | N | Electric Utility |  |  |  |  | N | [57 empty] | LIQUID | [39 empty] | 0.7385 | 0.025484 | 12.5895
18231 | City of Stuart - (IA) | 7857 | Gilliam South | IA | Adair | 1 | IC | OP | 1.8 | 1.7 | 1.8 |  | 2 | 2001 | DFO |  | N | Y | N | Electric Utility |  |  |  |  | N | [57 empty] | LIQUID | [39 empty] | 0.7385 | 0.025484 | 12.5895
18232 | STS HydroPower Ltd | 54655 | Schoolfield Dam | VA | Pittsylvania | SCH1 | HY | OP | 1.5 | 1.5 | 1.5 |  | 10 | 1990 | WAT |  | N | Y | N | IPP Non-CHP |  |  |  |  | N | [57 empty] | N/A | [39 empty] | 0 | 0 | 10.4
18232 | STS HydroPower Ltd | 54655 | Schoolfield Dam | VA | Pittsylvania | SCH2 | HY | OP | 1.5 | 1.5 | 1.5 |  | 11 | 1990 | WAT |  | N | Y | N | IPP Non-CHP | [62 empty] | N/A | [39 empty] | 0 | 0 | 10.4
18232 | STS HydroPower Ltd | 54655 | Schoolfield Dam | VA | Pittsylvania | SCH3 | HY | OP | 1.5 | 1.5 | 1.5 |  | 12 | 1990 | WAT |  | N | Y | N | IPP Non-CHP | [62 empty] | N/A | [39 empty] | 0 | 0 | 10.4
18252 | City of Sturgis | 1855 | Sturgis City Diesel Plant | MI | SAINT JOSEPH | 6 | IC | OP | 6 | 6 | 6 |  | 12 | 1981 | NG | DFO | Y | Y | N | Electric Utility |  |  |  |  | N | [57 empty] | GAS | [39 empty] | 1.1659 | 0.0016829 | 10.4
18252 | City of Sturgis | 1856 | Hydro Plant | MI | St Joseph | 1 | HY | OP | 0.4 | 0.4 | 0.4 |  | 9 | 1911 | WAT |  | N | N | N | Electric Utility |  |  |  |  | N | [57 empty] | N/A | [39 empty] | 0 | 0 | 10.4
18252 | City of Sturgis | 1856 | Hydro Plant | MI | St Joseph | 2 | HY | OP | 0.4 | 0.4 | 0.4 |  | 9 | 1911 | WAT |  | N | N | N | Electric Utility |  |  |  |  | N | [57 empty] | N/A | [39 empty] | 0 | 0 | 10.4
18252 | City of Sturgis | 1856 | Hydro Plant | MI | St Joseph | 3 | HY | OP | 0.7 | 0.7 | 0.7 |  | 4 | 1983 | WAT |  | N | N | N | Electric Utility |  |  |  |  | N | [57 empty] | N/A | [39 empty] | 0 | 0 | 10.4
18252 | City of Sturgis | 1856 | Hydro Plant | MI | St Joseph | 4 | HY | OP | 0.7 | 0.7 | 0.7 |  | 4 | 1983 | WAT |  | N | N | N | Electric Utility |  |  |  |  | N | [57 empty] | N/A | [39 empty] | 0 | 0 | 10.4
18301 | City of Sumner | 1191 | Sumner | IA | BREMER | 1 | IC | OP | 2.6 | 2.6 | 2.6 |  | 12 | 1972 | NG | DFO | N | Y | N | Electric Utility |  |  |  |  | N | [57 empty] | GAS | [39 empty] | 1.1659 | 0.0016829 | 10.4
18301 | City of Sumner | 1191 | Sumner | IA | BREMER | 2 | IC | OP | 1.2 | 1.1 | 1.1 |  | 8 | 1956 | NG | DFO | N | Y | N | Electric Utility |  |  |  |  | N | [57 empty] | GAS | [39 empty] | 1.1659 | 0.0016829 | 10.4
18301 | City of Sumner | 1191 | Sumner | IA | BREMER | 6 | IC | OP | 1.8 | 1.8 | 1.8 |  | 7 | 1999 | DFO |  | N | Y | N | Electric Utility |  |  |  |  | N | [57 empty] | LIQUID | [39 empty] | 0.7385 | 0.025484 | 12.5895
18315 | Sunflower Electric Power Corp | 108 | Holcomb | KS | Finney | 1 | ST | OP | 348.7 | 362 | 362 |  | 8 | 1983 | SUB | NG | N | Y | N | Electric Utility |  |  |  |  | N | Y |  | Y |  |  |  | FL1 | 1983 | 788114 | [16 empty] | OP: OP; DP: SD; LS: LA; N: N | 1 | 80 | 1735 | 656500 | 100 | OP | BR |  |  | 12 |  | 1 |  |  |  | 99.9 | 99 | 1160412 |  |  |  |  | COAL | KS | Holcomb | 108 | SGU1 | 2010 |  | ARP | 8255.1 | 12 | 2836575.8 |  | 1710.771 | 0.3007 | 4234.453 | 2909436.822 | 27740633.99 | 7 | Southwest Power Pool | Finney | Electric Utility |  |  | 37.9306 | -100.9725 | Sunflower Electric Power Corporation (Owner/Operator) | Phase 2 | Phase II Group 1 | Operating | Dry bottom wall-fired boiler | Coal |  | Dry Lime FGD | Low NOx Burner Technology (Dry Bottom only) | Baghouse | 4320 | 9.7364 | COAL | 387 | 465.4696 | 0.3007 | 0.12334 | 9.7364
18315 | Sunflower Electric Power Corp | 1230 | Cimarron River | KS | Seward | 1 | ST | OP | 50 | 60 | 60 |  | 10 | 1963 | NG |  | N | Y | N | Electric Utility |  |  |  |  | N | [57 empty] | GAS | KS | Cimarron River | 1230 | 1 | 2010 |  | ARP | 2525.87 | 12 | 66127.26 |  | 0.265 | 0.2014 | 95.813 | 52396.938 | 881710.563 | 7 | Southwest Power Pool | Seward | Electric Utility |  |  | 37.1611 | -100.7619 | Mid-Kansas Electric Company, LLC (Owner) Sunflower Electric Power Corporation (Operator) | Phase 2 |  | Operating | Dry bottom wall-fired boiler | Pipeline Natural Gas |  |  |  |  | 764 | 12.841 | GAS | 59 | 1991.5254 | 0.2014 | 0.000601 | 12.841
18315 | Sunflower Electric Power Corp | 1230 | Cimarron River | KS | Seward | 2 | GT | OP | 15 | 14.9 | 14.9 |  | 2 | 1968 | NG |  | N | Y | N | Electric Utility |  |  |  |  | N | [57 empty] | GAS | [39 empty] | 0.26262 | 0.0032637 | 11.5253
18315 | Sunflower Electric Power Corp | 1233 | Fort Dodge | KS | Ford | 4 | ST | OP | 149 | 146.6 | 146.6 |  | 6 | 1969 | NG | RFO | N | Y | N | Electric Utility |  |  |  |  | N | [6 empty] | 4 | 1969 | 211560 | [48 empty] | GAS | KS | Fort Dodge aka Judson Large | 1233 | 4 | 2010 |  | ARP | 8618.84 | 12 | 366767.72 |  | 1.222 | 0.1228 | 262.155 | 242058.783 | 4073130.94 | 7 | Southwest Power Pool | Ford | Electric Utility | 4911 | Electric Services | 37.7328 | -99.9497 | Mid-Kansas Electric Company, LLC (Owner) Sunflower Electric Power Corporation (Operator) | Phase 2 |  | Operating | Dry bottom wall-fired boiler | Pipeline Natural Gas |  |  |  |  | 1648 | 10.104 | GAS | 145 | 1994.4828 | 0.1228 | 0.0006 | 10.104
18315 | Sunflower Electric Power Corp | 1235 | Great Bend | KS | Barton | 3 | ST | OP | 81.6 | 100.6 | 100.6 |  | 6 | 1963 | NG | RFO | N | Y | N | Electric Utility |  |  |  |  | N | [57 empty] | GAS | KS | Great Bend Station aka Arthur Mullergren | 1235 | 3 | 2010 |  | ARP | 3518.21 | 12 | 110523.66 |  | 0.364 | 0.1638 | 107.194 | 72073.047 | 1212808.821 | 7 | Southwest Power Pool | Barton | Electric Utility | 4911 | Electric Services | 38.41 | -98.8689 | Mid-Kansas Electric Company, LLC (Owner) Sunflower Electric Power Corporation (Operator) | Phase 2 |  | Operating | Dry bottom wall-fired boiler | Pipeline Natural Gas |  |  |  |  | 1046.2 | 10.129 | GAS | 89 | 1934.8315 | 0.1638 | 0.0006 | 10.129
18315 | Sunflower Electric Power Corp | 1336 | Garden City | KS | Finney | S2 | ST | OP | 97.9 | 97.5 | 97.5 |  | 4 | 1973 | NG |  | N | Y | N | Electric Utility |  |  |  |  | N | [6 empty] | S2 | 1973 | 121400 | [48 empty] | GAS | KS | Garden City | 1336 | S-2 | 2010 |  | ARP | 2120.76 | 12 | 61388.09 |  | 0.196 | 0.2719 | 88.104 | 38774.854 | 652474.856 | 7 | Southwest Power Pool | Finney | Electric Utility | 4911 | Electric Services | 37.9703 | -100.8956 | Southwestern Electric Power Company (Owner/Operator) | Phase 2 |  | Operating | Tangentially-fired | Pipeline Natural Gas |  |  |  |  | 1260 | 9.91 | GAS | 94 | 481.383 | 0.2719 | 0.000601 | 9.91
18315 | Sunflower Electric Power Corp | 1336 | Garden City | KS | Finney | S4 | GT | OP | 71.2 | 51.9 | 58.9 |  | 5 | 1976 | NG |  | N | Y | N | Electric Utility |  |  |  |  | N | [57 empty] | GAS | KS | Garden City | 1336 | S-2 | 2010 |  | ARP | 2120.76 | 12 | 61388.09 |  | 0.196 | 0.2719 | 88.104 | 38774.854 | 652474.856 | 7 | Southwest Power Pool | Finney | Electric Utility | 4911 | Electric Services | 37.9703 | -100.8956 | Southwestern Electric Power Company (Owner/Operator) | Phase 2 |  | Operating | Tangentially-fired | Pipeline Natural Gas |  |  |  |  | 1260 | 9.91 | GAS | 94 | -297.9626 | 0.2719 | 0.000601 | 9.91
18315 | Sunflower Electric Power Corp | 1336 | Garden City | KS | Finney | S5 | GT | OP | 71.2 | 54 | 61 |  | 7 | 1979 | NG |  | N | Y | N | Electric Utility |  |  |  |  | N | [57 empty] | GAS | KS | Garden City | 1336 | S-2 | 2010 |  | ARP | 2120.76 | 12 | 61388.09 |  | 0.196 | 0.2719 | 88.104 | 38774.854 | 652474.856 | 7 | Southwest Power Pool | Finney | Electric Utility | 4911 | Electric Services | 37.9703 | -100.8956 | Southwestern Electric Power Company (Owner/Operator) | Phase 2 |  | Operating | Tangentially-fired | Pipeline Natural Gas |  |  |  |  | 1260 | 9.91 | GAS | 94 | -270.4918 | 0.2719 | 0.000601 | 9.91
18315 | Sunflower Electric Power Corp | 8037 | Clifton | KS | Washington | 1 | GT | OP | 85 | 63.8 | 63.8 |  | 12 | 1974 | NG |  | N | Y | N | Electric Utility |  |  |  |  | N | [57 empty] | GAS | [39 empty] | 0.12994 | 0.0021512 | 15.4781
18320 | Sunrise Power Co LLC | 55182 | Sunrise Power LLC | CA | Kern | STG | CA | OP | 270 | 245 | 270 |  | 6 | 2003 | NG |  | N | Y | N | IPP Non-CHP | [11 empty] | 1SGL¦¦2SGL | 2003 | 341000 | [48 empty] | GAS | [39 empty] | 0 | 0 | 10.4
18320 | Sunrise Power Co LLC | 55182 | Sunrise Power LLC | CA | Kern | X718 | CT | OP | 167.7 | 150 | 152 |  | 6 | 2001 | NG |  | N | Y | N | IPP Non-CHP | [62 empty] | GAS | CA | Sunrise Power Company | 55182 | CTG2 | 2010 |  | ARP | 7255.73 | 12 | 1692787.16 |  | 3.387 | 0.0078 | 35.13 | 670984.558 | 11290508.69 | 9 |  | Kern | Electric Utility | 4911 | Electric Services | 35.2097 | -119.585 | Sunrise Power Company (Owner/Operator) | Phase 2 |  | Operating | Combined cycle | Pipeline Natural Gas |  |  | Selective Catalytic Reduction Dry Low NOx Burners |  | 1660.3 | 6.5991 | GAS | 301 | -490.1316 | 0.0078 | 0.0006 | 9.5457
18320 | Sunrise Power Co LLC | 55182 | Sunrise Power LLC | CA | Kern | X719 | CT | OP | 167.7 | 150 | 152 |  | 6 | 2001 | NG |  | N | Y | N | IPP Non-CHP | [62 empty] | GAS | CA | Sunrise Power Company | 55182 | CTG2 | 2010 |  | ARP | 7255.73 | 12 | 1692787.16 |  | 3.387 | 0.0078 | 35.13 | 670984.558 | 11290508.69 | 9 |  | Kern | Electric Utility | 4911 | Electric Services | 35.2097 | -119.585 | Sunrise Power Company (Owner/Operator) | Phase 2 |  | Operating | Combined cycle | Pipeline Natural Gas |  |  | Selective Catalytic Reduction Dry Low NOx Burners |  | 1660.3 | 6.5991 | GAS | 301 | -490.1316 | 0.0078 | 0.0006 | 9.5457
18323 | Toledo Refining Company | 50965 | Toledo Ref Power Recovery Train | OH | Lucas | GEN1 | OT | OP | 6 | 6 | 6 |  | 6 | 1986 | PC | OG | Y | N | Y | Industrial CHP |  |  |  |  | N | [57 empty] | Petroleum Coke | [39 empty] | 0 | 0 | 10.4
18340 | Sunoco Refining & Supply Co | 52106 | Philadelphia Refinery | PA | Philadelphia | GEN1 | ST | OP | 10 | 5.5 | 6.6 |  | 1 | 1952 | OG | NG | Y | N | Y | Industrial CHP |  |  |  |  | N | [5 empty] | Y | [51 empty] | GAS | [39 empty] | 0.1167 | 0.0044251 | 10.4
18340 | Sunoco Refining & Supply Co | 52106 | Philadelphia Refinery | PA | Philadelphia | GEN3 | ST | OP | 10 | 7.3 | 6.8 |  | 1 | 1952 | OG | NG | Y | N | Y | Industrial CHP |  |  |  |  | N | [57 empty] | GAS | [39 empty] | 0.1167 | 0.0044251 | 10.4
18348 | Veolia Glacier Ridge Landfill LLC | 55817 | Veolia Glacier Ridge Landfill | WI | Dodge | NO 1 | IC | OP | 1 | 0.9 | 0.9 |  | 2 | 2001 | LFG |  | N | Y | N | Commercial Non-CHP |  |  |  |  | N | [57 empty] | GAS | [39 empty] | 1.1659 | 0.0016829 | 10.4
18348 | Veolia Glacier Ridge Landfill LLC | 55817 | Veolia Glacier Ridge Landfill | WI | Dodge | NO 2 | IC | OP | 1 | 0.9 | 0.9 |  | 2 | 2001 | LFG |  | N | Y | N | Commercial Non-CHP |  |  |  |  | N | [57 empty] | GAS | [39 empty] | 1.1659 | 0.0016829 | 10.4
18350 | Sutherland City of | 2306 | Sutherland | NE | Lincoln | 1 | IC | OP | 0.5 | 0.5 | 0.5 |  | 1 | 1952 | DFO |  | N | Y | N | Electric Utility |  |  |  |  | N | [57 empty] | LIQUID | [39 empty] | 0.7385 | 0.025484 | 12.5895
18350 | Sutherland City of | 2306 | Sutherland | NE | Lincoln | 2 | IC | OP | 0.9 | 0.9 | 0.9 |  | 1 | 1959 | DFO |  | N | Y | N | Electric Utility |  |  |  |  | N | [57 empty] | LIQUID | [39 empty] | 0.7385 | 0.025484 | 12.5895
18350 | Sutherland City of | 2306 | Sutherland | NE | Lincoln | 4 | IC | OP | 1.4 | 1.4 | 1.4 |  | 1 | 1964 | DFO |  | N | Y | N | Electric Utility |  |  |  |  | N | [57 empty] | LIQUID | [39 empty] | 0.7385 | 0.025484 | 12.5895
18371 | Village of Swanton - (VT) | 6618 | Highgate Falls | VT | Franklin | 1 | HY | OP | 1.1 | 1 | 1 |  | 8 | 1930 | WAT |  | N | Y | N | Electric Utility | [62 empty] | N/A | [39 empty] | 0 | 0 | 10.4
18371 | Village of Swanton - (VT) | 6618 | Highgate Falls | VT | Franklin | 2 | HY | OP | 1 | 1 | 1 |  | 8 | 1923 | WAT |  | N | Y | N | Electric Utility | [62 empty] | N/A | [39 empty] | 0 | 0 | 10.4
18371 | Village of Swanton - (VT) | 6618 | Highgate Falls | VT | Franklin | 3 | HY | OP | 3.2 | 2.9 | 2.9 |  | 8 | 1954 | WAT |  | N | Y | N | Electric Utility | [62 empty] | N/A | [39 empty] | 0 | 0 | 10.4
18371 | Village of Swanton - (VT) | 6618 | Highgate Falls | VT | Franklin | 4 | HY | OP | 5.8 | 4.8 | 4.8 |  | 5 | 1990 | WAT |  | N | Y | N | Electric Utility | [62 empty] | N/A | [39 empty] | 0 | 0 | 10.4
18390 | Sycamore Cogeneration Co | 50134 | Sycamore Cogeneration | CA | Kern | GTAG | GT | OP | 75 | 75 | 78 |  | 12 | 1987 | NG |  | N | Y | Y | IPP CHP |  |  |  |  | N | [57 empty] | GAS | [39 empty] | 0.089527 | 0.0011385 | 13.2923
18390 | Sycamore Cogeneration Co | 50134 | Sycamore Cogeneration | CA | Kern | GTBG | GT | OP | 75 | 75 | 78 |  | 12 | 1987 | NG |  | N | Y | Y | IPP CHP |  |  |  |  | N | [57 empty] | GAS | [39 empty] | 0.089527 | 0.0011385 | 13.2923
18390 | Sycamore Cogeneration Co | 50134 | Sycamore Cogeneration | CA | Kern | GTCG | GT | OP | 75 | 75 | 78 |  | 12 | 1987 | NG |  | N | Y | Y | IPP CHP |  |  |  |  | N | [57 empty] | GAS | [39 empty] | 0.089527 | 0.0011385 | 13.2923
18390 | Sycamore Cogeneration Co | 50134 | Sycamore Cogeneration | CA | Kern | GTDG | GT | OP | 75 | 75 | 78 |  | 12 | 1987 | NG |  | N | Y | Y | IPP CHP |  |  |  |  | N | [57 empty] | GAS | [39 empty] | 0.089527 | 0.0011385 | 13.2923
18410 | Synergics Inc | 50180 | Olsen | CA | Shasta | GEN1 | HY | OP | 5 | 4.8 | 4.6 |  | 1 | 1990 | WAT |  | N | Y | N | IPP Non-CHP | [62 empty] | N/A | [39 empty] | 0 | 0 | 10.4
18414 | TES Filer City Station LP | 50835 | TES Filer City Station | MI | Manistee | GEN1 | ST | OP | 70 | 60 | 60 |  | 5 | 1990 | BIT | SUB | Y | Y | Y | IPP CHP |  |  |  |  | N |  |  | Y | [22 empty] | OP: OP; DP: SD; LS: LA; N: N | 3 | 90 | 190.75 | 149500 | 100 | OP | BP |  |  | 5 |  | 1.5 | 3 |  |  | 100 | 4.197 | 149500 |  |  |  |  | COAL | MI | TES Filer City Station | 50835 | 1 | 2010 |  | CAIRNOX, CAIROS, CAIRSO2 | 8315.77 | 12 |  | 2427105.39 | 321.836 | 0.454 | 742.45 |  | 3272315.009 | 5 |  | Manistee | Cogeneration |  |  | 44.217 | -86.2906 | T.E.S. Filer City Station Limited Partnership (Owner) CMS Enterprises Co. (Operator) |  |  | Operating | Stoker | Coal | Petroleum Coke, Tire Derived Fuel, Wood | Dry Lime FGD |  | Baghouse | 384 | 10.4 | COAL | 48.3013 | 378.8991 | 0.454 | 0.1967 | 10.7974
18415 | STS HydroPower Ltd-Cascade Dam | 50436 | Cascade Dam | MI | Kent | CAS1 | HY | OP | 1.6 | 1.6 | 1.6 |  | 12 | 1986 | WAT |  | N | Y | N | IPP Non-CHP | [62 empty] | N/A | [39 empty] | 0 | 0 | 10.4
18419 | STS HydroPower Ltd-French LDam | 50437 | French Landing Dam | MI | Wayne | FRL1 | HY | OP | 1.6 | 1.6 | 1.6 |  | 12 | 1988 | WAT |  | N | Y | N | IPP Non-CHP | [62 empty] | N/A | [39 empty] | 0 | 0 | 10.4
18429 | City of Tacoma - (WA) | 3913 | Alder | WA | Pierce | 11 | HY | OP | 25 | 25.2 | 21 |  | 5 | 1947 | WAT |  | N | Y | N | Electric Utility | [62 empty] | N/A | [39 empty] | 0 | 0 | 10.4
18429 | City of Tacoma - (WA) | 3913 | Alder | WA | Pierce | 12 | HY | OP | 25 | 25.2 | 21 |  | 12 | 1945 | WAT |  | N | Y | N | Electric Utility | [62 empty] | N/A | [39 empty] | 0 | 0 | 10.4
18429 | City of Tacoma - (WA) | 3914 | Cushman 1 | WA | Mason | 21 | HY | OP | 21.6 | 26.7 | 19 |  | 6 | 1926 | WAT |  | N | Y | N | Electric Utility | [62 empty] | N/A | [39 empty] | 0 | 0 | 10.4
18429 | City of Tacoma - (WA) | 3914 | Cushman 1 | WA | Mason | 22 | HY | OP | 21.6 | 26.7 | 19 |  | 7 | 1926 | WAT |  | N | Y | N | Electric Utility | [62 empty] | N/A | [39 empty] | 0 | 0 | 10.4
18429 | City of Tacoma - (WA) | 3915 | Cushman 2 | WA | Mason | 31 | HY | OP | 27 | 30 | 30 |  | 12 | 1930 | WAT |  | N | Y | N | Electric Utility | [62 empty] | N/A | [39 empty] | 0 | 0 | 10.4
18429 | City of Tacoma - (WA) | 3915 | Cushman 2 | WA | Mason | 32 | HY | OP | 27 | 30 | 30 |  | 8 | 1931 | WAT |  | N | Y | N | Electric Utility | [62 empty] | N/A | [39 empty] | 0 | 0 | 10.4
18429 | City of Tacoma - (WA) | 3915 | Cushman 2 | WA | Mason | 33 | HY | OP | 27 | 30 | 30 |  | 12 | 1952 | WAT |  | N | Y | N | Electric Utility | [62 empty] | N/A | [39 empty] | 0 | 0 | 10.4
18429 | City of Tacoma - (WA) | 3916 | LaGrande | WA | Pierce | 1 | HY | OP | 6 | 6 | 6 |  | 11 | 1912 | WAT |  | N | Y | N | Electric Utility | [62 empty] | N/A | [39 empty] | 0 | 0 | 10.4
18429 | City of Tacoma - (WA) | 3916 | LaGrande | WA | Pierce | 2 | HY | OP | 6 | 6 | 6 |  | 11 | 1912 | WAT |  | N | Y | N | Electric Utility | [62 empty] | N/A | [39 empty] | 0 | 0 | 10.4
18429 | City of Tacoma - (WA) | 3916 | LaGrande | WA | Pierce | 3 | HY | OP | 6 | 6 | 6 |  | 11 | 1912 | WAT |  | N | Y | N | Electric Utility | [62 empty] | N/A | [39 empty] | 0 | 0 | 10.4
18429 | City of Tacoma - (WA) | 3916 | LaGrande | WA | Pierce | 4 | HY | OP | 6 | 6 | 6 |  | 11 | 1912 | WAT |  | N | Y | N | Electric Utility | [62 empty] | N/A | [39 empty] | 0 | 0 | 10.4
18429 | City of Tacoma - (WA) | 3916 | LaGrande | WA | Pierce | 5 | HY | OP | 40 | 40 | 40 |  | 9 | 1945 | WAT |  | N | Y | N | Electric Utility | [62 empty] | N/A | [39 empty] | 0 | 0 | 10.4
18429 | City of Tacoma - (WA) | 3917 | Mayfield | WA | Lewis | 41 | HY | OP | 40.5 | 41 | 41 |  | 5 | 1983 | WAT |  | N | Y | N | Electric Utility | [62 empty] | N/A | [39 empty] | 0 | 0 | 10.4
18429 | City of Tacoma - (WA) | 3917 | Mayfield | WA | Lewis | 42 | HY | OP | 40.5 | 41 | 41 |  | 3 | 1963 | WAT |  | N | Y | N | Electric Utility | [62 empty] | N/A | [39 empty] | 0 | 0 | 10.4
18429 | City of Tacoma - (WA) | 3917 | Mayfield | WA | Lewis | 43 | HY | OP | 40.5 | 41 | 41 |  | 4 | 1963 | WAT |  | N | Y | N | Electric Utility | [62 empty] | N/A | [39 empty] | 0 | 0 | 10.4
18429 | City of Tacoma - (WA) | 3917 | Mayfield | WA | Lewis | 44 | HY | OP | 40.5 | 41 | 41 |  | 6 | 1963 | WAT |  | N | Y | N | Electric Utility | [62 empty] | N/A | [39 empty] | 0 | 0 | 10.4
18429 | City of Tacoma - (WA) | 3918 | Mossyrock | WA | Lewis | 51 | HY | OP | 150 | 203.4 | 168 |  | 11 | 1968 | WAT |  | N | Y | N | Electric Utility | [62 empty] | N/A | [39 empty] | 0 | 0 | 10.4
18429 | City of Tacoma - (WA) | 3918 | Mossyrock | WA | Lewis | 52 | HY | OP | 150 | 175.3 | 147 |  | 10 | 1968 | WAT |  | N | Y | N | Electric Utility | [62 empty] | N/A | [39 empty] | 0 | 0 | 10.4
18429 | City of Tacoma - (WA) | 7127 | Wynoochee | WA | Grays Harbor | 1 | HY | OP | 12.8 | 15.5 | 12.8 |  | 1 | 1994 | WAT |  | N | Y | N | Electric Utility | [62 empty] | N/A | [39 empty] | 0 | 0 | 10.4
18436 | Tannery Island Power Corp | 50416 | Tannery Island Power | NY | Jefferson | GEN1 | HY | OP | 0.3 | 0.2 | 0.2 |  | 6 | 1986 | WAT |  | N | Y | N | IPP Non-CHP |  |  |  |  | N | [57 empty] | N/A | [39 empty] | 0 | 0 | 10.4
18436 | Tannery Island Power Corp | 50416 | Tannery Island Power | NY | Jefferson | GEN2 | HY | OP | 0.3 | 0.2 | 0.2 |  | 6 | 1986 | WAT |  | N | Y | N | IPP Non-CHP |  |  |  |  | N | [57 empty] | N/A | [39 empty] | 0 | 0 | 10.4
18436 | Tannery Island Power Corp | 50416 | Tannery Island Power | NY | Jefferson | GEN3 | HY | OP | 0.3 | 0.2 | 0.2 |  | 6 | 1986 | WAT |  | N | Y | N | IPP Non-CHP |  |  |  |  | N | [57 empty] | N/A | [39 empty] | 0 | 0 | 10.4
18436 | Tannery Island Power Corp | 50416 | Tannery Island Power | NY | Jefferson | GEN4 | HY | OP | 0.3 | 0.2 | 0.2 |  | 6 | 1986 | WAT |  | N | Y | N | IPP Non-CHP |  |  |  |  | N | [57 empty] | N/A | [39 empty] | 0 | 0 | 10.4
18436 | Tannery Island Power Corp | 50416 | Tannery Island Power | NY | Jefferson | GEN5 | HY | OP | 0.3 | 0.2 | 0.2 |  | 6 | 1986 | WAT |  | N | Y | N | IPP Non-CHP |  |  |  |  | N | [57 empty] | N/A | [39 empty] | 0 | 0 | 10.4
18445 | City of Tallahassee - (FL) | 688 | Arvah B Hopkins | FL | Leon | 1 | ST | OP | 75 | 76 | 78 |  | 5 | 1971 | NG | RFO | Y | Y | N | Electric Utility |  |  |  | 2020 | N | [6 empty] | 1 | 1971 | 106932 | [48 empty] | GAS | FL | Arvah B Hopkins | 688 | 1 | 2010 |  | ARP, CAIRNOX, CAIROS, CAIRSO2 | 5461.5 | 12 | 164323.75 |  | 45.192 | 0.196 | 194.672 | 116410.6 | 1928589.775 | 4 | Florida Reliability Coordinating Council | Leon | Electric Utility | 4911 | Electric Services | 30.4522 | -84.4 | City of Tallahassee (Owner/Operator) | Phase 2 |  | Operating | Dry bottom wall-fired boiler | Pipeline Natural Gas | Residual Oil |  |  |  | 903 | 11.273 | GAS | 80 | 1987.1795 | 0.196 | 0.046865 | 11.273
18445 | City of Tallahassee - (FL) | 688 | Arvah B Hopkins | FL | Leon | 2 | CA | OP | 259.2 | 140 | 145 |  | 10 | 1977 | NG | DFO | Y | Y | N | Electric Utility |  |  |  |  | N | [6 empty] | ¦¦2A | ¦¦ 2008 | ¦¦ 692869 | [48 empty] | GAS | [39 empty] | 0 | 0 | 10.4
18445 | City of Tallahassee - (FL) | 688 | Arvah B Hopkins | FL | Leon | GT1 | GT | OP | 16.3 | 12 | 14 |  | 2 | 1970 | NG | DFO | Y | Y | N | Electric Utility |  |  |  | 2015 | N | [57 empty] | GAS | [39 empty] | 0.29215 | 0.0044103 | 11.5201
18445 | City of Tallahassee - (FL) | 688 | Arvah B Hopkins | FL | Leon | GT2 | GT | OP | 27 | 24 | 26 |  | 9 | 1972 | NG | DFO | Y | Y | N | Electric Utility |  |  |  | 2017 | N | [57 empty] | GAS | FL | Arvah B Hopkins | 688 | HC2 | 2010 |  | CAIRNOX, CAIROS, CAIRSO2 | 134 | 12 | 1196 |  | 0.089 | 0.7038 | 9.899 |  | 28052 | 4 | Florida Reliability Coordinating Council | Leon | Electric Utility | 4911 | Electric Services | 30.4522 | -84.4 | City of Tallahassee (Owner/Operator) |  |  | Operating | Combustion turbine | Pipeline Natural Gas | Diesel Oil |  |  |  | 600 | 22.2377 | GAS | 30 | 423.0769 | 0.7038 | 0.0063454 | 20
18445 | City of Tallahassee - (FL) | 688 | Arvah B Hopkins | FL | Leon | GT3 | GT | OP | 60 | 46 | 48 |  | 9 | 2005 | NG | DFO | Y | Y | N | Electric Utility |  |  |  |  | N | [57 empty] | GAS | FL | Arvah B Hopkins | 688 | HC3 | 2010 |  | ARP, CAIRNOX, CAIROS, CAIRSO2 | 661.75 | 12 | 19245 |  | 0.316 | 0.1283 | 12.894 | 12528.525 | 204615.75 | 4 | Florida Reliability Coordinating Council | Leon | Electric Utility | 4911 | Electric Services | 30.4522 | -84.4 | City of Tallahassee (Owner/Operator) | Phase 2 |  | Operating | Combustion turbine | Pipeline Natural Gas | Diesel Oil |  | Water Injection Selective Catalytic Reduction |  | 500 | 9.5479 | GAS | 51 | 468.75 | 0.1283 | 0.0030887 | 9.5479
18445 | City of Tallahassee - (FL) | 688 | Arvah B Hopkins | FL | Leon | GT4 | GT | OP | 60 | 46 | 48 |  | 11 | 2005 | NG | DFO | Y | Y | N | Electric Utility |  |  |  |  | N | [57 empty] | GAS | FL | Arvah B Hopkins | 688 | HC4 | 2010 |  | ARP, CAIRNOX, CAIROS, CAIRSO2 | 903.25 | 12 | 29081 |  | 0.21 | 0.0239 | 2.822 | 17622.65 | 293565.975 | 4 | Florida Reliability Coordinating Council | Leon | Electric Utility | 4911 | Electric Services | 30.4522 | -84.4 | City of Tallahassee (Owner/Operator) | Phase 2 |  | Operating | Combustion turbine | Pipeline Natural Gas | Diesel Oil |  | Water Injection Selective Catalytic Reduction |  | 500 | 9.2209 | GAS | 51 | 468.75 | 0.0239 | 0.0014307 | 9.2209
18445 | City of Tallahassee - (FL) | 689 | S O Purdom | FL | Wakulla | 8 | CT | OP | 160 | 150 | 182 |  | 7 | 2000 | NG | DFO | Y | Y | N | Electric Utility |  |  |  |  | N | [57 empty] | GAS | FL | S O Purdom | 689 | 8 | 2010 |  | ARP, CAIRNOX, CAIROS, CAIRSO2 | 7218.75 | 12 | 733557.25 |  | 2.866 | 0.027 | 126.079 | 567724.55 | 9552588.6 | 4 | Florida Reliability Coordinating Council | Wakulla | Electric Utility | 4911 | Electric Services | 30.1619 | -84.2014 | City of Tallahassee (Owner/Operator) | Phase 2 |  | Operating | Combined cycle | Pipeline Natural Gas | Diesel Oil |  | Dry Low NOx Burners Water Injection |  | 2044.2 | 11.4644 | GAS | 184 | 1994.5055 | 0.027 | 0.0006 | 11.4644
18445 | City of Tallahassee - (FL) | 689 | S O Purdom | FL | Wakulla | 9 | CA | OP | 87 | 72 | 76 |  | 7 | 2000 | NG | DFO | Y | Y | N | Electric Utility |  |  |  |  | N | [57 empty] | GAS | [39 empty] | 0 | 0 | 10.4
18445 | City of Tallahassee - (FL) | 956 | C H Corn Hydroelectric Facility | FL | LEON | 1 | HY | OP | 4.4 | 4 | 4 |  | 9 | 1985 | WAT |  | N | Y | N | Electric Utility |  |  |  |  | N | [57 empty] | N/A | [39 empty] | 0 | 0 | 10.4
18445 | City of Tallahassee - (FL) | 956 | C H Corn Hydroelectric Facility | FL | LEON | 2 | HY | OP | 4.4 | 4 | 4 |  | 8 | 1985 | WAT |  | N | Y | N | Electric Utility |  |  |  |  | N | [57 empty] | N/A | [39 empty] | 0 | 0 | 10.4
18445 | City of Tallahassee - (FL) | 956 | C H Corn Hydroelectric Facility | FL | LEON | 3 | HY | OP | 3.4 | 3 | 3 |  | 1 | 1986 | WAT |  | N | Y | N | Electric Utility |  |  |  |  | N | [57 empty] | N/A | [39 empty] | 0 | 0 | 10.4
18445 | City of Tallahassee - (FL) | 688 | Arvah B Hopkins | FL | Leon | CT 2A | CT | OP | 198.9 | 160 | 185 |  | 10 | 2008 | NG | DFO | Y | Y | N | Electric Utility |  |  |  |  | N | [57 empty] | GAS | FL | Arvah B Hopkins | 688 | 2A | 2010 |  | ARP, CAIRNOX, CAIROS, CAIRSO2 | 7387.67 | 12 | 1273358.25 |  | 2.911 | 0.0176 | 82.731 | 576642.679 | 9703090.245 | 4 | Florida Reliability Coordinating Council | Leon | Electric Utility | 4911 | Electric Services | 30.4522 | -84.4 | City of Tallahassee (Owner/Operator) | Phase 2 |  | Operating | Combined cycle | Pipeline Natural Gas | Diesel Oil |  | Dry Low NOx Burners Water Injection Selective Catalytic Reduction |  | 2844 | 7.3126 | GAS | 304 | 178.3784 | 0.0176 | 0.0006 | 7.3126
18445 | City of Tallahassee - (FL) | 689 | S O Purdom | FL | Wakulla | 7 | ST | OP | 50 | 48 | 48 |  | 6 | 1966 | NG |  | N | Y | N | Electric Utility |  |  |  | 2013 | N | [6 empty] | 7 | 1966 | 107520 | [48 empty] | GAS | FL | S O Purdom | 689 | 7 | 2010 |  | ARP, CAIRNOX, CAIROS, CAIRSO2 | 2439.25 | 12 | 54761.5 |  | 0.201 | 0.2137 | 73.487 | 39730.725 | 668569.6 | 4 | Florida Reliability Coordinating Council | Wakulla | Electric Utility | 4911 | Electric Services | 30.1619 | -84.2014 | City of Tallahassee (Owner/Operator) | Phase 2 |  | Operating | Dry bottom wall-fired boiler | Pipeline Natural Gas | Residual Oil |  |  |  | 621 | 11.5095 | GAS | 50 | 1979.1667 | 0.2137 | 0.000601 | 11.5095
18445 | City of Tallahassee - (FL) | 689 | S O Purdom | FL | Wakulla | GT1 | GT | OP | 15 | 10 | 10 |  | 12 | 1963 | NG | DFO | Y | Y | N | Electric Utility |  |  |  | 2013 | N | [57 empty] | GAS | [39 empty] | 0.32867 | 0.0049717 | 11.4798
18445 | City of Tallahassee - (FL) | 689 | S O Purdom | FL | Wakulla | GT2 | GT | OP | 15 | 10 | 10 |  | 5 | 1964 | NG | DFO | Y | Y | N | Electric Utility |  |  |  | 2013 | N | [57 empty] | GAS | [39 empty] | 0.325 | 0.0049083 | 11.4535
18454 | Tampa Electric Co | 645 | Big Bend | FL | Hillsborough | GT4 | GT | OP | 62 | 56 | 61 |  | 8 | 2009 | NG | DFO | Y | Y | N | Electric Utility |  |  |  |  | N | [57 empty] | GAS | FL | Big Bend | 645 | CT4A | 2010 |  | ARP, CAIRNOX, CAIROS, CAIRSO2 | 944.25 | 12 | 22854.25 |  | 0.251 | 0.0914 | 8.962 | 12976.95 | 212568.4 | 4 | Southeastern Electric Reliability Council | Hillsborough | Electric Utility | 4911 | Electric Services | 27.7944 | -82.4036 | Tampa Electric Company (Owner/Operator) | Phase 2 |  | Operating | Combustion turbine | Pipeline Natural Gas | Diesel Oil |  | Water Injection |  | 572 | 8.7084 | GAS | 31 | 16.129 | 0.0914 | 0.0023616 | 8.7084
18454 | Tampa Electric Co | 645 | Big Bend | FL | Hillsborough | ST1 | ST | OP | 445.5 | 385 | 395 |  | 10 | 1970 | BIT | PC | N | Y | N | Electric Utility |  |  |  |  | N | Y | [5 empty] | 1 | 1999 | 1365835 | [16 empty] | OP | SP | TR |  |  | LS | DB |  |  | Y | 3.3 | 95 | 2386 | 2390550 | 100 | OP | EC |  |  | 6.4 |  | 2.7 | 4 | 2.7 | 4 | 99.8 | 94 | 1408000 |  |  |  |  | COAL | FL | Big Bend | 645 | BB01 | 2010 | CS0W1 | ARP, CAIRNOX, CAIROS, CAIRSO2 | 6458.75 | 12 | 2080385 |  | 1989.035 | 0.0897 | 968.958 | 2309745.455 | 22512131.3 | 4 | Southeastern Electric Reliability Council | Hillsborough | Electric Utility | 4911 | Electric Services | 27.7944 | -82.4036 | Tampa Electric Company (Owner/Operator) | Table 1 | Group 2 | Operating | Wet bottom turbo-fired boiler | Coal |  | Wet Limestone | Other | Electrostatic Precipitator | 6100 | 10.7951 | COAL | 420 | 468.3544 | 0.0897 | 0.17671 | 10.7951
18454 | Tampa Electric Co | 645 | Big Bend | FL | Hillsborough | ST2 | ST | OP | 445.5 | 385 | 395 |  | 4 | 1973 | BIT | PC | N | Y | N | Electric Utility |  |  |  |  | N | Y |  |  |  |  | Y | 1 | 1999 | 1365835 | [16 empty] | OP | SP | TR |  |  | LS | DB |  |  | Y | 3.3 | 95 | 2386 | 2390550 | 100 | OP | EC |  |  | 10.4 |  | 2.8 | 3.8 | 2.7 | 4 | 99.8 | 222 | 1312000 |  |  |  |  | COAL | FL | Big Bend | 645 | BB02 | 2010 | CS0W1 | ARP, CAIRNOX, CAIROS, CAIRSO2 | 7777.75 | 12 | 2366395.5 |  | 2215.293 | 0.0907 | 1205.211 | 2656176.145 | 25888669.55 | 4 | Southeastern Electric Reliability Council | Hillsborough | Electric Utility | 4911 | Electric Services | 27.7944 | -82.4036 | Tampa Electric Company (Owner/Operator) | Table 1 | Group 2 | Operating | Wet bottom turbo-fired boiler | Coal |  | Wet Limestone | Other | Electrostatic Precipitator | 5200 | 10.8774 | COAL | 441 | 441.7722 | 0.0907 | 0.17114 | 10.8774
18454 | Tampa Electric Co | 645 | Big Bend | FL | Hillsborough | ST3 | ST | OP | 445.5 | 365 | 365 |  | 5 | 1976 | BIT | PC | N | Y | N | Electric Utility |  |  |  |  | N | Y | [5 empty] | 2 | 1976 | 693000 | [16 empty] | OP: OP; DP: SP; DP: PA; LS: LS; N: Y | 3.5 | 95 | 3100 | 2900000 | 100 | OP | EC |  |  | 10.4 |  | 2.8 | 3.8 | 2.7 | 4 | 99.8 | 249 | 1420000 |  |  |  |  | COAL | FL | Big Bend | 645 | BB03 | 2010 |  | ARP, CAIRNOX, CAIROS, CAIRSO2 | 7247.75 | 12 | 2651167.5 |  | 1570.164 | 0.0982 | 1462.277 | 3098454.95 | 30199343.33 | 4 | Southeastern Electric Reliability Council | Hillsborough | Electric Utility | 4911 | Electric Services | 27.7944 | -82.4036 | Tampa Electric Company (Owner/Operator) | Table 1 | Group 2 | Operating | Wet bottom turbo-fired boiler | Coal |  | Wet Limestone | Other | Electrostatic Precipitator | 5600 | 11.3391 | COAL | 401 | 450.6849 | 0.0982 | 0.10399 | 11.3391
18454 | Tampa Electric Co | 645 | Big Bend | FL | Hillsborough | ST4 | ST | OP | 486 | 417 | 427 |  | 2 | 1985 | BIT | PC | N | Y | N | Electric Utility |  |  |  |  | N | Y | [5 empty] | 2 | 1976 | 693000 | [16 empty] | OP: OP; DP: SP; DP: PA; LS: LS; N: Y | 3.5 | 95 | 3100 | 2900000 | 100 | OP | EK |  |  | 6.2 |  | 2.1 | 3.2 | 2.7 | 4 | 99.7 | 130 | 2200000 |  |  |  |  | COAL | FL | Big Bend | 645 | BB04 | 2010 |  | ARP, CAIRNOX, CAIROS, CAIRSO2 | 6176 | 12 | 2583668.75 |  | 3842.764 | 0.0806 | 1145.938 | 2927215.225 | 28530360.18 | 4 | Southeastern Electric Reliability Council | Hillsborough | Electric Utility | 4911 | Electric Services | 27.7944 | -82.4036 | Tampa Electric Company (Owner/Operator) | Phase 2 | Phase 1 Group 1 | Operating | Tangentially-fired | Coal |  | Wet Limestone | Other | Electrostatic Precipitator | 6300 | 10.9991 | COAL | 466 | 454.3326 | 0.0806 | 0.26938 | 10.9991
18454 | Tampa Electric Co | 7242 | Polk | FL | Polk | 1CA | CA | OP | 133.4 | 59 | 59 |  | 9 | 1996 | SGC | DFO | Y | Y | N | Electric Utility |  |  |  |  | Y | Y | [56 empty] | GAS | [39 empty] | 0 | 0 | 10.4
18454 | Tampa Electric Co | 7242 | Polk | FL | Polk | 1CT | CT | OP | 192.9 | 161 | 161 |  | 9 | 1996 | SGC | DFO | Y | Y | N | Electric Utility |  |  |  |  | Y | Y | [56 empty] | GAS | FL | Polk | 7242 | **1 | 2010 |  | ARP, CAIRNOX, CAIROS, CAIRSO2 | 7629.25 | 12 | 1271456.75 |  | 1179.132 | 0.0643 | 402.354 | 1673431.525 | 12835159.25 | 4 | Florida Reliability Coordinating Council | Polk | Electric Utility | 4911 | Electric Services | 27.7286 | -81.9897 | Tampa Electric Company (Owner/Operator) | Phase 2 |  | Operating | Combined cycle | Other Gas | Diesel Oil |  | Other |  | 2100 | 10.0476 | GAS | 184 | 428.5714 | 0.0643 | 0.18373 | 10.0476
18454 | Tampa Electric Co | 7242 | Polk | FL | Polk | 2 | GT | OP | 175.8 | 151 | 183 |  | 7 | 2000 | NG | DFO | Y | Y | N | Electric Utility |  |  |  |  | N | [57 empty] | GAS | FL | Polk | 7242 | **2 | 2010 |  | ARP, CAIRNOX, CAIROS, CAIRSO2 | 248.75 | 12 | 29107.75 |  | 1.099 | 0.0646 | 8.017 | 18500.25 | 293152.725 | 4 | Florida Reliability Coordinating Council | Polk | Electric Utility | 4911 | Electric Services | 27.7286 | -81.9897 | Tampa Electric Company (Owner/Operator) | Phase 2 |  | Operating | Combustion turbine | Pipeline Natural Gas | Diesel Oil |  | Dry Low NOx Burners |  | 1800 | 9.7601 | GAS | 175 | 477.1429 | 0.0646 | 0.0074978 | 9.7601
18454 | Tampa Electric Co | 7242 | Polk | FL | Polk | 3 | GT | OP | 175.8 | 151 | 183 |  | 4 | 2002 | NG | DFO | Y | Y | N | Electric Utility |  |  |  |  | N | [57 empty] | GAS | FL | Polk | 7242 | **3 | 2010 |  | ARP, CAIRNOX, CAIROS, CAIRSO2 | 203.5 | 12 | 24396.25 |  | 0.825 | 0.0668 | 6.937 | 16599.65 | 264716.2 | 4 | Florida Reliability Coordinating Council | Polk | Electric Utility | 4911 | Electric Services | 27.7286 | -81.9897 | Tampa Electric Company (Owner/Operator) | Phase 2 |  | Operating | Combustion turbine | Pipeline Natural Gas | Diesel Oil |  | Dry Low NOx Burners |  | 1800 | 10.5511 | GAS | 190 | 480.8743 | 0.0668 | 0.0062331 | 10.5511
18454 | Tampa Electric Co | 7242 | Polk | FL | Polk | 4 | GT | OP | 175.8 | 151 | 183 |  | 3 | 2007 | NG | DFO | N | Y | N | Electric Utility |  |  |  |  | N | [57 empty] | GAS | FL | Polk | 7242 | **4 | 2010 |  | ARP, CAIRNOX, CAIROS, CAIRSO2 | 563.25 | 12 | 63391 |  | 0.214 | 0.0426 | 12.788 | 42443.35 | 714174.775 | 4 | Florida Reliability Coordinating Council | Polk | Electric Utility | 4911 | Electric Services | 27.7286 | -81.9897 | Tampa Electric Company (Owner/Operator) | Phase 2 |  | Operating | Combustion turbine | Pipeline Natural Gas |  |  | Dry Low NOx Burners |  | 1834 | 10.7592 | GAS | 169 | 458.5799 | 0.0426 | 0.000599 | 10.7592
18454 | Tampa Electric Co | 7242 | Polk | FL | Polk | 5 | GT | OP | 175.8 | 151 | 183 |  | 4 | 2007 | NG | DFO | N | Y | N | Electric Utility |  |  |  |  | N | [57 empty] | GAS | FL | Polk | 7242 | **5 | 2010 |  | ARP, CAIRNOX, CAIROS, CAIRSO2 | 476 | 12 | 54381 |  | 0.182 | 0.0448 | 10.59 | 36111.4 | 607654.65 | 4 | Florida Reliability Coordinating Council | Polk | Electric Utility | 4911 | Electric Services | 27.7286 | -81.9897 | Tampa Electric Company (Owner/Operator) | Phase 2 |  | Operating | Combustion turbine | Pipeline Natural Gas |  |  | Dry Low NOx Burners |  | 1834 | 10.6184 | GAS | 174 | 474.1379 | 0.0448 | 0.000599 | 10.6184
18454 | Tampa Electric Co | 7873 | H L Culbreath Bayside Power Station | FL | Hillsborough | 1A | CT | OP | 189.9 | 156 | 183 |  | 4 | 2003 | NG |  | N | Y | N | Electric Utility |  |  |  |  | N | [57 empty] | GAS | FL | Bayside Power Station | 7873 | CT1C | 2010 |  | ARP, CAIRNOX, CAIROS, CAIRSO2 | 6435.25 | 12 | 848609.75 |  | 2.755 | 0.0154 | 60.803 | 545808.1 | 9184269 | 4 | Florida Reliability Coordinating Council | Hillsborough | Electric Utility | 4911 | Electric Services | 27.9072 | -82.4231 | Tampa Electric Company (Owner/Operator) | Phase 2 |  | Operating | Combustion turbine | Pipeline Natural Gas |  |  | Dry Low NOx Burners Selective Catalytic Reduction |  | 1842 | 10.5637 | GAS | 184 | 497.2678 | 0.0154 | 0.0006 | 10.5637
18454 | Tampa Electric Co | 7873 | H L Culbreath Bayside Power Station | FL | Hillsborough | 1B | CT | OP | 189.9 | 156 | 183 |  | 4 | 2003 | NG |  | N | Y | N | Electric Utility |  |  |  |  | N | [57 empty] | GAS | FL | Bayside Power Station | 7873 | CT1C | 2010 |  | ARP, CAIRNOX, CAIROS, CAIRSO2 | 6435.25 | 12 | 848609.75 |  | 2.755 | 0.0154 | 60.803 | 545808.1 | 9184269 | 4 | Florida Reliability Coordinating Council | Hillsborough | Electric Utility | 4911 | Electric Services | 27.9072 | -82.4231 | Tampa Electric Company (Owner/Operator) | Phase 2 |  | Operating | Combustion turbine | Pipeline Natural Gas |  |  | Dry Low NOx Burners Selective Catalytic Reduction |  | 1842 | 10.5637 | GAS | 184 | 497.2678 | 0.0154 | 0.0006 | 10.5637
18454 | Tampa Electric Co | 7873 | H L Culbreath Bayside Power Station | FL | Hillsborough | 1C | CT | OP | 189.9 | 156 | 183 |  | 4 | 2003 | NG |  | N | Y | N | Electric Utility |  |  |  |  | N | [57 empty] | GAS | FL | Bayside Power Station | 7873 | CT1C | 2010 |  | ARP, CAIRNOX, CAIROS, CAIRSO2 | 6435.25 | 12 | 848609.75 |  | 2.755 | 0.0154 | 60.803 | 545808.1 | 9184269 | 4 | Florida Reliability Coordinating Council | Hillsborough | Electric Utility | 4911 | Electric Services | 27.9072 | -82.4231 | Tampa Electric Company (Owner/Operator) | Phase 2 |  | Operating | Combustion turbine | Pipeline Natural Gas |  |  | Dry Low NOx Burners Selective Catalytic Reduction |  | 1842 | 10.5637 | GAS | 184 | 497.2678 | 0.0154 | 0.0006 | 10.5637
18454 | Tampa Electric Co | 7873 | H L Culbreath Bayside Power Station | FL | Hillsborough | 1ST | CA | OP | 239.4 | 233 | 243 |  | 11 | 1965 | NG |  | N | Y | N | Electric Utility |  |  |  |  | N | [57 empty] | GAS | [39 empty] | 0 | 0 | 10.4
18454 | Tampa Electric Co | 7873 | H L Culbreath Bayside Power Station | FL | Hillsborough | 2A | CT | OP | 189.9 | 156 | 183 |  | 1 | 2004 | NG |  | N | Y | N | Electric Utility |  |  |  |  | N | [57 empty] | GAS | FL | Bayside Power Station | 7873 | CT2C | 2010 |  | ARP, CAIRNOX, CAIROS, CAIRSO2 | 5856.75 | 12 | 785519 |  | 2.669 | 0.0166 | 60.613 | 528602.275 | 8894746.325 | 4 | Florida Reliability Coordinating Council | Hillsborough | Electric Utility | 4911 | Electric Services | 27.9072 | -82.4231 | Tampa Electric Company (Owner/Operator) | Phase 2 |  | Operating | Combustion turbine | Pipeline Natural Gas |  |  | Dry Low NOx Burners Selective Catalytic Reduction |  | 1842 | 11.0456 | GAS | 183 | 500 | 0.0166 | 0.0006 | 11.0456
18454 | Tampa Electric Co | 7873 | H L Culbreath Bayside Power Station | FL | Hillsborough | 2B | CT | OP | 189.9 | 156 | 183 |  | 1 | 2004 | NG |  | N | Y | N | Electric Utility |  |  |  |  | N | [57 empty] | GAS | FL | Bayside Power Station | 7873 | CT2C | 2010 |  | ARP, CAIRNOX, CAIROS, CAIRSO2 | 5856.75 | 12 | 785519 |  | 2.669 | 0.0166 | 60.613 | 528602.275 | 8894746.325 | 4 | Florida Reliability Coordinating Council | Hillsborough | Electric Utility | 4911 | Electric Services | 27.9072 | -82.4231 | Tampa Electric Company (Owner/Operator) | Phase 2 |  | Operating | Combustion turbine | Pipeline Natural Gas |  |  | Dry Low NOx Burners Selective Catalytic Reduction |  | 1842 | 11.0456 | GAS | 183 | 500 | 0.0166 | 0.0006 | 11.0456
18454 | Tampa Electric Co | 7873 | H L Culbreath Bayside Power Station | FL | Hillsborough | 2C | CT | OP | 189.9 | 156 | 183 |  | 1 | 2004 | NG |  | N | Y | N | Electric Utility |  |  |  |  | N | [57 empty] | GAS | FL | Bayside Power Station | 7873 | CT2C | 2010 |  | ARP, CAIRNOX, CAIROS, CAIRSO2 | 5856.75 | 12 | 785519 |  | 2.669 | 0.0166 | 60.613 | 528602.275 | 8894746.325 | 4 | Florida Reliability Coordinating Council | Hillsborough | Electric Utility | 4911 | Electric Services | 27.9072 | -82.4231 | Tampa Electric Company (Owner/Operator) | Phase 2 |  | Operating | Combustion turbine | Pipeline Natural Gas |  |  | Dry Low NOx Burners Selective Catalytic Reduction |  | 1842 | 11.0456 | GAS | 183 | 500 | 0.0166 | 0.0006 | 11.0456
18454 | Tampa Electric Co | 7873 | H L Culbreath Bayside Power Station | FL | Hillsborough | 2D | CT | OP | 189.9 | 156 | 183 |  | 1 | 2004 | NG |  | N | Y | N | Electric Utility |  |  |  |  | N | [57 empty] | GAS | FL | Bayside Power Station | 7873 | CT2C | 2010 |  | ARP, CAIRNOX, CAIROS, CAIRSO2 | 5856.75 | 12 | 785519 |  | 2.669 | 0.0166 | 60.613 | 528602.275 | 8894746.325 | 4 | Florida Reliability Coordinating Council | Hillsborough | Electric Utility | 4911 | Electric Services | 27.9072 | -82.4231 | Tampa Electric Company (Owner/Operator) | Phase 2 |  | Operating | Combustion turbine | Pipeline Natural Gas |  |  | Dry Low NOx Burners Selective Catalytic Reduction |  | 1842 | 11.0456 | GAS | 183 | 500 | 0.0166 | 0.0006 | 11.0456
18454 | Tampa Electric Co | 7873 | H L Culbreath Bayside Power Station | FL | Hillsborough | 2ST | CA | OP | 445.7 | 305 | 315 |  | 10 | 1967 | NG |  | N | Y | N | Electric Utility |  |  |  |  | N | [57 empty] | GAS | [39 empty] | 0 | 0 | 10.4
18454 | Tampa Electric Co | 7873 | H L Culbreath Bayside Power Station | FL | Hillsborough | 3 | GT | OP | 69.9 | 56 | 61 |  | 7 | 2009 | NG |  | N | Y | N | Electric Utility |  |  |  |  | N | [57 empty] | GAS | FL | Bayside Power Station | 7873 | CT3A | 2010 |  | ARP, CAIRNOX, CAIROS, CAIRSO2 | 1445 | 12 | 25609 |  | 0.076 | 0.089 | 10.654 | 15022.8 | 252773.3 | 4 | Florida Reliability Coordinating Council | Hillsborough | Electric Utility | 4911 | Electric Services | 27.9072 | -82.4231 | Tampa Electric Company (Owner/Operator) | Phase 2 |  | Operating | Combustion turbine | Pipeline Natural Gas |  |  | Water Injection |  | 572 | 8.793 | GAS | 31 | 16.129 | 0.089 | 0.000601 | 8.793
18454 | Tampa Electric Co | 7873 | H L Culbreath Bayside Power Station | FL | Hillsborough | 4 | GT | OP | 69.9 | 56 | 61 |  | 7 | 2009 | NG |  | N | Y | N | Electric Utility |  |  |  |  | N | [57 empty] | GAS | FL | Bayside Power Station | 7873 | CT4A | 2010 |  | ARP, CAIRNOX, CAIROS, CAIRSO2 | 1307.5 | 12 | 24126.25 |  | 0.07 | 0.0861 | 9.548 | 13896.425 | 233849.125 | 4 | Florida Reliability Coordinating Council | Hillsborough | Electric Utility | 4911 | Electric Services | 27.9072 | -82.4231 | Tampa Electric Company (Owner/Operator) | Phase 2 |  | Operating | Combustion turbine | Pipeline Natural Gas |  |  | Water Injection |  | 572 | 8.8775 | GAS | 31 | 16.129 | 0.0861 | 0.000599 | 8.8775
18454 | Tampa Electric Co | 7873 | H L Culbreath Bayside Power Station | FL | Hillsborough | 5 | GT | OP | 69.9 | 56 | 61 |  | 4 | 2009 | NG |  | N | Y | N | Electric Utility |  |  |  |  | N | [57 empty] | GAS | FL | Bayside Power Station | 7873 | CT5A | 2010 |  | ARP, CAIRNOX, CAIROS, CAIRSO2 | 1095.25 | 12 | 19189.25 |  | 0.059 | 0.0842 | 7.806 | 11677.15 | 196484.425 | 4 | Florida Reliability Coordinating Council | Hillsborough | Electric Utility | 4911 | Electric Services | 27.9072 | -82.4231 | Tampa Electric Company (Owner/Operator) | Phase 2 |  | Operating | Combustion turbine | Pipeline Natural Gas |  |  | Water Injection |  | 572 | 8.7917 | GAS | 32 | 46.875 | 0.0842 | 0.000601 | 8.7917
18454 | Tampa Electric Co | 7873 | H L Culbreath Bayside Power Station | FL | Hillsborough | 6 | GT | OP | 69.9 | 56 | 61 |  | 4 | 2009 | NG |  | N | Y | N | Electric Utility |  |  |  |  | N | [57 empty] | GAS | FL | Bayside Power Station | 7873 | CT6A | 2010 |  | ARP, CAIRNOX, CAIROS, CAIRSO2 | 1033.25 | 12 | 18352 |  | 0.053 | 0.0916 | 7.645 | 10585.3 | 178130.075 | 4 | Florida Reliability Coordinating Council | Hillsborough | Electric Utility | 4911 | Electric Services | 27.9072 | -82.4231 | Tampa Electric Company (Owner/Operator) | Phase 2 |  | Operating | Combustion turbine | Pipeline Natural Gas |  |  | Water Injection |  | 572 | 8.6691 | GAS | 32 | 46.875 | 0.0916 | 0.000595 | 8.6691
18454 | Tampa Electric Co | 55893 | Partnership Station | FL | Hillsborough | 1 | IC | OP | 2.9 | 3 | 3 |  | 5 | 2001 | NG |  | N | Y | N | Electric Utility |  |  |  |  | N | [57 empty] | GAS | [39 empty] | 1.1659 | 0.0016829 | 10.4
18454 | Tampa Electric Co | 55893 | Partnership Station | FL | Hillsborough | 2 | IC | OP | 2.9 | 3 | 3 |  | 5 | 2001 | NG |  | N | Y | N | Electric Utility |  |  |  |  | N | [57 empty] | GAS | [39 empty] | 1.1659 | 0.0016829 | 10.4
18458 | York Generation Company LLC | 54693 | York Generation Company LLC | PA | York | GT#1 | CT | OP | 8.3 | 7.9 | 9.7 |  | 4 | 1989 | NG |  | N | Y | Y | IPP CHP |  |  |  |  | N | [57 empty] | GAS | [39 empty] | 0.23254 | 0.0016056 | 13.496
18458 | York Generation Company LLC | 54693 | York Generation Company LLC | PA | York | GT#2 | CT | OP | 8.3 | 7.7 | 10.2 |  | 4 | 1989 | NG |  | N | Y | Y | IPP CHP |  |  |  |  | N | [57 empty] | GAS | [39 empty] | 0.23254 | 0.0016056 | 13.496
18458 | York Generation Company LLC | 54693 | York Generation Company LLC | PA | York | GT#5 | CT | OP | 8.3 | 8.7 | 10.3 |  | 4 | 1989 | NG |  | N | Y | Y | IPP CHP |  |  |  |  | N | [57 empty] | GAS | [39 empty] | 0.23254 | 0.0016056 | 13.496
18458 | York Generation Company LLC | 54693 | York Generation Company LLC | PA | York | GT#6 | CT | OP | 8.3 | 7.4 | 9.6 |  | 4 | 1989 | NG |  | N | Y | Y | IPP CHP |  |  |  |  | N | [57 empty] | GAS | [39 empty] | 0.23254 | 0.0016056 | 13.496
18458 | York Generation Company LLC | 54693 | York Generation Company LLC | PA | York | ST#1 | CA | OP | 9.5 | 8.5 | 7.2 |  | 8 | 1989 | NG |  | N | Y | Y | IPP CHP |  |  |  |  | N | [57 empty] | GAS | [39 empty] | 0 | 0 | 10.4
18458 | York Generation Company LLC | 54693 | York Generation Company LLC | PA | York | ST#2 | CA | OP | 9.5 | 8.3 | 8.1 |  | 8 | 1989 | NG |  | N | Y | Y | IPP CHP |  |  |  |  | N | [57 empty] | GAS | [39 empty] | 0 | 0 | 10.4
18461 | Tamarack Energy Partners | 50099 | Tamarack Energy Partnership | ID | Adams | GEN1 | ST | OP | 6.2 | 5.8 | 6.2 |  | 6 | 1983 | WDS |  | N | Y | Y | IPP CHP | [62 empty] | OTHER SOLID | [39 empty] | 0.5034 | 0.033992 | 14.4672
18483 | Tampa Wastewater Department | 54347 | Howard F Curren Advncd Wastewater Plant | FL | Hillsborough | 2 | IC | OP | 0.5 | 0.5 | 0.5 |  | 9 | 1986 | OBG |  | N | Y | Y | Commercial CHP |  |  |  | 2013 | N | [57 empty] | GAS | [39 empty] | 1.1659 | 0.0016829 | 10.4
18483 | Tampa Wastewater Department | 54347 | Howard F Curren Advncd Wastewater Plant | FL | Hillsborough | 3 | IC | OP | 0.5 | 0.5 | 0.5 |  | 9 | 1986 | OBG |  | N | Y | Y | Commercial CHP |  |  |  | 2013 | N | [57 empty] | GAS | [39 empty] | 1.1659 | 0.0016829 | 10.4
18483 | Tampa Wastewater Department | 54347 | Howard F Curren Advncd Wastewater Plant | FL | Hillsborough | 4 | IC | OP | 0.5 | 0.5 | 0.5 |  | 2 | 1989 | OBG |  | N | Y | Y | Commercial CHP |  |  |  | 2013 | N | [57 empty] | GAS | [39 empty] | 1.1659 | 0.0016829 | 10.4
18483 | Tampa Wastewater Department | 54347 | Howard F Curren Advncd Wastewater Plant | FL | Hillsborough | 5 | IC | OP | 0.5 | 0.5 | 0.5 |  | 2 | 1989 | OBG |  | N | Y | Y | Commercial CHP |  |  |  | 2013 | N | [57 empty] | GAS | [39 empty] | 1.1659 | 0.0016829 | 10.4
18488 | City of Taunton | 1682 | Cleary Flood | MA | Bristol | 8 | ST | OP | 28.3 | 26 | 26 |  | 6 | 1966 | RFO | DFO | N | Y | N | Electric Utility |  |  |  |  | N | [6 empty] | 8 | 1966 | 109000 | [48 empty] | LIQUID | MA | Cleary Flood | 1682 | 8 | 2010 |  | ARP, CAIROS, RGGI | 347.76 | 12 | 5045.38 |  | 30.954 | 0.2521 | 9.791 | 6091.347 | 75247.746 | 1 | Northeast Power Coordinating Council | Bristol | Electric Utility | 4911 | Electric Services | 41.8653 | -71.1061 | Taunton Municipal Lighting Plant (Owner/Operator) | Phase 2 |  | Operating | Dry bottom wall-fired boiler | Residual Oil | Diesel Oil |  | Low NOx Burner Technology (Dry Bottom only) |  | 398 | 14.1793 | LIQUID | 29 | 1942.3077 | 0.2521 | 0.82272 | 14.1793
18488 | City of Taunton | 1682 | Cleary Flood | MA | Bristol | 9A | CT | OP | 23 | 20.5 | 21.4 |  | 10 | 1976 | DFO | NG | Y | Y | N | Electric Utility |  |  |  |  | N | [57 empty] | LIQUID | MA | Cleary Flood | 1682 | 8 | 2010 |  | ARP, CAIROS, RGGI | 347.76 | 12 | 5045.38 |  | 30.954 | 0.2521 | 9.791 | 6091.347 | 75247.746 | 1 | Northeast Power Coordinating Council | Bristol | Electric Utility | 4911 | Electric Services | 41.8653 | -71.1061 | Taunton Municipal Lighting Plant (Owner/Operator) | Phase 2 |  | Operating | Dry bottom wall-fired boiler | Residual Oil | Diesel Oil |  | Low NOx Burner Technology (Dry Bottom only) |  | 398 | 14.1793 | LIQUID | 29 | -177.5701 | 0.2521 | 0.82272 | 14.1793
18488 | City of Taunton | 1682 | Cleary Flood | MA | Bristol | CA9 | CA | OP | 95 | 87 | 85 |  | 12 | 1975 | DFO | NG | Y | Y | N | Electric Utility |  |  |  |  | N | [6 empty] | 9 | 1975 | 234000 | [48 empty] | LIQUID | [39 empty] | 0 | 0 | 10.4
18518 | Tenaska Gateway Partners Ltd | 55132 | Tenaska Gateway Generating Station | TX | Rusk | GTG1 | CT | OP | 183.2 | 151 | 171 |  | 7 | 2001 | NG | DFO | Y | Y | N | IPP Non-CHP |  |  |  |  | N | [57 empty] | GAS | TX | Tenaska Gateway Generating Station | 55132 | OGTDB1 | 2010 |  | ARP, CAIRNOX, CAIRSO2 | 4949.21 | 12 | 1128354.99 |  | 2.435 | 0.0311 | 111.768 | 482274.734 | 8115234.272 | 6 |  | Rusk | Electric Utility | 4911 | Electric Services | 32.0164 | -94.6189 | Tenaska Gateway Partners, Ltd. (Owner/Operator) | Phase 2 |  | Operating | Combined cycle | Pipeline Natural Gas | Diesel Oil |  | Dry Low NOx Burners |  | 2405 | 7.0766 | GAS | 322 | 58.4795 | 0.0311 | 0.0006 | 7.0766
18518 | Tenaska Gateway Partners Ltd | 55132 | Tenaska Gateway Generating Station | TX | Rusk | GTG2 | CT | OP | 183.2 | 146 | 166 |  | 7 | 2001 | NG | DFO | Y | Y | N | IPP Non-CHP |  |  |  |  | N | [57 empty] | GAS | TX | Tenaska Gateway Generating Station | 55132 | OGTDB2 | 2010 |  | ARP, CAIRNOX, CAIRSO2 | 4909.21 | 12 | 1099773.16 |  | 2.4 | 0.035 | 127.316 | 475436.363 | 8000145.485 | 6 |  | Rusk | Electric Utility | 4911 | Electric Services | 32.0164 | -94.6189 | Tenaska Gateway Partners, Ltd. (Owner/Operator) | Phase 2 |  | Operating | Combined cycle | Pipeline Natural Gas | Diesel Oil |  | Dry Low NOx Burners |  | 2405 | 7.1854 | GAS | 317 | 45.1807 | 0.035 | 0.0006 | 7.1854
18518 | Tenaska Gateway Partners Ltd | 55132 | Tenaska Gateway Generating Station | TX | Rusk | GTG3 | CT | OP | 183.2 | 148 | 168 |  | 7 | 2001 | NG | DFO | Y | Y | N | IPP Non-CHP |  |  |  |  | N | [57 empty] | GAS | TX | Tenaska Gateway Generating Station | 55132 | OGTDB3 | 2010 |  | ARP, CAIRNOX, CAIRSO2 | 4408.71 | 12 | 973702.15 |  | 2.136 | 0.0298 | 104.106 | 423183.967 | 7120887.868 | 6 |  | Rusk | Electric Utility | 4911 | Electric Services | 32.0164 | -94.6189 | Tenaska Gateway Partners, Ltd. (Owner/Operator) | Phase 2 |  | Operating | Combined cycle | Pipeline Natural Gas | Diesel Oil |  | Dry Low NOx Burners |  | 2405 | 7.1852 | GAS | 318 | 53.5714 | 0.0298 | 0.0006 | 7.1852
18518 | Tenaska Gateway Partners Ltd | 55132 | Tenaska Gateway Generating Station | TX | Rusk | STG1 | CA | OP | 390 | 399 | 399 |  | 7 | 2001 | NG |  | N | Y | N | IPP Non-CHP |  |  |  |  | N | [6 empty] | STACK1¦¦STACK2¦¦STACK3 | 2001 | 515000 | [48 empty] | GAS | [39 empty] | 0 | 0 | 10.4
18525 | City of Tecumseh | 2308 | Tecumseh | NE | JOHNSON | 1 | IC | OP | 0.7 | 0.6 | 0.6 |  | 1 | 1948 | DFO | NG | Y | Y | N | Electric Utility |  |  |  |  | N | [57 empty] | LIQUID | [39 empty] | 0.7385 | 0.025484 | 12.5895
18525 | City of Tecumseh | 2308 | Tecumseh | NE | JOHNSON | 2 | IC | OP | 1.5 | 1.4 | 1.4 |  | 1 | 1968 | DFO | NG | Y | Y | N | Electric Utility |  |  |  |  | N | [57 empty] | LIQUID | [39 empty] | 0.7385 | 0.025484 | 12.5895
18525 | City of Tecumseh | 2308 | Tecumseh | NE | JOHNSON | 3 | IC | OP | 1.1 | 1 | 1 |  | 1 | 1953 | DFO | NG | Y | Y | N | Electric Utility |  |  |  |  | N | [57 empty] | LIQUID | [39 empty] | 0.7385 | 0.025484 | 12.5895
18525 | City of Tecumseh | 2308 | Tecumseh | NE | JOHNSON | 4 | IC | OP | 1.3 | 1.2 | 1.2 |  | 1 | 1960 | DFO | NG | Y | Y | N | Electric Utility |  |  |  |  | N | [57 empty] | LIQUID | [39 empty] | 0.7385 | 0.025484 | 12.5895
18525 | City of Tecumseh | 2308 | Tecumseh | NE | JOHNSON | 5A | IC | OP | 2.4 | 2.4 | 2.4 |  | 3 | 1993 | DFO | NG | Y | Y | N | Electric Utility |  |  |  |  | N | [57 empty] | LIQUID | [39 empty] | 0.7385 | 0.025484 | 12.5895
18535 | Tenaska Georgia Partners LP | 55061 | Tenaska Georgia Generation Facility | GA | Heard | GTG1 | GT | OP | 183.2 | 155 | 177 |  | 6 | 2001 | NG | DFO | Y | Y | N | IPP Non-CHP |  |  |  |  | N | [57 empty] | GAS | GA | Tenaska Georgia Generating Station | 55061 | CT1 | 2010 |  | ARP, CAIRNOX, CAIRSO2 | 84.5 | 12 | 10273.25 |  | 0.077 | 0.0538 | 2.444 | 7067.325 | 118168 | 4 |  | Heard | Electric Utility | 4911 | Electric Services | 33.3516 | -84.9996 | Tenaska Georgia Partners, LP (Owner/Operator) | Phase 2 |  | Operating | Combustion turbine | Pipeline Natural Gas | Diesel Oil |  | Dry Low NOx Burners Water Injection |  | 2586 | 10.8369 | GAS | 150 | 410 | 0.0538 | 0.0013032 | 10.8369
18535 | Tenaska Georgia Partners LP | 55061 | Tenaska Georgia Generation Facility | GA | Heard | GTG2 | GT | OP | 183.2 | 155 | 177 |  | 8 | 2001 | NG | DFO | Y | Y | N | IPP Non-CHP |  |  |  |  | N | [57 empty] | GAS | GA | Tenaska Georgia Generating Station | 55061 | CT2 | 2010 |  | ARP, CAIRNOX, CAIRSO2 | 190.25 | 12 | 25502 |  | 0.129 | 0.0413 | 4.736 | 16442.525 | 275814.825 | 4 |  | Heard | Electric Utility | 4911 | Electric Services | 33.3516 | -84.9996 | Tenaska Georgia Partners, LP (Owner/Operator) | Phase 2 |  | Operating | Combustion turbine | Pipeline Natural Gas | Diesel Oil |  | Dry Low NOx Burners Water Injection |  | 2586 | 10.2809 | GAS | 163 | 457.0552 | 0.0413 | 0.000935 | 10.2809
18535 | Tenaska Georgia Partners LP | 55061 | Tenaska Georgia Generation Facility | GA | Heard | GTG3 | GT | OP | 183.2 | 155 | 177 |  | 6 | 2001 | NG | DFO | Y | Y | N | IPP Non-CHP |  |  |  |  | N | [57 empty] | GAS | GA | Tenaska Georgia Generating Station | 55061 | CT3 | 2010 |  | ARP, CAIRNOX, CAIRSO2 | 160.75 | 12 | 20954.5 |  | 0.466 | 0.0517 | 5.547 | 14648.975 | 239591.875 | 4 |  | Heard | Electric Utility | 4911 | Electric Services | 33.3516 | -84.9996 | Tenaska Georgia Partners, LP (Owner/Operator) | Phase 2 |  | Operating | Combustion turbine | Pipeline Natural Gas | Diesel Oil |  | Dry Low NOx Burners Water Injection |  | 2586 | 10.889 | GAS | 180 | 491.5254 | 0.0517 | 0.0038899 | 10.889
18535 | Tenaska Georgia Partners LP | 55061 | Tenaska Georgia Generation Facility | GA | Heard | GTG4 | GT | OP | 183.2 | 156 | 180 |  | 6 | 2002 | NG | DFO | Y | Y | N | IPP Non-CHP |  |  |  |  | N | [57 empty] | GAS | GA | Tenaska Georgia Generating Station | 55061 | CT4 | 2010 |  | ARP, CAIRNOX, CAIRSO2 | 170.5 | 12 | 22061.25 |  | 0.161 | 0.0445 | 4.904 | 14918.175 | 249478.975 | 4 |  | Heard | Electric Utility | 4911 | Electric Services | 33.3516 | -84.9996 | Tenaska Georgia Partners, LP (Owner/Operator) | Phase 2 |  | Operating | Combustion turbine | Pipeline Natural Gas | Diesel Oil |  | Dry Low NOx Burners Water Injection |  | 2586 | 10.7076 | GAS | 168 | 464.2857 | 0.0445 | 0.0012907 | 10.7076
18535 | Tenaska Georgia Partners LP | 55061 | Tenaska Georgia Generation Facility | GA | Heard | GTG5 | GT | OP | 183.2 | 156 | 180 |  | 6 | 2002 | NG | DFO | Y | Y | N | IPP Non-CHP |  |  |  |  | N | [57 empty] | GAS | GA | Tenaska Georgia Generating Station | 55061 | CT5 | 2010 |  | ARP, CAIRNOX, CAIRSO2 | 165 | 12 | 20694.25 |  | 0.097 | 0.0401 | 4.082 | 14358.775 | 241140.75 | 4 |  | Heard | Electric Utility | 4911 | Electric Services | 33.3516 | -84.9996 | Tenaska Georgia Partners, LP (Owner/Operator) | Phase 2 |  | Operating | Combustion turbine | Pipeline Natural Gas | Diesel Oil |  | Dry Low NOx Burners Water Injection |  | 2586 | 11.0613 | GAS | 143 | 370.6294 | 0.0401 | 0.000805 | 11.0613
18535 | Tenaska Georgia Partners LP | 55061 | Tenaska Georgia Generation Facility | GA | Heard | GTG6 | GT | OP | 183.2 | 156 | 180 |  | 6 | 2002 | NG | DFO | Y | Y | N | IPP Non-CHP |  |  |  |  | N | [57 empty] | GAS | GA | Tenaska Georgia Generating Station | 55061 | CT6 | 2010 |  | ARP, CAIRNOX, CAIRSO2 | 139.25 | 12 | 17053.75 |  | 0.342 | 0.0551 | 5.003 | 13094.45 | 215390.2 | 4 |  | Heard | Electric Utility | 4911 | Electric Services | 33.3516 | -84.9996 | Tenaska Georgia Partners, LP (Owner/Operator) | Phase 2 |  | Operating | Combustion turbine | Pipeline Natural Gas | Diesel Oil |  | Dry Low NOx Burners Water Injection |  | 2586 | 12.1274 | GAS | 158 | 430.3797 | 0.0551 | 0.0031756 | 12.1274
18569 | Tenaska Virginia Partners LP | 55439 | Tenaska Virginia Generating Station | VA | Fluvanna | CTG1 | CT | OP | 183.3 | 174.3 | 185.9 |  | 4 | 2004 | NG | DFO | Y | Y | N | IPP Non-CHP |  |  |  |  | N | [57 empty] | GAS | VA | Tenaska Virginia Generating Station | 55439 | CTGDB1 | 2010 |  | ARP, CAIRNOX, CAIROS, CAIRSO2 | 5389.45 | 12 | 1208342.5 |  | 2.616 | 0.0115 | 34.612 | 518223.147 | 8720091.344 | 3 |  | Fluvanna | Electric Utility |  |  | 37.8667 | -78.3813 | Tenaska Virginia Partners, LP (Owner/Operator) | Phase 2 |  | Operating | Combined cycle | Pipeline Natural Gas | Diesel Oil |  | Dry Low NOx Burners Water Injection Selective Catalytic Reduction |  | 2487 | 7.138 | GAS | 323 | 131.2534 | 0.0115 | 0.0006 | 7.138
18569 | Tenaska Virginia Partners LP | 55439 | Tenaska Virginia Generating Station | VA | Fluvanna | CTG2 | CT | OP | 183.3 | 176.8 | 186.1 |  | 4 | 2004 | NG | DFO | Y | Y | N | IPP Non-CHP |  |  |  |  | N | [57 empty] | GAS | VA | Tenaska Virginia Generating Station | 55439 | CTGDB2 | 2010 |  | ARP, CAIRNOX, CAIROS, CAIRSO2 | 5411.02 | 12 | 1207121.13 |  | 2.602 | 0.0105 | 32.958 | 515328.804 | 8671344.499 | 3 |  | Fluvanna | Electric Utility |  |  | 37.8667 | -78.3813 | Tenaska Virginia Partners, LP (Owner/Operator) | Phase 2 |  | Operating | Combined cycle | Pipeline Natural Gas | Diesel Oil |  | Dry Low NOx Burners Water Injection Selective Catalytic Reduction |  | 2487 | 7.1123 | GAS | 323 | 132.187 | 0.0105 | 0.0006 | 7.1123
18569 | Tenaska Virginia Partners LP | 55439 | Tenaska Virginia Generating Station | VA | Fluvanna | CTG3 | CT | OP | 183.3 | 172.4 | 182.8 |  | 4 | 2004 | NG | DFO | Y | Y | N | IPP Non-CHP |  |  |  |  | N | [57 empty] | GAS | VA | Tenaska Virginia Generating Station | 55439 | CTGDB3 | 2010 |  | ARP, CAIRNOX, CAIROS, CAIRSO2 | 5184.94 | 12 | 1170786.32 |  | 2.584 | 0.01 | 30.454 | 511907.662 | 8613806.326 | 3 |  | Fluvanna | Electric Utility |  |  | 37.8667 | -78.3813 | Tenaska Virginia Partners, LP (Owner/Operator) | Phase 2 |  | Operating | Combined cycle | Pipeline Natural Gas | Diesel Oil |  | Dry Low NOx Burners Water Injection Selective Catalytic Reduction |  | 2487 | 7.2866 | GAS | 321 | 121.9912 | 0.01 | 0.0006 | 7.2866
18569 | Tenaska Virginia Partners LP | 55439 | Tenaska Virginia Generating Station | VA | Fluvanna | STG1 | CA | OP | 396.2 | 396.3 | 394.5 |  | 4 | 2004 | NG |  | N | Y | N | IPP Non-CHP |  |  |  |  | N | [6 empty] | UNIT1¦¦UNIT2¦¦UNIT3 | 2004 | 668900 | [48 empty] | GAS | [39 empty] | 0 | 0 | 10.4
18574 | USCE-Wilmington District | 3833 | John H Kerr | VA | Mecklenburg | 1 | HY | OP | 13.8 | 13.8 | 13.8 |  | 12 | 1952 | WAT |  | N | Y | N | Electric Utility | [62 empty] | N/A | [39 empty] | 0 | 0 | 10.4
18574 | USCE-Wilmington District | 3833 | John H Kerr | VA | Mecklenburg | 2 | HY | OP | 46.8 | 46.8 | 46.8 |  | 11 | 1952 | WAT |  | N | Y | N | Electric Utility | [62 empty] | N/A | [39 empty] | 0 | 0 | 10.4
18574 | USCE-Wilmington District | 3833 | John H Kerr | VA | Mecklenburg | 3 | HY | OP | 46.8 | 46.8 | 46.8 |  | 1 | 1953 | WAT |  | N | Y | N | Electric Utility | [62 empty] | N/A | [39 empty] | 0 | 0 | 10.4
18574 | USCE-Wilmington District | 3833 | John H Kerr | VA | Mecklenburg | 4 | HY | OP | 46.8 | 46.8 | 46.8 |  | 3 | 1953 | WAT |  | N | Y | N | Electric Utility | [62 empty] | N/A | [39 empty] | 0 | 0 | 10.4
18574 | USCE-Wilmington District | 3833 | John H Kerr | VA | Mecklenburg | 5 | HY | OP | 46.8 | 46.8 | 46.8 |  | 9 | 1953 | WAT |  | N | Y | N | Electric Utility | [62 empty] | N/A | [39 empty] | 0 | 0 | 10.4
18574 | USCE-Wilmington District | 3833 | John H Kerr | VA | Mecklenburg | 6 | HY | OP | 46.8 | 46.8 | 46.8 |  | 10 | 1953 | WAT |  | N | Y | N | Electric Utility | [62 empty] | N/A | [39 empty] | 0 | 0 | 10.4
18574 | USCE-Wilmington District | 3833 | John H Kerr | VA | Mecklenburg | 7 | HY | OP | 46.8 | 46.8 | 46.8 |  | 12 | 1953 | WAT |  | N | Y | N | Electric Utility | [62 empty] | N/A | [39 empty] | 0 | 0 | 10.4
18574 | USCE-Wilmington District | 3834 | Philpott Lake | VA | Henry | 1 | HY | OP | 6.7 | 7.5 | 7.5 |  | 8 | 1953 | WAT |  | N | Y | N | Electric Utility | [62 empty] | N/A | [39 empty] | 0 | 0 | 10.4
18574 | USCE-Wilmington District | 3833 | John H Kerr | VA | Mecklenburg | A | HY | OP | 1.1 | 1 | 1 |  | 12 | 2008 | WAT |  | N | Y | N | Electric Utility |  |  |  |  | N | [57 empty] | N/A | [39 empty] | 0 | 0 | 10.4
18574 | USCE-Wilmington District | 3833 | John H Kerr | VA | Mecklenburg | B | HY | OP | 1.1 | 1 | 1 |  | 8 | 2008 | WAT |  | N | Y | N | Electric Utility |  |  |  |  | N | [57 empty] | N/A | [39 empty] | 0 | 0 | 10.4
18574 | USCE-Wilmington District | 3834 | Philpott Lake | VA | Henry | 2 | HY | OP | 6.7 | 7.5 | 7.5 |  | 8 | 1953 | WAT |  | N | Y | N | Electric Utility | [62 empty] | N/A | [39 empty] | 0 | 0 | 10.4
18574 | USCE-Wilmington District | 3834 | Philpott Lake | VA | Henry | 3 | HY | OP | 0.6 | 0.6 | 0.6 |  | 8 | 1953 | WAT |  | N | Y | N | Electric Utility | [62 empty] | N/A | [39 empty] | 0 | 0 | 10.4
18587 | Sierra Power Corp | 50068 | Sierra Power | CA | TULARE | WEST | ST | OP | 7.5 | 7 | 7 |  | 12 | 1985 | WDS |  | N | Y | Y | Industrial CHP |  |  |  |  | N | [57 empty] | OTHER SOLID | [39 empty] | 0.5034 | 0.03267 | 14.3317
18611 | Tenaska Frontier Partners Ltd | 55062 | Tenaska Frontier Generation Station | TX | Grimes | GTG1 | CT | OP | 183.2 | 155 | 177 |  | 5 | 2000 | NG | DFO | Y | Y | N | IPP Non-CHP |  |  |  |  | N | [57 empty] | GAS | TX | Tenaska Frontier Generation Station | 55062 | 1 | 2010 |  | ARP, CAIRNOX, CAIRSO2 | 6033.06 | 12 | 1300487.66 |  | 3.047 | 0.0424 | 196.85 | 603326.628 | 10152166.85 | 6 |  | Grimes | Electric Utility | 4911 | Electric Services | 30.5924 | -95.9178 | Tenaska Frontier Partners, Ltd. (Owner/Operator) | Phase 2 |  | Operating | Combined cycle | Pipeline Natural Gas | Diesel Oil |  | Dry Low NOx Burners |  | 2405 | 7.2037 | GAS | 310 | 124.2938 | 0.0424 | 0.0006 | 7.2037
18611 | Tenaska Frontier Partners Ltd | 55062 | Tenaska Frontier Generation Station | TX | Grimes | GTG2 | CT | OP | 183.2 | 155 | 177 |  | 5 | 2000 | NG | DFO | Y | Y | N | IPP Non-CHP |  |  |  |  | N | [57 empty] | GAS | TX | Tenaska Frontier Generation Station | 55062 | 2 | 2010 |  | ARP, CAIRNOX, CAIRSO2 | 5535.49 | 12 | 1227934.52 |  | 2.73 | 0.042 | 178.654 | 542615.653 | 9130532.442 | 6 |  | Grimes | Electric Utility | 4911 | Electric Services | 30.5924 | -95.9178 | Tenaska Frontier Partners, Ltd. (Owner/Operator) | Phase 2 |  | Operating | Combined cycle | Pipeline Natural Gas | Diesel Oil |  | Dry Low NOx Burners |  | 2405 | 7.1753 | GAS | 308 | 129.9435 | 0.042 | 0.000598 | 7.1753
18611 | Tenaska Frontier Partners Ltd | 55062 | Tenaska Frontier Generation Station | TX | Grimes | GTG3 | CT | OP | 183.2 | 155 | 177 |  | 5 | 2000 | NG | DFO | Y | Y | N | IPP Non-CHP |  |  |  |  | N | [57 empty] | GAS | TX | Tenaska Frontier Generation Station | 55062 | 3 | 2010 |  | ARP, CAIRNOX, CAIRSO2 | 4299 | 12 | 986169.55 |  | 2.244 | 0.0407 | 136.854 | 446062.481 | 7505848.099 | 6 |  | Grimes | Electric Utility | 4911 | Electric Services | 30.5924 | -95.9178 | Tenaska Frontier Partners, Ltd. (Owner/Operator) | Phase 2 |  | Operating | Combined cycle | Pipeline Natural Gas | Diesel Oil |  | Dry Low NOx Burners |  | 2405 | 7.1686 | GAS | 295 | 166.6667 | 0.0407 | 0.000598 | 7.1686
18611 | Tenaska Frontier Partners Ltd | 55062 | Tenaska Frontier Generation Station | TX | Grimes | STG1 | CA | OP | 390.1 | 395 | 395 |  | 5 | 2000 | NG |  | N | Y | N | IPP Non-CHP |  |  |  |  | N | [6 empty] | STACK3¦¦STACK2¦¦STACK1 | 2001¦¦ 2000 | 500490 | [48 empty] | GAS | [39 empty] | 0 | 0 | 10.4
18617 | Tesoro Alaska Co | 52184 | Tesoro Alaska Petroleum | AK | Kenai Peninsula | GEN1 | GT | OP | 4 | 3.9 | 2.9 |  | 11 | 1988 | NG | DFO | Y | N | Y | Industrial CHP |  |  |  |  | N | [57 empty] | GAS | [39 empty] | 0.21216 | 0.0013434 | 9.7876
18617 | Tesoro Alaska Co | 52184 | Tesoro Alaska Petroleum | AK | Kenai Peninsula | GEN2 | GT | OP | 4 | 3.4 | 3.7 |  | 11 | 1988 | NG | DFO | Y | N | Y | Industrial CHP |  |  |  |  | N | [57 empty] | GAS | [39 empty] | 0.21216 | 0.0013434 | 9.7876
18642 | Tennessee Valley Authority | 46 | Browns Ferry | AL | Limestone | 1 | ST | OP | 1152 | 1100.8 | 1131.7 |  | 8 | 1974 | NUC |  | N | Y | N | Electric Utility |  |  |  |  | N | [57 empty] | N/A | [39 empty] | 0 | 0 | 10.4
18642 | Tennessee Valley Authority | 46 | Browns Ferry | AL | Limestone | 2 | ST | OP | 1152 | 1103.7 | 1135.2 |  | 3 | 1975 | NUC |  | N | Y | N | Electric Utility |  |  |  |  | N | [57 empty] | N/A | [39 empty] | 0 | 0 | 10.4
18642 | Tennessee Valley Authority | 46 | Browns Ferry | AL | Limestone | 3 | ST | OP | 1190 | 1104.9 | 1134.2 |  | 3 | 1977 | NUC |  | N | Y | N | Electric Utility |  |  |  |  | N | [57 empty] | N/A | [39 empty] | 0 | 0 | 10.4
18642 | Tennessee Valley Authority | 47 | Colbert | AL | Colbert | 1 | ST | OP | 200 | 178 | 182 |  | 1 | 1955 | BIT | SUB | N | Y | N | Electric Utility |  |  |  |  | N | Y |  | Y |  |  |  | 41278 | 1983 | 1661000 | [31 empty] | OP | EK |  |  | 12 |  | 0.6 | 2.5 |  |  | 99.5 | 579 | 906000 |  |  |  |  | COAL | AL | Colbert | 47 | 1 | 2010 | CSCO14 | ARP, CAIRNOX, CAIROS, CAIRSO2 | 8590.65 | 12 | 1211333.04 |  | 4261.697 | 0.4098 | 2568.427 | 1263063.832 | 12256094.45 | 4 |  | Colbert | Electric Utility | 4911 | Electric Services | 34.7439 | -87.8486 | Tennessee Valley Authority (Owner/Operator) | Table 1 | Phase 1 Group 1 | Operating | Dry bottom wall-fired boiler | Coal |  |  | Low NOx Burner Technology (Dry Bottom only) | Electrostatic Precipitator | 2463 | 9.9994 | COAL | 198 | 1956.044 | 0.4098 | 0.69544 | 9.9994
18642 | Tennessee Valley Authority | 47 | Colbert | AL | Colbert | 2 | ST | OP | 200 | 178 | 182 |  | 3 | 1955 | BIT | SUB | N | Y | N | Electric Utility |  |  |  |  | N | Y |  | Y |  |  |  | 41278 | 1983 | 1661000 | [31 empty] | OP | EK |  |  | 12 |  | 0.6 | 2.5 |  |  | 99.5 | 579 | 906000 |  |  |  |  | COAL | AL | Colbert | 47 | 2 | 2010 | CSCO14 | ARP, CAIRNOX, CAIROS, CAIRSO2 | 7362.94 | 12 | 1031258.45 |  | 3622.929 | 0.4074 | 2171.302 | 1074076.343 | 10422259.55 | 4 |  | Colbert | Electric Utility | 4911 | Electric Services | 34.7439 | -87.8486 | Tennessee Valley Authority (Owner/Operator) | Table 1 | Phase 1 Group 1 | Operating | Dry bottom wall-fired boiler | Coal |  |  | Low NOx Burner Technology (Dry Bottom only) | Electrostatic Precipitator | 2869 | 9.9522 | COAL | 197 | 1958.7912 | 0.4074 | 0.69523 | 9.9522
18642 | Tennessee Valley Authority | 47 | Colbert | AL | Colbert | 3 | ST | OP | 200 | 178 | 182 |  | 7 | 1955 | BIT | SUB | N | Y | N | Electric Utility |  |  |  |  | N | Y |  | Y |  |  |  | 41278 | 1983 | 1661000 | [31 empty] | OP | EK |  |  | 12 |  | 0.6 | 2.5 |  |  | 99.5 | 579 | 906000 |  |  |  |  | COAL | AL | Colbert | 47 | 3 | 2010 | CSCO14 | ARP, CAIRNOX, CAIROS, CAIRSO2 | 7441.05 | 12 | 1063236.02 |  | 3746.008 | 0.407 | 2235.333 | 1109106.747 | 10762178.74 | 4 |  | Colbert | Electric Utility | 4911 | Electric Services | 34.7439 | -87.8486 | Tennessee Valley Authority (Owner/Operator) | Table 1 | Phase 1 Group 1 | Operating | Dry bottom wall-fired boiler | Coal |  |  | Low NOx Burner Technology (Dry Bottom only) | Electrostatic Precipitator | 2805 | 10.0028 | COAL | 198 | 1956.044 | 0.407 | 0.69614 | 10.0028
18642 | Tennessee Valley Authority | 47 | Colbert | AL | Colbert | 4 | ST | OP | 200 | 178 | 182 |  | 11 | 1955 | BIT | SUB | N | Y | N | Electric Utility |  |  |  |  | N | Y |  | Y |  |  |  | 41278 | 1983 | 1661000 | [31 empty] | OP | EK |  |  | 12 |  | 0.6 | 2.5 |  |  | 99.5 | 579 | 906000 |  |  |  |  | COAL | AL | Colbert | 47 | 4 | 2010 | CSCO14 | ARP, CAIRNOX, CAIROS, CAIRSO2 | 8671.18 | 12 | 1223408.76 |  | 4307.674 | 0.4105 | 2595.162 | 1275823.654 | 12379910.03 | 4 |  | Colbert | Electric Utility | 4911 | Electric Services | 34.7439 | -87.8486 | Tennessee Valley Authority (Owner/Operator) | Table 1 | Phase 1 Group 1 | Operating | Dry bottom wall-fired boiler | Coal |  |  | Low NOx Burner Technology (Dry Bottom only) | Electrostatic Precipitator | 2716 | 9.9938 | COAL | 197 | 1958.7912 | 0.4105 | 0.69591 | 9.9938
18642 | Tennessee Valley Authority | 47 | Colbert | AL | Colbert | 5 | ST | OP | 550 | 472 | 481 |  | 11 | 1965 | BIT |  | N | Y | N | Electric Utility | [5 empty] | Y |  | Y |  |  |  | 5 | 1965 | 1068000 | [31 empty] | OP | EK |  |  | 20 |  | 1.5 |  |  |  | 99.5 | 686 | 2000000 |  |  |  |  | COAL | AL | Colbert | 47 | 5 | 2010 |  | ARP, CAIRNOX, CAIROS, CAIRSO2 | 5304.66 | 12 | 2016960.31 |  | 7236.971 | 0.0573 | 469.37 | 1835628.852 | 17891127.06 | 4 |  | Colbert | Electric Utility | 4911 | Electric Services | 34.7439 | -87.8486 | Tennessee Valley Authority (Owner/Operator) | Table 1 | Phase 1 Group 1 | Operating | Dry bottom wall-fired boiler | Coal |  |  | Selective Catalytic Reduction Low NOx Burner Technology (Dry Bottom only) | Electrostatic Precipitator | 8070 | 8.7969 | COAL | 478 | 1996.8619 | 0.0573 | 0.809 | 8.7969
18642 | Tennessee Valley Authority | 47 | Colbert | AL | Colbert | GT1 | GT | OP | 59.5 | 48.8 | 60.8 |  | 9 | 1972 | NG | DFO | Y | Y | N | Electric Utility |  |  |  |  | N | [57 empty] | GAS | AL | Colbert | 47 | CCT1 | 2010 |  | CAIRNOX, CAIROS, CAIRSO2 | 21 | 12 | 550 |  | 5.229 | 0.693 | 7.247 |  | 20914.8 | 4 |  | Colbert | Electric Utility | 4911 | Electric Services | 34.7439 | -87.8486 | Tennessee Valley Authority (Owner/Operator) |  |  | Operating | Combustion turbine | Pipeline Natural Gas | Diesel Oil |  |  |  | 760 | 40.3256 | GAS | 44 | 309.0909 | 0.693 | 0.50003 | 20
18642 | Tennessee Valley Authority | 47 | Colbert | AL | Colbert | GT2 | GT | OP | 59.5 | 48.8 | 60.8 |  | 9 | 1972 | NG | DFO | Y | Y | N | Electric Utility |  |  |  |  | N | [57 empty] | GAS | AL | Colbert | 47 | CCT2 | 2010 |  | CAIRNOX, CAIROS, CAIRSO2 | 13 | 12 | 336 |  | 0.419 | 0.4976 | 1.144 |  | 4824.1 | 4 |  | Colbert | Electric Utility | 4911 | Electric Services | 34.7439 | -87.8486 | Tennessee Valley Authority (Owner/Operator) |  |  | Operating | Combustion turbine | Pipeline Natural Gas | Diesel Oil |  |  |  | 760 | 13.8858 | GAS | 43 | 293.0233 | 0.4976 | 0.17371 | 13.8858
18642 | Tennessee Valley Authority | 47 | Colbert | AL | Colbert | GT3 | GT | OP | 59.5 | 48.8 | 60.8 |  | 9 | 1972 | NG | DFO | Y | Y | N | Electric Utility |  |  |  |  | N | [57 empty] | GAS | AL | Colbert | 47 | CCT3 | 2010 |  | CAIRNOX, CAIROS, CAIRSO2 | 12 | 12 | 284 |  | 0.104 | 0.4697 | 0.713 |  | 3594.9 | 4 |  | Colbert | Electric Utility | 4911 | Electric Services | 34.7439 | -87.8486 | Tennessee Valley Authority (Owner/Operator) |  |  | Operating | Combustion turbine | Pipeline Natural Gas | Diesel Oil |  |  |  | 760 | 13.4784 | GAS | 42 | 276.1905 | 0.4697 | 0.05786 | 12.6581
18642 | Tennessee Valley Authority | 47 | Colbert | AL | Colbert | GT4 | GT | OP | 59.5 | 48.8 | 60.8 |  | 9 | 1972 | NG | DFO | Y | Y | N | Electric Utility |  |  |  |  | N | [57 empty] | GAS | AL | Colbert | 47 | CCT4 | 2010 |  | CAIRNOX, CAIROS, CAIRSO2 | 14 | 12 | 208 |  | 0.506 | 0.4977 | 1.01 |  | 3749.9 | 4 |  | Colbert | Electric Utility | 4911 | Electric Services | 34.7439 | -87.8486 | Tennessee Valley Authority (Owner/Operator) |  |  | Operating | Combustion turbine | Pipeline Natural Gas | Diesel Oil |  |  |  | 760 | 14.3176 | GAS | 45 | 324.4444 | 0.4977 | 0.26987 | 14.3176
18642 | Tennessee Valley Authority | 47 | Colbert | AL | Colbert | GT5 | GT | OP | 59.5 | 48.8 | 60.8 |  | 9 | 1972 | NG | DFO | Y | Y | N | Electric Utility |  |  |  |  | N | [57 empty] | GAS | AL | Colbert | 47 | CCT5 | 2010 |  | CAIRNOX, CAIROS, CAIRSO2 | 15 | 12 | 366 |  | 0.269 | 0.4537 | 1.13 |  | 5309 | 4 |  | Colbert | Electric Utility | 4911 | Electric Services | 34.7439 | -87.8486 | Tennessee Valley Authority (Owner/Operator) |  |  | Operating | Combustion turbine | Pipeline Natural Gas | Diesel Oil |  |  |  | 760 | 14.3287 | GAS | 42 | 276.1905 | 0.4537 | 0.10134 | 14.3287
18642 | Tennessee Valley Authority | 47 | Colbert | AL | Colbert | GT6 | GT | OP | 59.5 | 48.8 | 60.8 |  | 9 | 1972 | NG | DFO | Y | Y | N | Electric Utility |  |  |  |  | N | [57 empty] | GAS | AL | Colbert | 47 | CCT6 | 2010 |  | CAIRNOX, CAIROS, CAIRSO2 | 13 | 12 | 307 |  | 0.296 | 0.4612 | 0.992 |  | 4440 | 4 |  | Colbert | Electric Utility | 4911 | Electric Services | 34.7439 | -87.8486 | Tennessee Valley Authority (Owner/Operator) |  |  | Operating | Combustion turbine | Pipeline Natural Gas | Diesel Oil |  |  |  | 760 | 14.2861 | GAS | 44 | 309.0909 | 0.4612 | 0.13333 | 14.2861
18642 | Tennessee Valley Authority | 47 | Colbert | AL | Colbert | GT7 | GT | OP | 59.5 | 48.8 | 60.8 |  | 9 | 1972 | NG | DFO | Y | Y | N | Electric Utility |  |  |  |  | N | [57 empty] | GAS | AL | Colbert | 47 | CCT7 | 2010 |  | CAIRNOX, CAIROS, CAIRSO2 | 10 | 12 | 276 |  | 0.276 | 0.492 | 0.887 |  | 3928 | 4 |  | Colbert | Electric Utility | 4911 | Electric Services | 34.7439 | -87.8486 | Tennessee Valley Authority (Owner/Operator) |  |  | Operating | Combustion turbine | Pipeline Natural Gas | Diesel Oil |  |  |  | 760 | 14.0152 | GAS | 42 | 276.1905 | 0.492 | 0.14053 | 14.0152
18642 | Tennessee Valley Authority | 47 | Colbert | AL | Colbert | GT8 | GT | OP | 59.5 | 48.8 | 60.8 |  | 9 | 1972 | NG | DFO | Y | Y | N | Electric Utility |  |  |  |  | N | [57 empty] | GAS | AL | Colbert | 47 | CCT8 | 2010 |  | CAIRNOX, CAIROS, CAIRSO2 | 18 | 12 | 373 |  | 0.308 | 0.4919 | 0.967 |  | 4254.3 | 4 |  | Colbert | Electric Utility | 4911 | Electric Services | 34.7439 | -87.8486 | Tennessee Valley Authority (Owner/Operator) |  |  | Operating | Combustion turbine | Pipeline Natural Gas | Diesel Oil |  |  |  | 760 | 10.6696 | GAS | 44 | 309.0909 | 0.4919 | 0.14479 | 10.6696
18642 | Tennessee Valley Authority | 48 | Guntersville | AL | Marshall | 1 | HY | OP | 28.8 | 31 | 31.4 |  | 8 | 1939 | WAT |  | N | Y | N | Electric Utility |  |  |  |  | N | [57 empty] | N/A | [39 empty] | 0 | 0 | 10.4
18642 | Tennessee Valley Authority | 48 | Guntersville | AL | Marshall | 2 | HY | OP | 28.8 | 30.6 | 31.1 |  | 10 | 1939 | WAT |  | N | Y | N | Electric Utility |  |  |  |  | N | [57 empty] | N/A | [39 empty] | 0 | 0 | 10.4
18642 | Tennessee Valley Authority | 48 | Guntersville | AL | Marshall | 3 | HY | OP | 28.8 | 29.8 | 30.3 |  | 12 | 1939 | WAT |  | N | Y | N | Electric Utility |  |  |  |  | N | [57 empty] | N/A | [39 empty] | 0 | 0 | 10.4
18642 | Tennessee Valley Authority | 48 | Guntersville | AL | Marshall | 4 | HY | OP | 28.8 | 31.3 | 31.7 |  | 3 | 1952 | WAT |  | N | Y | N | Electric Utility |  |  |  |  | N | [57 empty] | N/A | [39 empty] | 0 | 0 | 10.4
18642 | Tennessee Valley Authority | 49 | Wheeler Dam | AL | Lawrence | 1 | HY | OP | 35.1 | 34.1 | 30.8 |  | 11 | 1936 | WAT |  | N | Y | N | Electric Utility |  |  |  |  | N | [57 empty] | N/A | [39 empty] | 0 | 0 | 10.4
18642 | Tennessee Valley Authority | 49 | Wheeler Dam | AL | Lawrence | 10 | HY | OP | 36 | 41.9 | 38.3 |  | 6 | 1963 | WAT |  | N | Y | N | Electric Utility |  |  |  |  | N | [57 empty] | N/A | [39 empty] | 0 | 0 | 10.4
18642 | Tennessee Valley Authority | 49 | Wheeler Dam | AL | Lawrence | 11 | HY | OP | 43.6 | 41.9 | 38.2 |  | 12 | 1963 | WAT |  | N | Y | N | Electric Utility |  |  |  |  | N | [57 empty] | N/A | [39 empty] | 0 | 0 | 10.4
18642 | Tennessee Valley Authority | 49 | Wheeler Dam | AL | Lawrence | 2 | HY | OP | 35.1 | 33.2 | 30.1 |  | 4 | 1937 | WAT |  | N | Y | N | Electric Utility |  |  |  |  | N | [57 empty] | N/A | [39 empty] | 0 | 0 | 10.4
18642 | Tennessee Valley Authority | 49 | Wheeler Dam | AL | Lawrence | 3 | HY | OP | 35.1 | 33.6 | 30.4 |  | 1 | 1941 | WAT |  | N | Y | N | Electric Utility |  |  |  |  | N | [57 empty] | N/A | [39 empty] | 0 | 0 | 10.4
18642 | Tennessee Valley Authority | 49 | Wheeler Dam | AL | Lawrence | 4 | HY | OP | 35.1 | 33.4 | 30.2 |  | 3 | 1941 | WAT |  | N | Y | N | Electric Utility |  |  |  |  | N | [57 empty] | N/A | [39 empty] | 0 | 0 | 10.4
18642 | Tennessee Valley Authority | 49 | Wheeler Dam | AL | Lawrence | 5 | HY | OP | 35.1 | 34.7 | 31.4 |  | 10 | 1948 | WAT |  | N | Y | N | Electric Utility |  |  |  |  | N | [57 empty] | N/A | [39 empty] | 0 | 0 | 10.4
18642 | Tennessee Valley Authority | 49 | Wheeler Dam | AL | Lawrence | 6 | HY | OP | 35.1 | 34.6 | 31.3 |  | 2 | 1949 | WAT |  | N | Y | N | Electric Utility |  |  |  |  | N | [57 empty] | N/A | [39 empty] | 0 | 0 | 10.4
18642 | Tennessee Valley Authority | 49 | Wheeler Dam | AL | Lawrence | 7 | HY | OP | 35.1 | 34.4 | 31.1 |  | 12 | 1949 | WAT |  | N | Y | N | Electric Utility |  |  |  |  | N | [57 empty] | N/A | [39 empty] | 0 | 0 | 10.4
18642 | Tennessee Valley Authority | 49 | Wheeler Dam | AL | Lawrence | 8 | HY | OP | 35.1 | 34.5 | 31.2 |  | 3 | 1950 | WAT |  | N | Y | N | Electric Utility |  |  |  |  | N | [57 empty] | N/A | [39 empty] | 0 | 0 | 10.4
18642 | Tennessee Valley Authority | 49 | Wheeler Dam | AL | Lawrence | 9 | HY | OP | 43.6 | 41.9 | 38.2 |  | 12 | 1962 | WAT |  | N | Y | N | Electric Utility |  |  |  |  | N | [57 empty] | N/A | [39 empty] | 0 | 0 | 10.4
18642 | Tennessee Valley Authority | 50 | Widows Creek | AL | Jackson | 6 | ST | OP | 140.6 | 111 | 113 |  | 7 | 1954 | BIT |  | N | Y | N | Electric Utility |  |  |  | 2015 | N | Y |  | Y |  |  |  | 41280 | 1977 | 1749000 | [31 empty] | OP | EK |  |  | 30 |  | 0.7 |  |  |  | 99.6 | 133 | 575000 |  |  |  |  | COAL | AL | Widows Creek | 50 | 6 | 2010 | CSWC16 | ARP, CAIRNOX, CAIROS, CAIRSO2 | 2017.95 | 12 | 130252.13 |  | 676.1 | 0.3843 | 282.647 | 148727.933 | 1449610.064 | 4 | Southeastern Electric Reliability Council | Jackson | Electric Utility | 4911 | Electric Services | 34.8825 | -85.7547 | Tennessee Valley Authority (Owner/Operator) | Phase 2 | Phase II Group 1 | Operating | Dry bottom wall-fired boiler | Coal |  |  | Low NOx Burner Technology (Dry Bottom only) | Electrostatic Precipitator | 1828 | 10.8175 | COAL | 113 | 2000 | 0.3843 | 0.9328 | 10.8175
18642 | Tennessee Valley Authority | 50 | Widows Creek | AL | Jackson | 7 | ST | OP | 575 | 473 | 476 |  | 2 | 1961 | BIT |  | N | Y | N | Electric Utility |  |  |  |  | N | Y |  | Y |  |  |  | 7 | 1961 | 848000 | [16 empty] | OP: OP; DP: SP; LS: LS; N: Y | 4 | 83.4 | 6108 | 1624000 | 100 | OP | EK | WS |  | 20 |  | 4 |  |  |  | 99.9 | 65 | 1624000 |  |  |  |  | COAL | AL | Widows Creek | 50 | 7 | 2010 |  | ARP, CAIRNOX, CAIROS, CAIRSO2 | 6451.25 | 12 | 2406588.5 |  | 3719.588 | 0.085 | 924.963 | 2451232.05 | 23891184.03 | 4 | Southeastern Electric Reliability Council | Jackson | Electric Utility | 4911 | Electric Services | 34.8825 | -85.7547 | Tennessee Valley Authority (Owner/Operator) | Phase 2 | Phase II Group 1 | Operating | Tangentially-fired | Coal |  | Wet Limestone | Low NOx Burner Technology w/ Separated OFA Selective Catalytic Reduction | Electrostatic Precipitator | 5681 | 9.901 | COAL | 476 | 2000 | 0.085 | 0.31138 | 9.901
18642 | Tennessee Valley Authority | 50 | Widows Creek | AL | Jackson | 8 | ST | OP | 550 | 465 | 469 |  | 2 | 1965 | BIT |  | N | Y | N | Electric Utility |  |  |  |  | N | Y |  | Y |  |  |  | 8 | 1965 | 1148000 | [16 empty] | OP: OP; DP: TR; LS: LS; N: Y | 4.5 | 80 | 8709 | 2072000 | 100 | OP | WS |  |  | 25 |  | 4.5 |  |  |  | 99.6 | 385 | 1473000 |  |  |  |  | COAL | AL | Widows Creek | 50 | 8 | 2010 |  | ARP, CAIRNOX, CAIROS, CAIRSO2 | 7973.5 | 12 | 3289602.5 |  | 4647.256 | 0.0677 | 978.122 | 3345171.95 | 32604013.58 | 4 | Southeastern Electric Reliability Council | Jackson | Electric Utility | 4911 | Electric Services | 34.8825 | -85.7547 | Tennessee Valley Authority (Owner/Operator) | Phase 2 | Phase II Group 1 | Operating | Tangentially-fired | Coal |  | Wet Limestone | Low NOx Burner Technology w/ Separated OFA Selective Catalytic Reduction | Wet Scrubber | 6602 | 9.8595 | COAL | 497 | 1970.1493 | 0.0677 | 0.28507 | 9.8595
18642 | Tennessee Valley Authority | 757 | Blue Ridge | GA | Fannin | 1 | HY | OP | 22 | 16 | 13.4 |  | 7 | 1931 | WAT |  | N | Y | N | Electric Utility |  |  |  |  | N | [57 empty] | N/A | [39 empty] | 0 | 0 | 10.4
18642 | Tennessee Valley Authority | 758 | Nottely | GA | Union | 1 | HY | OP | 15 | 19.2 | 18.4 |  | 1 | 1956 | WAT |  | N | Y | N | Electric Utility |  |  |  |  | N | [57 empty] | N/A | [39 empty] | 0 | 0 | 10.4
18642 | Tennessee Valley Authority | 1377 | Kentucky Dam | KY | Marshall | 1 | HY | OP | 44.6 | 44 | 37 |  | 4 | 1945 | WAT |  | N | Y | N | Electric Utility |  |  |  |  | N | [57 empty] | N/A | [39 empty] | 0 | 0 | 10.4
18642 | Tennessee Valley Authority | 1377 | Kentucky Dam | KY | Marshall | 2 | HY | OP | 42.4 | 45.4 | 37 |  | 11 | 1944 | WAT |  | N | Y | N | Electric Utility |  |  |  |  | N | [57 empty] | N/A | [39 empty] | 0 | 0 | 10.4
18642 | Tennessee Valley Authority | 1377 | Kentucky Dam | KY | Marshall | 3 | HY | OP | 42.4 | 44.9 | 37.2 |  | 9 | 1944 | WAT |  | N | Y | N | Electric Utility |  |  |  |  | N | [57 empty] | N/A | [39 empty] | 0 | 0 | 10.4
18642 | Tennessee Valley Authority | 1377 | Kentucky Dam | KY | Marshall | 4 | HY | OP | 44.6 | 43.1 | 35.4 |  | 12 | 1945 | WAT |  | N | Y | N | Electric Utility |  |  |  |  | N | [57 empty] | N/A | [39 empty] | 0 | 0 | 10.4
18642 | Tennessee Valley Authority | 1377 | Kentucky Dam | KY | Marshall | 5 | HY | OP | 44.6 | 45.1 | 36.5 |  | 1 | 1948 | WAT |  | N | Y | N | Electric Utility |  |  |  |  | N | [57 empty] | N/A | [39 empty] | 0 | 0 | 10.4
18642 | Tennessee Valley Authority | 1378 | Paradise | KY | Muhlenberg | 1 | ST | OP | 704 | 628 | 659 |  | 11 | 1963 | BIT |  | N | Y | N | Electric Utility |  |  |  |  | N | Y |  | Y |  |  |  | 1 | 1963 | 1042000 | [16 empty] | OP: OP; DP: SP; LS: LS; N: N | 3.2 | 84.2 | 5568 | 2100000 | 100 | OP | EK | WS |  | 13 |  | 3.2 |  |  |  | 99.9 | 56 | 2100000 |  |  |  |  | COAL | KY | Paradise | 1378 | 1 | 2010 |  | ARP, CAIRNOX, CAIROS, CAIRSO2 | 7870.56 | 12 | 4818158.67 |  | 17165.426 | 0.1676 | 3504.945 | 4524163.621 | 44095192.71 | 4 | Southeastern Electric Reliability Council | Muhlenberg | Electric Utility | 4911 | Electric Services | 37.2608 | -86.9783 | Tennessee Valley Authority (Owner/Operator) | Phase 2 | Group 2 | Operating | Cyclone boiler | Coal |  | Wet Limestone | Overfire Air Selective Catalytic Reduction | Wet Scrubber | 9287 | 9.118 | COAL | 695 | 1972.6859 | 0.1676 | 0.77856 | 9.118
18642 | Tennessee Valley Authority | 1378 | Paradise | KY | Muhlenberg | 2 | ST | OP | 704 | 602 | 633 |  | 5 | 1963 | BIT |  | N | Y | N | Electric Utility |  |  |  |  | N | Y |  | Y |  |  |  | 2 | 1963 | 1042000 | [16 empty] | OP: OP; DP: SP; LS: LS; N: N | 3.2 | 84.2 | 5568 | 2100000 | 100 | OP | EK | WS |  | 13 |  | 3.2 |  |  |  | 99.9 | 56 | 2100000 |  |  |  |  | COAL | KY | Paradise | 1378 | 2 | 2010 |  | ARP, CAIRNOX, CAIROS, CAIRSO2 | 6839.83 | 12 | 4273698.44 |  | 16715.851 | 0.1326 | 2490.573 | 4365603.534 | 42549745.82 | 4 | Southeastern Electric Reliability Council | Muhlenberg | Electric Utility | 4911 | Electric Services | 37.2608 | -86.9783 | Tennessee Valley Authority (Owner/Operator) | Phase 2 | Group 2 | Operating | Cyclone boiler | Coal |  | Wet Limestone | Overfire Air Selective Catalytic Reduction | Wet Scrubber | 8069 | 9.8867 | COAL | 714 | 1936.019 | 0.1326 | 0.78571 | 9.8867
18642 | Tennessee Valley Authority | 1378 | Paradise | KY | Muhlenberg | 3 | ST | OP | 1150.2 | 971 | 1017 |  | 2 | 1970 | SUB | BIT | N | Y | N | Electric Utility |  |  |  |  | N | Y |  |  | Y | [21 empty] | OP: OP; DP: SP; LS: LS; N: y | 3.4 | 98 | 123 | 3254000 | 100 | OP | EK |  |  | 12 |  | 2 |  |  |  | 99.6 | 100 | 3882000 |  |  |  |  | COAL | KY | Paradise | 1378 | 3 | 2010 | MS3BY, MS3MN | ARP, CAIRNOX, CAIROS, CAIRSO2 | 7275.73 | 12 | 6389643.1 |  | 4933.749 | 0.2035 | 5513.735 | 6059616.814 | 59060663.92 | 4 | Southeastern Electric Reliability Council | Muhlenberg | Electric Utility | 4911 | Electric Services | 37.2608 | -86.9783 | Tennessee Valley Authority (Owner/Operator) | Table 1 | Group 2 | Operating | Cyclone boiler | Coal |  | Wet Lime FGD | Overfire Air Selective Catalytic Reduction | Electrostatic Precipitator | 14771 | 9.1724 | COAL | 1085 | 1966.5683 | 0.2035 | 0.16707 | 9.1724
18642 | Tennessee Valley Authority | 1379 | Shawnee | KY | McCracken | 1 | ST | OP | 175 | 134 | 138 |  | 4 | 1953 | BIT | SUB | N | Y | N | Electric Utility |  |  |  |  | N | Y |  | Y |  |  |  | 41279 | 1979 | 1531000 | [31 empty] | OP | MC | BR |  | 10 |  | 0.7 |  |  |  | 99.5 | 25 | 585000 | OP | CF | SN |  | COAL | KY | Shawnee | 1379 | 1 | 2010 | CSSH15 | ARP, CAIRNOX, CAIROS, CAIRSO2 | 8215.74 | 12 | 864692.36 |  | 2881.218 | 0.3922 | 1670.988 | 872430.65 | 8465599.792 | 4 | Southeastern Electric Reliability Council | McCracken | Electric Utility | 4911 | Electric Services | 37.1517 | -88.775 | Tennessee Valley Authority (Owner/Operator) | Phase 2 | Phase II Group 1 | Operating | Dry bottom wall-fired boiler | Coal |  |  | Low NOx Burner Technology (Dry Bottom only) | Baghouse | 2145 | 9.6413 | COAL | 154 | 1942.029 | 0.3922 | 0.68069 | 9.6413
18642 | Tennessee Valley Authority | 1379 | Shawnee | KY | McCracken | 2 | ST | OP | 175 | 134 | 138 |  | 6 | 1953 | BIT | SUB | N | Y | N | Electric Utility |  |  |  |  | N | Y |  | Y |  |  |  | 41279 | 1979 | 1531000 | [31 empty] | OP | MC | BR |  | 10 |  | 0.7 |  |  |  | 99.5 | 25 | 585000 | OP | LA | OV |  | COAL | KY | Shawnee | 1379 | 2 | 2010 | CSSH15 | ARP, CAIRNOX, CAIROS, CAIRSO2 | 8760 | 12 | 1017722 |  | 3392.114 | 0.3928 | 1980.084 | 1027056.694 | 9966009 | 4 | Southeastern Electric Reliability Council | McCracken | Electric Utility | 4911 | Electric Services | 37.1517 | -88.775 | Tennessee Valley Authority (Owner/Operator) | Phase 2 | Phase II Group 1 | Operating | Dry bottom wall-fired boiler | Coal |  |  | Low NOx Burner Technology (Dry Bottom only) | Baghouse | 2316 | 9.7306 | COAL | 147 | 1967.3913 | 0.3928 | 0.68074 | 9.7306
18642 | Tennessee Valley Authority | 1379 | Shawnee | KY | McCracken | 3 | ST | OP | 175 | 134 | 138 |  | 10 | 1953 | BIT | SUB | N | Y | N | Electric Utility |  |  |  |  | N | Y |  | Y |  |  |  | 41279 | 1979 | 1531000 | [31 empty] | OP | MC | BR |  | 10 |  | 0.7 |  |  |  | 99.5 | 25 | 585000 |  |  |  |  | COAL | KY | Shawnee | 1379 | 3 | 2010 | CSSH15 | ARP, CAIRNOX, CAIROS, CAIRSO2 | 8759.58 | 12 | 966682.54 |  | 3221.402 | 0.3928 | 1880.258 | 975614.541 | 9466841.374 | 4 | Southeastern Electric Reliability Council | McCracken | Electric Utility | 4911 | Electric Services | 37.1517 | -88.775 | Tennessee Valley Authority (Owner/Operator) | Phase 2 | Phase II Group 1 | Operating | Dry bottom wall-fired boiler | Coal |  |  | Low NOx Burner Technology (Dry Bottom only) | Baghouse | 2296 | 9.7296 | COAL | 142 | 1985.5072 | 0.3928 | 0.68057 | 9.7296
18642 | Tennessee Valley Authority | 1379 | Shawnee | KY | McCracken | 4 | ST | OP | 175 | 134 | 138 |  | 1 | 1954 | BIT | SUB | N | Y | N | Electric Utility |  |  |  |  | N | Y |  | Y |  |  |  | 41279 | 1979 | 1531000 | [31 empty] | OP | MC | BR |  | 10 |  | 0.7 |  |  |  | 99.5 | 25 | 585000 |  |  |  |  | COAL | KY | Shawnee | 1379 | 4 | 2010 | CSSH15 | ARP, CAIRNOX, CAIROS, CAIRSO2 | 8760 | 12 | 991659 |  | 3311.768 | 0.3928 | 1935.547 | 1000935.806 | 9712545.5 | 4 | Southeastern Electric Reliability Council | McCracken | Electric Utility | 4911 | Electric Services | 37.1517 | -88.775 | Tennessee Valley Authority (Owner/Operator) | Phase 2 | Phase II Group 1 | Operating | Dry bottom wall-fired boiler | Coal |  |  | Low NOx Burner Technology (Dry Bottom only) | Baghouse | 2112 | 9.7342 | COAL | 148 | 1963.7681 | 0.3928 | 0.68196 | 9.7342
18642 | Tennessee Valley Authority | 1379 | Shawnee | KY | McCracken | 5 | ST | OP | 175 | 134 | 138 |  | 10 | 1954 | BIT | SUB | N | Y | N | Electric Utility |  |  |  |  | N | Y |  | Y |  |  |  | 41279 | 1979 | 1531000 | [31 empty] | OP | MC | BR |  | 10 |  | 0.7 |  |  |  | 99.5 | 25 | 585000 |  |  |  |  | COAL | KY | Shawnee | 1379 | 5 | 2010 | CSSH15 | ARP, CAIRNOX, CAIROS, CAIRSO2 | 8074.2 | 12 | 962075.65 |  | 3183.123 | 0.391 | 1856.869 | 967372.935 | 9386863.881 | 4 | Southeastern Electric Reliability Council | McCracken | Electric Utility | 4911 | Electric Services | 37.1517 | -88.775 | Tennessee Valley Authority (Owner/Operator) | Phase 2 | Phase II Group 1 | Operating | Dry bottom wall-fired boiler | Coal |  |  | Low NOx Burner Technology (Dry Bottom only) | Baghouse | 2284 | 9.691 | COAL | 148 | 1963.7681 | 0.391 | 0.67821 | 9.691
18642 | Tennessee Valley Authority | 1379 | Shawnee | KY | McCracken | 6 | ST | OP | 175 | 134 | 138 |  | 11 | 1954 | BIT | SUB | N | Y | N | Electric Utility |  |  |  |  | N | Y |  | Y |  |  |  | 41435 | 1980 | 1531000 | [31 empty] | OP | MC | BR |  | 10 |  | 0.7 |  |  |  | 99.5 | 25 | 585000 |  |  |  |  | COAL | KY | Shawnee | 1379 | 6 | 2010 | CSSH60 | ARP, CAIRNOX, CAIROS, CAIRSO2 | 7394.97 | 12 | 883097.8 |  | 2986.837 | 0.3532 | 1596.21 | 918804.256 | 8913365.165 | 4 | Southeastern Electric Reliability Council | McCracken | Electric Utility | 4911 | Electric Services | 37.1517 | -88.775 | Tennessee Valley Authority (Owner/Operator) | Phase 2 | Phase II Group 1 | Operating | Dry bottom wall-fired boiler | Coal |  |  | Low NOx Burner Technology (Dry Bottom only) | Baghouse | 1972 | 10.0384 | COAL | 152 | 1949.2754 | 0.3532 | 0.67019 | 10.0384
18642 | Tennessee Valley Authority | 1379 | Shawnee | KY | McCracken | 7 | ST | OP | 175 | 134 | 138 |  | 12 | 1954 | BIT | SUB | N | Y | N | Electric Utility |  |  |  |  | N | Y |  | Y |  |  |  | 41435 | 1980 | 1531000 | [31 empty] | OP | MC | BR |  | 10 |  | 0.7 |  |  |  | 99.5 | 25 | 585000 |  |  |  |  | COAL | KY | Shawnee | 1379 | 7 | 2010 | CSSH60 | ARP, CAIRNOX, CAIROS, CAIRSO2 | 8760 | 12 | 1016957 |  | 3439.745 | 0.3486 | 1812.739 | 1057169.422 | 10255366.9 | 4 | Southeastern Electric Reliability Council | McCracken | Electric Utility | 4911 | Electric Services | 37.1517 | -88.775 | Tennessee Valley Authority (Owner/Operator) | Phase 2 | Phase II Group 1 | Operating | Dry bottom wall-fired boiler | Coal |  |  | Low NOx Burner Technology (Dry Bottom only) | Baghouse | 2589 | 9.9965 | COAL | 150 | 1956.5217 | 0.3486 | 0.67082 | 9.9965
18642 | Tennessee Valley Authority | 1379 | Shawnee | KY | McCracken | 8 | ST | OP | 175 | 134 | 138 |  | 3 | 1955 | BIT | SUB | N | Y | N | Electric Utility |  |  |  |  | N | Y |  | Y |  |  |  | 41435 | 1980 | 1531000 | [31 empty] | OP | MC | BR |  | 10 |  | 0.7 |  |  |  | 99.5 | 25 | 585000 |  |  |  |  | COAL | KY | Shawnee | 1379 | 8 | 2010 | CSSH60 | ARP, CAIRNOX, CAIROS, CAIRSO2 | 5913.5 | 12 | 682615.06 |  | 2349.186 | 0.3472 | 1204.533 | 705585.312 | 6844747.017 | 4 | Southeastern Electric Reliability Council | McCracken | Electric Utility | 4911 | Electric Services | 37.1517 | -88.775 | Tennessee Valley Authority (Owner/Operator) | Phase 2 | Phase II Group 1 | Operating | Dry bottom wall-fired boiler | Coal |  |  | Low NOx Burner Technology (Dry Bottom only) | Baghouse | 2663 | 9.9515 | COAL | 150 | 1956.5217 | 0.3472 | 0.68642 | 9.9515
18642 | Tennessee Valley Authority | 1379 | Shawnee | KY | McCracken | 9 | ST | OP | 175 | 134 | 138 |  | 7 | 1955 | BIT | SUB | N | Y | N | Electric Utility |  |  |  |  | N | Y |  | Y |  |  |  | 41435 | 1980 | 1531000 | [31 empty] | OP | MC | BR |  | 10 |  | 0.7 |  |  |  | 99.5 | 25 | 585000 |  |  |  |  | COAL | KY | Shawnee | 1379 | 9 | 2010 | CSSH60 | ARP, CAIRNOX, CAIROS, CAIRSO2 | 8011.64 | 12 | 876232.16 |  | 2957.679 | 0.3468 | 1540.247 | 909751.892 | 8825207.627 | 4 | Southeastern Electric Reliability Council | McCracken | Electric Utility | 4911 | Electric Services | 37.1517 | -88.775 | Tennessee Valley Authority (Owner/Operator) | Phase 2 | Phase II Group 1 | Operating | Dry bottom wall-fired boiler | Coal |  |  | Low NOx Burner Technology (Dry Bottom only) | Baghouse | 2782 | 9.9978 | COAL | 143 | 1981.8841 | 0.3468 | 0.67028 | 9.9978
18642 | Tennessee Valley Authority | 2778 | Chatuge | NC | Clay | 1 | HY | OP | 13.2 | 13.9 | 13.1 |  | 12 | 1954 | WAT |  | N | Y | N | Electric Utility |  |  |  |  | N | [57 empty] | N/A | [39 empty] | 0 | 0 | 10.4
18642 | Tennessee Valley Authority | 2779 | Fontana Dam | NC | Swain | 1 | HY | OP | 81 | 101.4 | 101.4 |  | 1 | 1945 | WAT |  | N | Y | N | Electric Utility |  |  |  |  | N | [57 empty] | N/A | [39 empty] | 0 | 0 | 10.4
18642 | Tennessee Valley Authority | 2779 | Fontana Dam | NC | Swain | 2 | HY | OP | 92.7 | 101.4 | 101.4 |  | 3 | 1945 | WAT |  | N | Y | N | Electric Utility |  |  |  |  | N | [57 empty] | N/A | [39 empty] | 0 | 0 | 10.4
18642 | Tennessee Valley Authority | 2779 | Fontana Dam | NC | Swain | 3 | HY | OP | 81 | 101.4 | 101.4 |  | 2 | 1954 | WAT |  | N | Y | N | Electric Utility |  |  |  |  | N | [57 empty] | N/A | [39 empty] | 0 | 0 | 10.4
18642 | Tennessee Valley Authority | 2780 | Hiwassee Dam | NC | Cherokee | 1 | HY | OP | 70.6 | 87.7 | 73.8 |  | 5 | 1940 | WAT |  | N | Y | N | Electric Utility |  |  |  |  | N | [57 empty] | N/A | [39 empty] | 0 | 0 | 10.4
18642 | Tennessee Valley Authority | 2780 | Hiwassee Dam | NC | Cherokee | 2 | PS | OP | 95 | 86 | 67.5 |  | 5 | 1956 | WAT |  | N | Y | N | Electric Utility |  |  |  |  | N | [57 empty] | N/A | [39 empty] | 0 | 0 | 10.4
18642 | Tennessee Valley Authority | 3393 | Allen Steam Plant | TN | Shelby | 1 | ST | OP | 330 | 247 | 250 |  | 5 | 1959 | SUB | BIT | N | Y | N | Electric Utility |  |  |  |  | N | Y |  | Y |  |  |  | 1 | 1959 | 487000 | [31 empty] | OP | EK |  |  | 8 |  | 2.5 |  |  |  | 99 | 60 | 1265000 |  |  |  |  | COAL | TN | Allen | 3393 | 1 | 2010 |  | ARP, CAIRNOX, CAIROS, CAIRSO2 | 8079.43 | 12 | 1901978.24 |  | 3923.684 | 0.0827 | 679.855 | 1767270.62 | 16923998.87 | 4 |  | Shelby | Electric Utility | 4911 | Electric Services | 35.0742 | -90.1439 | Tennessee Valley Authority (Owner/Operator) | Table 1 | Group 2 | Operating | Cyclone boiler | Coal |  |  | Overfire Air Selective Catalytic Reduction | Electrostatic Precipitator | 3575 | 8.8788 | COAL | 270 | 1960 | 0.0827 | 0.46368 | 8.8788
18642 | Tennessee Valley Authority | 3393 | Allen Steam Plant | TN | Shelby | 2 | ST | OP | 330 | 247 | 250 |  | 5 | 1959 | SUB | BIT | N | Y | N | Electric Utility |  |  |  |  | N | Y |  | Y |  |  |  | 2 | 1959 | 487000 | [31 empty] | OP | EK |  |  | 8 |  | 2.5 |  |  |  | 99 | 60 | 1265000 |  |  |  |  | COAL | TN | Allen | 3393 | 2 | 2010 |  | ARP, CAIRNOX, CAIROS, CAIRSO2 | 7877.28 | 12 | 1799507.51 |  | 3868.701 | 0.096 | 766.378 | 1756865.77 | 16809170.79 | 4 |  | Shelby | Electric Utility | 4911 | Electric Services | 35.0742 | -90.1439 | Tennessee Valley Authority (Owner/Operator) | Table 1 | Group 2 | Operating | Cyclone boiler | Coal |  |  | Overfire Air Selective Catalytic Reduction | Electrostatic Precipitator | 4189 | 9.3423 | COAL | 265 | 1970 | 0.096 | 0.46031 | 9.341
18642 | Tennessee Valley Authority | 3393 | Allen Steam Plant | TN | Shelby | 3 | ST | OP | 330 | 247 | 250 |  | 10 | 1959 | SUB | BIT | N | Y | N | Electric Utility |  |  |  |  | N | Y |  | Y |  |  |  | 3 | 1959 | 487000 | [31 empty] | OP | EK |  |  | 8 |  | 2.5 |  |  |  | 99 | 60 | 1265000 |  |  |  |  | COAL | TN | Allen | 3393 | 3 | 2010 |  | ARP, CAIRNOX, CAIROS, CAIRSO2 | 6467.45 | 12 | 1522521.07 |  | 3256.387 | 0.1463 | 1003.209 | 1457822.606 | 13960596.65 | 4 |  | Shelby | Electric Utility | 4911 | Electric Services | 35.0742 | -90.1439 | Tennessee Valley Authority (Owner/Operator) | Table 1 | Group 2 | Operating | Cyclone boiler | Coal |  |  | Overfire Air Selective Catalytic Reduction | Electrostatic Precipitator | 4070 | 9.1542 | COAL | 269 | 1962 | 0.1463 | 0.46651 | 9.1542
18642 | Tennessee Valley Authority | 3393 | Allen Steam Plant | TN | Shelby | G10 | GT | OP | 23.9 | 16.4 | 20.4 |  | 6 | 1971 | NG | DFO | Y | Y | N | Electric Utility |  |  |  |  | N | [57 empty] | GAS | [39 empty] | 0.23478 | 0.0034975 | 12.5775
18642 | Tennessee Valley Authority | 3393 | Allen Steam Plant | TN | Shelby | G11 | GT | OP | 23.9 | 16.4 | 20.4 |  | 6 | 1971 | NG | DFO | Y | Y | N | Electric Utility |  |  |  |  | N | [57 empty] | GAS | [39 empty] | 0.23478 | 0.0034975 | 12.5775
18642 | Tennessee Valley Authority | 3393 | Allen Steam Plant | TN | Shelby | G12 | GT | OP | 23.9 | 16.4 | 20.4 |  | 6 | 1971 | NG | DFO | Y | Y | N | Electric Utility |  |  |  |  | N | [57 empty] | GAS | [39 empty] | 0.23478 | 0.0034975 | 12.5775
18642 | Tennessee Valley Authority | 3393 | Allen Steam Plant | TN | Shelby | G13 | GT | OP | 23.9 | 16.4 | 20.4 |  | 6 | 1971 | NG | DFO | Y | Y | N | Electric Utility |  |  |  |  | N | [57 empty] | GAS | [39 empty] | 0.23478 | 0.0034975 | 12.5775
18642 | Tennessee Valley Authority | 3393 | Allen Steam Plant | TN | Shelby | G14 | GT | OP | 23.9 | 16.4 | 20.4 |  | 6 | 1971 | NG | DFO | Y | Y | N | Electric Utility |  |  |  |  | N | [57 empty] | GAS | [39 empty] | 0.23478 | 0.0034975 | 12.5775
18642 | Tennessee Valley Authority | 3393 | Allen Steam Plant | TN | Shelby | G15 | GT | OP | 23.9 | 16.4 | 20.4 |  | 6 | 1971 | NG | DFO | Y | Y | N | Electric Utility |  |  |  |  | N | [57 empty] | GAS | [39 empty] | 0.23478 | 0.0034975 | 12.5775
18642 | Tennessee Valley Authority | 3393 | Allen Steam Plant | TN | Shelby | G16 | GT | OP | 23.9 | 16.4 | 20.4 |  | 6 | 1971 | NG | DFO | Y | Y | N | Electric Utility |  |  |  |  | N | [57 empty] | GAS | [39 empty] | 0.23478 | 0.0034975 | 12.5775
18642 | Tennessee Valley Authority | 3393 | Allen Steam Plant | TN | Shelby | G17 | GT | OP | 59.6 | 49.8 | 62.2 |  | 9 | 1972 | NG | DFO | Y | Y | N | Electric Utility |  |  |  |  | N | [57 empty] | GAS | TN | Allen | 3393 | ACT17 | 2010 |  | CAIRNOX, CAIROS, CAIRSO2 | 30.42 | 12 | 1153.76 |  | 1.632 | 0.5023 | 4.329 |  | 17789.4 | 4 |  | Shelby | Electric Utility | 4911 | Electric Services | 35.0742 | -90.1439 | Tennessee Valley Authority (Owner/Operator) |  |  | Operating | Combustion turbine | Pipeline Natural Gas | Diesel Oil |  |  |  | 760 | 15.3604 | GAS | 58 | 463.7931 | 0.5023 | 0.18348 | 15.3604
18642 | Tennessee Valley Authority | 3393 | Allen Steam Plant | TN | Shelby | G18 | GT | OP | 59.6 | 49.8 | 62.2 |  | 9 | 1972 | NG | DFO | Y | Y | N | Electric Utility |  |  |  |  | N | [57 empty] | GAS | TN | Allen | 3393 | ACT18 | 2010 |  | CAIRNOX, CAIROS, CAIRSO2 | 3.05 | 12 | 70.23 |  | 0.042 | 0.557 | 0.393 |  | 2022.9 | 4 |  | Shelby | Electric Utility | 4911 | Electric Services | 35.0742 | -90.1439 | Tennessee Valley Authority (Owner/Operator) |  |  | Operating | Combustion turbine | Pipeline Natural Gas | Diesel Oil |  |  |  | 760 | 25.6152 | GAS | 46 | 323.913 | 0.557 | 0.041525 | 20
18642 | Tennessee Valley Authority | 3393 | Allen Steam Plant | TN | Shelby | G19 | GT | OP | 59.6 | 49.8 | 62.2 |  | 9 | 1972 | NG | DFO | Y | Y | N | Electric Utility |  |  |  |  | N | [57 empty] | GAS | TN | Allen | 3393 | ACT19 | 2010 |  | CAIRNOX, CAIROS, CAIRSO2 | 19.75 | 12 | 651.79 |  | 0.892 | 0.511 | 2.537 |  | 10670.9 | 4 |  | Shelby | Electric Utility | 4911 | Electric Services | 35.0742 | -90.1439 | Tennessee Valley Authority (Owner/Operator) |  |  | Operating | Combustion turbine | Pipeline Natural Gas | Diesel Oil |  |  |  | 760 | 16.1172 | GAS | 60 | 481.6667 | 0.511 | 0.16718 | 16.1172
18642 | Tennessee Valley Authority | 3393 | Allen Steam Plant | TN | Shelby | G20 | GT | OP | 59.6 | 49.8 | 62.2 |  | 9 | 1972 | NG | DFO | Y | Y | N | Electric Utility |  |  |  |  | N | [57 empty] | GAS | TN | Allen | 3393 | ACT20 | 2010 |  | CAIRNOX, CAIROS, CAIRSO2 | 31.56 | 12 | 1257.3 |  | 6.259 | 0.6863 | 8.947 |  | 25646 | 4 |  | Shelby | Electric Utility | 4911 | Electric Services | 35.0742 | -90.1439 | Tennessee Valley Authority (Owner/Operator) |  |  | Operating | Combustion turbine | Pipeline Natural Gas | Diesel Oil |  |  |  | 760 | 20.3378 | GAS | 61 | 490.1639 | 0.6863 | 0.48811 | 20
18642 | Tennessee Valley Authority | 3393 | Allen Steam Plant | TN | Shelby | GT1 | GT | OP | 23.9 | 16.4 | 20.4 |  | 6 | 1971 | NG | DFO | Y | Y | N | Electric Utility |  |  |  |  | N | [57 empty] | GAS | [39 empty] | 0.23478 | 0.0034975 | 12.5775
18642 | Tennessee Valley Authority | 3393 | Allen Steam Plant | TN | Shelby | GT2 | GT | OP | 23.9 | 16.4 | 20.4 |  | 6 | 1971 | NG | DFO | Y | Y | N | Electric Utility |  |  |  |  | N | [57 empty] | GAS | [39 empty] | 0.23478 | 0.0034975 | 12.5775
18642 | Tennessee Valley Authority | 3393 | Allen Steam Plant | TN | Shelby | GT3 | GT | OP | 23.9 | 16.4 | 20.4 |  | 6 | 1971 | NG | DFO | Y | Y | N | Electric Utility |  |  |  |  | N | [57 empty] | GAS | [39 empty] | 0.23478 | 0.0034975 | 12.5775
18642 | Tennessee Valley Authority | 3393 | Allen Steam Plant | TN | Shelby | GT4 | GT | OP | 23.9 | 16.4 | 20.4 |  | 6 | 1971 | NG | DFO | Y | Y | N | Electric Utility |  |  |  |  | N | [57 empty] | GAS | [39 empty] | 0.23478 | 0.0034975 | 12.5775
18642 | Tennessee Valley Authority | 3393 | Allen Steam Plant | TN | Shelby | GT5 | GT | OP | 23.9 | 16.4 | 20.4 |  | 6 | 1971 | NG | DFO | Y | Y | N | Electric Utility |  |  |  |  | N | [57 empty] | GAS | [39 empty] | 0.23478 | 0.0034975 | 12.5775
18642 | Tennessee Valley Authority | 3393 | Allen Steam Plant | TN | Shelby | GT6 | GT | OP | 23.9 | 16.4 | 20.4 |  | 6 | 1971 | NG | DFO | Y | Y | N | Electric Utility |  |  |  |  | N | [57 empty] | GAS | [39 empty] | 0.23478 | 0.0034975 | 12.5775
18642 | Tennessee Valley Authority | 3393 | Allen Steam Plant | TN | Shelby | GT7 | GT | OP | 23.9 | 16.4 | 20.4 |  | 6 | 1971 | NG | DFO | Y | Y | N | Electric Utility |  |  |  |  | N | [57 empty] | GAS | [39 empty] | 0.23478 | 0.0034975 | 12.5775
18642 | Tennessee Valley Authority | 3393 | Allen Steam Plant | TN | Shelby | GT8 | GT | OP | 23.9 | 16.4 | 20.4 |  | 6 | 1971 | NG | DFO | Y | Y | N | Electric Utility |  |  |  |  | N | [57 empty] | GAS | [39 empty] | 0.23478 | 0.0034975 | 12.5775
18642 | Tennessee Valley Authority | 3393 | Allen Steam Plant | TN | Shelby | GT9 | GT | OP | 23.9 | 16.4 | 20.4 |  | 6 | 1971 | NG | DFO | Y | Y | N | Electric Utility |  |  |  |  | N | [57 empty] | GAS | [39 empty] | 0.23478 | 0.0034975 | 12.5775
18642 | Tennessee Valley Authority | 3394 | Apalachia | TN | Polk | 1 | HY | OP | 52.2 | 41.2 | 41.2 |  | 11 | 1943 | WAT |  | N | Y | N | Electric Utility |  |  |  |  | N | [57 empty] | N/A | [39 empty] | 0 | 0 | 10.4
18642 | Tennessee Valley Authority | 3394 | Apalachia | TN | Polk | 2 | HY | OP | 41.4 | 41.2 | 41.2 |  | 9 | 1943 | WAT |  | N | Y | N | Electric Utility |  |  |  |  | N | [57 empty] | N/A | [39 empty] | 0 | 0 | 10.4
18642 | Tennessee Valley Authority | 3395 | Boone Dam | TN | Sullivan | 1 | HY | OP | 38 | 37.8 | 29.8 |  | 9 | 1953 | WAT |  | N | Y | N | Electric Utility |  |  |  |  | N | [57 empty] | N/A | [39 empty] | 0 | 0 | 10.4
18642 | Tennessee Valley Authority | 3396 | Bull Run | TN | Anderson | 1 | ST | OP | 950 | 870 | 872 |  | 6 | 1967 | BIT |  | N | Y | N | Electric Utility |  |  |  |  | N | Y |  | N | Y |  |  | 1A | 2008 | 1350000 | [16 empty] | OP: OP; DP: SP; LS: LS; N: N | 1.9 | 98 |  | 3065000 | 100 | OP | EK |  |  | 22 |  | 0.6 |  |  |  | 99.7 | 401 | 2600000 |  |  |  |  | COAL | TN | Bull Run | 3396 | 1 | 2010 |  | ARP, CAIRNOX, CAIROS, CAIRSO2 | 5123.16 | 12 | 4138054.7 |  | 890.079 | 0.0705 | 1221.03 | 3675706.272 | 35825579.61 | 4 | Southeastern Electric Reliability Council | Anderson | Electric Utility | 4911 | Electric Services | 36.0211 | -84.1567 | Tennessee Valley Authority (Owner/Operator) | Phase 2 | Phase II Group 1 | Operating | Tangentially-fired | Coal |  | Wet Limestone | Selective Catalytic Reduction | Electrostatic Precipitator | 12604 | 8.6439 | COAL | 909 | 1978.7844 | 0.0705 | 0.04969 | 8.6439
18642 | Tennessee Valley Authority | 3397 | Cherokee Dam | TN | Jefferson | 1 | HY | OP | 33.4 | 37 | 37 |  | 4 | 1942 | WAT |  | N | Y | N | Electric Utility |  |  |  |  | N | [57 empty] | N/A | [39 empty] | 0 | 0 | 10.4
18642 | Tennessee Valley Authority | 3397 | Cherokee Dam | TN | Jefferson | 2 | HY | OP | 34.6 | 39.8 | 36.1 |  | 1 | 1953 | WAT |  | N | Y | N | Electric Utility |  |  |  |  | N | [57 empty] | N/A | [39 empty] | 0 | 0 | 10.4
18642 | Tennessee Valley Authority | 3397 | Cherokee Dam | TN | Jefferson | 3 | HY | OP | 34.6 | 39.8 | 37.5 |  | 6 | 1942 | WAT |  | N | Y | N | Electric Utility |  |  |  |  | N | [57 empty] | N/A | [39 empty] | 0 | 0 | 10.4
18642 | Tennessee Valley Authority | 3397 | Cherokee Dam | TN | Jefferson | 4 | HY | OP | 32.4 | 25 | 25 |  | 10 | 1953 | WAT |  | N | Y | N | Electric Utility |  |  |  |  | N | [57 empty] | N/A | [39 empty] | 0 | 0 | 10.4
18642 | Tennessee Valley Authority | 3398 | Chickamauga | TN | Hamilton | 1 | HY | OP | 39.9 | 35.4 | 29.8 |  | 7 | 1940 | WAT |  | N | Y | N | Electric Utility |  |  |  |  | N | [57 empty] | N/A | [39 empty] | 0 | 0 | 10.4
18642 | Tennessee Valley Authority | 3398 | Chickamauga | TN | Hamilton | 2 | HY | OP | 39.9 | 35.4 | 29.8 |  | 5 | 1940 | WAT |  | N | Y | N | Electric Utility |  |  |  |  | N | [57 empty] | N/A | [39 empty] | 0 | 0 | 10.4
18642 | Tennessee Valley Authority | 3398 | Chickamauga | TN | Hamilton | 3 | HY | OP | 39.9 | 35.4 | 29.8 |  | 3 | 1940 | WAT |  | N | Y | N | Electric Utility |  |  |  |  | N | [57 empty] | N/A | [39 empty] | 0 | 0 | 10.4
18642 | Tennessee Valley Authority | 3398 | Chickamauga | TN | Hamilton | 4 | HY | OP | 39.9 | 35.4 | 29.8 |  | 3 | 1952 | WAT |  | N | Y | N | Electric Utility |  |  |  |  | N | [57 empty] | N/A | [39 empty] | 0 | 0 | 10.4
18642 | Tennessee Valley Authority | 3399 | Cumberland | TN | Stewart | 1 | ST | OP | 1300 | 1239 | 1265 |  | 3 | 1973 | BIT |  | N | Y | N | Electric Utility |  |  |  |  | N | Y |  |  | Y | [21 empty] | OP: OP; DP: SP; LS: LS; N: N | 4 | 95 | 4470 | 4206000 | 100 | OP | EK |  |  | 20 |  | 1.7 |  |  |  | 99.9 | 163 | 4800000 |  |  |  |  | COAL | TN | Cumberland | 3399 | 1 | 2010 |  | ARP, CAIRNOX, CAIROS, CAIRSO2 | 7310.27 | 12 | 8162960.6 |  | 5713.986 | 0.0632 | 2186.18 | 7768912.699 | 75720356.36 | 4 | Southeastern Electric Reliability Council | Stewart | Electric Utility | 4911 | Electric Services | 36.3903 | -87.6539 | Tennessee Valley Authority (Owner/Operator) | Table 1 | Group 2 | Operating | Cell burner boiler | Coal |  | Wet Limestone | Low NOx Cell Burner Selective Catalytic Reduction | Electrostatic Precipitator | 15208 | 9.2048 | COAL | 1282 | 1993.2806 | 0.0632 | 0.15092 | 9.2048
18642 | Tennessee Valley Authority | 3399 | Cumberland | TN | Stewart | 2 | ST | OP | 1300 | 1231 | 1257 |  | 11 | 1973 | BIT |  | N | Y | N | Electric Utility |  |  |  |  | N | Y |  |  | Y | [21 empty] | OP: OP; DP: SP; LS: LS; N: N | 4 | 95 | 4470 | 4206000 | 100 | OP | EK |  |  | 20 |  | 1.7 |  |  |  | 99.9 | 163 | 4800000 |  |  |  |  | COAL | TN | Cumberland | 3399 | 2 | 2010 |  | ARP, CAIRNOX, CAIROS, CAIRSO2 | 6191.25 | 12 | 6885731.62 |  | 5706.701 | 0.0879 | 2702.868 | 6819980.324 | 66471566.28 | 4 | Southeastern Electric Reliability Council | Stewart | Electric Utility | 4911 | Electric Services | 36.3903 | -87.6539 | Tennessee Valley Authority (Owner/Operator) | Table 1 | Group 2 | Operating | Cell burner boiler | Coal |  | Wet Limestone | Low NOx Cell Burner Selective Catalytic Reduction | Electrostatic Precipitator | 16100 | 9.5797 | COAL | 1304 | 1981.3047 | 0.0879 | 0.1717 | 9.5797
18642 | Tennessee Valley Authority | 3400 | Douglas Dam | TN | Sevier | 1 | HY | OP | 36.5 | 44.2 | 27 |  | 1 | 1944 | WAT |  | N | Y | N | Electric Utility |  |  |  |  | N | [57 empty] | N/A | [39 empty] | 0 | 0 | 10.4
18642 | Tennessee Valley Authority | 3400 | Douglas Dam | TN | Sevier | 2 | HY | OP | 41.4 | 44.7 | 27.5 |  | 5 | 1949 | WAT |  | N | Y | N | Electric Utility |  |  |  |  | N | [57 empty] | N/A | [39 empty] | 0 | 0 | 10.4
18642 | Tennessee Valley Authority | 3400 | Douglas Dam | TN | Sevier | 3 | HY | OP | 31.5 | 44.5 | 27.6 |  | 3 | 1943 | WAT |  | N | Y | N | Electric Utility |  |  |  |  | N | [57 empty] | N/A | [39 empty] | 0 | 0 | 10.4
18642 | Tennessee Valley Authority | 3400 | Douglas Dam | TN | Sevier | 4 | HY | OP | 41.4 | 44.5 | 29.1 |  | 8 | 1954 | WAT |  | N | Y | N | Electric Utility |  |  |  |  | N | [57 empty] | N/A | [39 empty] | 0 | 0 | 10.4
18642 | Tennessee Valley Authority | 3401 | Fort Patrick Henry | TN | Sullivan | 1 | HY | OP | 29.7 | 20.4 | 20.4 |  | 2 | 1954 | WAT |  | N | Y | N | Electric Utility |  |  |  |  | N | [57 empty] | N/A | [39 empty] | 0 | 0 | 10.4
18642 | Tennessee Valley Authority | 3401 | Fort Patrick Henry | TN | Sullivan | 2 | HY | OP | 29.7 | 20.3 | 20.3 |  | 12 | 1953 | WAT |  | N | Y | N | Electric Utility |  |  |  |  | N | [57 empty] | N/A | [39 empty] | 0 | 0 | 10.4
18642 | Tennessee Valley Authority | 3402 | Fort Loudoun | TN | Loudon | 1 | HY | OP | 35.5 | 39.9 | 38.4 |  | 1 | 1944 | WAT |  | N | Y | N | Electric Utility |  |  |  |  | N | [57 empty] | N/A | [39 empty] | 0 | 0 | 10.4
18642 | Tennessee Valley Authority | 3402 | Fort Loudoun | TN | Loudon | 2 | HY | OP | 34.2 | 37.7 | 37.7 |  | 11 | 1943 | WAT |  | N | Y | N | Electric Utility |  |  |  |  | N | [57 empty] | N/A | [39 empty] | 0 | 0 | 10.4
18642 | Tennessee Valley Authority | 3402 | Fort Loudoun | TN | Loudon | 3 | HY | OP | 43 | 45.3 | 42.8 |  | 10 | 1948 | WAT |  | N | Y | N | Electric Utility |  |  |  |  | N | [57 empty] | N/A | [39 empty] | 0 | 0 | 10.4
18642 | Tennessee Valley Authority | 3402 | Fort Loudoun | TN | Loudon | 4 | HY | OP | 40.6 | 45.3 | 42.8 |  | 1 | 1949 | WAT |  | N | Y | N | Electric Utility |  |  |  |  | N | [57 empty] | N/A | [39 empty] | 0 | 0 | 10.4
18642 | Tennessee Valley Authority | 3403 | Gallatin | TN | Sumner | 1 | ST | OP | 300 | 225 | 228 |  | 11 | 1956 | SUB | BIT | N | Y | N | Electric Utility |  |  |  |  | N | Y |  | Y |  |  |  | 41276 | 1956 | 845000 | [31 empty] | OP | EK |  |  | 20 |  | 1 |  |  |  | 99.5 | 152 | 920000 |  |  |  |  | COAL | TN | Gallatin | 3403 | 1 | 2010 | CSGA12 | ARP, CAIRNOX, CAIROS, CAIRSO2 | 7812.68 | 12 | 1646006.05 |  | 4434.125 | 0.1477 | 1056.19 | 1507632.907 | 14374823.17 | 4 |  | Sumner | Electric Utility | 4911 | Electric Services | 36.3156 | -86.4006 | Tennessee Valley Authority (Owner/Operator) | Table 1 | Phase 1 Group 1 | Operating | Tangentially-fired | Coal |  |  | Low NOx Burner Technology w/ Separated OFA | Electrostatic Precipitator | 4456 | 8.6665 | COAL | 254 | 1942.9825 | 0.1477 | 0.61693 | 8.6665
18642 | Tennessee Valley Authority | 3403 | Gallatin | TN | Sumner | 2 | ST | OP | 300 | 225 | 228 |  | 6 | 1957 | SUB | BIT | N | Y | N | Electric Utility |  |  |  |  | N | Y |  | Y |  |  |  | 41276 | 1956 | 845000 | [31 empty] | OP | EK |  |  | 20 |  | 1 |  |  |  | 99.5 | 152 | 920000 |  |  |  |  | COAL | TN | Gallatin | 3403 | 2 | 2010 | CSGA12 | ARP, CAIRNOX, CAIROS, CAIRSO2 | 7699.98 | 12 | 1659512.52 |  | 4573.056 | 0.1472 | 1080.468 | 1547757.402 | 14757421.99 | 4 |  | Sumner | Electric Utility | 4911 | Electric Services | 36.3156 | -86.4006 | Tennessee Valley Authority (Owner/Operator) | Table 1 | Phase 1 Group 1 | Operating | Tangentially-fired | Coal |  |  | Low NOx Burner Technology w/ Separated OFA | Electrostatic Precipitator | 3717 | 8.8601 | COAL | 243 | 1967.1053 | 0.1472 | 0.61976 | 8.8601
18642 | Tennessee Valley Authority | 3403 | Gallatin | TN | Sumner | 3 | ST | OP | 327.6 | 263 | 266 |  | 5 | 1959 | SUB | BIT | N | Y | N | Electric Utility |  |  |  |  | N | Y |  | Y |  |  |  | 41337 | 1959 | 945000 | [31 empty] | OP | EK |  |  | 20 |  | 1 |  |  |  | 99.5 | 165 | 1000000 |  |  |  |  | COAL | TN | Gallatin | 3403 | 3 | 2010 | CSGA34 | ARP, CAIRNOX, CAIROS, CAIRSO2 | 7811.46 | 12 | 1932475.03 |  | 5487.959 | 0.156 | 1431.499 | 1935553.247 | 18454951.95 | 4 |  | Sumner | Electric Utility | 4911 | Electric Services | 36.3156 | -86.4006 | Tennessee Valley Authority (Owner/Operator) | Table 1 | Phase 1 Group 1 | Operating | Tangentially-fired | Coal |  |  | Low NOx Burner Technology w/ Separated OFA | Electrostatic Precipitator | 4712 | 9.4831 | COAL | 286 | 1962.406 | 0.156 | 0.59474 | 9.4831
18642 | Tennessee Valley Authority | 3403 | Gallatin | TN | Sumner | 4 | ST | OP | 327.6 | 263 | 266 |  | 8 | 1959 | SUB | BIT | N | Y | N | Electric Utility |  |  |  |  | N | Y |  | Y |  |  |  | 41337 | 1959 | 945000 | [31 empty] | OP | EK |  |  | 20 |  | 1 |  |  |  | 99.5 | 165 | 1000000 |  |  |  |  | COAL | TN | Gallatin | 3403 | 4 | 2010 | CSGA34 | ARP, CAIRNOX, CAIROS, CAIRSO2 | 8344.8 | 12 | 2002831.82 |  | 5730.005 | 0.1544 | 1486.645 | 2022184.109 | 19280957.54 | 4 |  | Sumner | Electric Utility | 4911 | Electric Services | 36.3156 | -86.4006 | Tennessee Valley Authority (Owner/Operator) | Table 1 | Phase 1 Group 1 | Operating | Tangentially-fired | Coal |  |  | Low NOx Burner Technology w/ Separated OFA | Electrostatic Precipitator | 4433 | 9.5508 | COAL | 284 | 1966.1654 | 0.1544 | 0.59437 | 9.5508
18642 | Tennessee Valley Authority | 3403 | Gallatin | TN | Sumner | GT1 | GT | OP | 81.3 | 71.5 | 88.7 |  | 7 | 1975 | NG | DFO | Y | Y | N | Electric Utility |  |  |  |  | N | [57 empty] | GAS | TN | Gallatin | 3403 | GCT1 | 2010 |  | CAIRNOX, CAIROS, CAIRSO2 | 108 | 12 | 5292 |  | 16.063 | 0.6283 | 30.78 |  | 97701.7 | 4 |  | Sumner | Electric Utility | 4911 | Electric Services | 36.3156 | -86.4006 | Tennessee Valley Authority (Owner/Operator) |  |  | Operating | Combustion turbine | Pipeline Natural Gas | Diesel Oil |  |  |  | 1137 | 16.631 | GAS | 92 | 481.398 | 0.6283 | 0.32882 | 16.631
18642 | Tennessee Valley Authority | 3403 | Gallatin | TN | Sumner | GT2 | GT | OP | 81.3 | 71.5 | 88.7 |  | 7 | 1975 | NG | DFO | Y | Y | N | Electric Utility |  |  |  |  | N | [57 empty] | GAS | TN | Gallatin | 3403 | GCT2 | 2010 |  | CAIRNOX, CAIROS, CAIRSO2 | 162 | 12 | 7618 |  | 2.348 | 0.4975 | 27.064 |  | 109349.1 | 4 |  | Sumner | Electric Utility | 4911 | Electric Services | 36.3156 | -86.4006 | Tennessee Valley Authority (Owner/Operator) |  |  | Operating | Combustion turbine | Pipeline Natural Gas | Diesel Oil |  |  |  | 1137 | 14.2104 | GAS | 90 | 492.6719 | 0.4975 | 0.042945 | 14.2104
18642 | Tennessee Valley Authority | 3403 | Gallatin | TN | Sumner | GT3 | GT | OP | 81.3 | 71.5 | 88.7 |  | 7 | 1975 | NG | DFO | Y | Y | N | Electric Utility |  |  |  |  | N | [57 empty] | GAS | TN | Gallatin | 3403 | GCT3 | 2010 |  | CAIRNOX, CAIROS, CAIRSO2 | 165 | 12 | 8250 |  | 1.813 | 0.4905 | 28.841 |  | 117898.1 | 4 |  | Sumner | Electric Utility | 4911 | Electric Services | 36.3156 | -86.4006 | Tennessee Valley Authority (Owner/Operator) |  |  | Operating | Combustion turbine | Pipeline Natural Gas | Diesel Oil |  |  |  | 1137 | 14.2388 | GAS | 91 | 487.0349 | 0.4905 | 0.030755 | 14.2388
18642 | Tennessee Valley Authority | 3403 | Gallatin | TN | Sumner | GT4 | GT | OP | 81.3 | 71.5 | 88.7 |  | 7 | 1975 | NG | DFO | Y | Y | N | Electric Utility |  |  |  |  | N | [57 empty] | GAS | TN | Gallatin | 3403 | GCT4 | 2010 |  | CAIRNOX, CAIROS, CAIRSO2 | 176 | 12 | 8339 |  | 4.927 | 0.5128 | 30.832 |  | 120090.4 | 4 |  | Sumner | Electric Utility | 4911 | Electric Services | 36.3156 | -86.4006 | Tennessee Valley Authority (Owner/Operator) |  |  | Operating | Combustion turbine | Pipeline Natural Gas | Diesel Oil |  |  |  | 1137 | 14.268 | GAS | 91 | 487.0349 | 0.5128 | 0.082055 | 14.268
18642 | Tennessee Valley Authority | 3403 | Gallatin | TN | Sumner | GT5 | GT | OP | 84.5 | 78.3 | 93.7 |  | 7 | 2000 | NG | DFO | Y | Y | N | Electric Utility |  |  |  |  | N | [57 empty] | GAS | TN | Gallatin | 3403 | GCT1 | 2010 |  | CAIRNOX, CAIROS, CAIRSO2 | 108 | 12 | 5292 |  | 16.063 | 0.6283 | 30.78 |  | 97701.7 | 4 |  | Sumner | Electric Utility | 4911 | Electric Services | 36.3156 | -86.4006 | Tennessee Valley Authority (Owner/Operator) |  |  | Operating | Combustion turbine | Pipeline Natural Gas | Diesel Oil |  |  |  | 1137 | 16.631 | GAS | 92 | -9.2391 | 0.6283 | 0.32882 | 16.631
18642 | Tennessee Valley Authority | 3403 | Gallatin | TN | Sumner | GT6 | GT | OP | 84.5 | 78.3 | 93.7 |  | 7 | 2000 | NG | DFO | Y | Y | N | Electric Utility |  |  |  |  | N | [57 empty] | GAS | TN | Gallatin | 3403 | GCT1 | 2010 |  | CAIRNOX, CAIROS, CAIRSO2 | 108 | 12 | 5292 |  | 16.063 | 0.6283 | 30.78 |  | 97701.7 | 4 |  | Sumner | Electric Utility | 4911 | Electric Services | 36.3156 | -86.4006 | Tennessee Valley Authority (Owner/Operator) |  |  | Operating | Combustion turbine | Pipeline Natural Gas | Diesel Oil |  |  |  | 1137 | 16.631 | GAS | 92 | -9.2391 | 0.6283 | 0.32882 | 16.631
18642 | Tennessee Valley Authority | 3403 | Gallatin | TN | Sumner | GT7 | GT | OP | 84.5 | 78.3 | 93.7 |  | 7 | 2000 | NG | DFO | Y | Y | N | Electric Utility |  |  |  |  | N | [57 empty] | GAS | TN | Gallatin | 3403 | GCT1 | 2010 |  | CAIRNOX, CAIROS, CAIRSO2 | 108 | 12 | 5292 |  | 16.063 | 0.6283 | 30.78 |  | 97701.7 | 4 |  | Sumner | Electric Utility | 4911 | Electric Services | 36.3156 | -86.4006 | Tennessee Valley Authority (Owner/Operator) |  |  | Operating | Combustion turbine | Pipeline Natural Gas | Diesel Oil |  |  |  | 1137 | 16.631 | GAS | 92 | -9.2391 | 0.6283 | 0.32882 | 16.631
18642 | Tennessee Valley Authority | 3403 | Gallatin | TN | Sumner | GT8 | GT | OP | 84.5 | 78.3 | 93.7 |  | 7 | 2000 | NG | DFO | Y | Y | N | Electric Utility |  |  |  |  | N | [57 empty] | GAS | TN | Gallatin | 3403 | GCT1 | 2010 |  | CAIRNOX, CAIROS, CAIRSO2 | 108 | 12 | 5292 |  | 16.063 | 0.6283 | 30.78 |  | 97701.7 | 4 |  | Sumner | Electric Utility | 4911 | Electric Services | 36.3156 | -86.4006 | Tennessee Valley Authority (Owner/Operator) |  |  | Operating | Combustion turbine | Pipeline Natural Gas | Diesel Oil |  |  |  | 1137 | 16.631 | GAS | 92 | -9.2391 | 0.6283 | 0.32882 | 16.631
18642 | Tennessee Valley Authority | 3404 | Great Falls | TN | Warren | 1 | HY | OP | 15.3 | 15.9 | 16 |  | 12 | 1916 | WAT |  | N | Y | N | Electric Utility | [62 empty] | N/A | [39 empty] | 0 | 0 | 10.4
18642 | Tennessee Valley Authority | 3404 | Great Falls | TN | Warren | 2 | HY | OP | 18.4 | 19.5 | 19.6 |  | 10 | 1924 | WAT |  | N | Y | N | Electric Utility | [62 empty] | N/A | [39 empty] | 0 | 0 | 10.4
18642 | Tennessee Valley Authority | 3405 | John Sevier | TN | Hawkins | 1 | ST | OP | 200 | 176 | 178 |  | 7 | 1955 | BIT |  | N | Y | N | Electric Utility |  |  |  | 2012 | N | Y |  | Y |  |  |  | 41276 | 1955 | 661400 | [31 empty] | OP | MC | EK |  | 12 |  | 1 |  |  |  | 99.6 | 90 | 920000 |  |  |  |  | COAL | TN | John Sevier | 3405 | 1 | 2010 | CSJS12 | ARP, CAIRNOX, CAIROS, CAIRSO2 | 6359.38 | 12 | 928623.77 |  | 5094.434 | 0.238 | 1058.177 | 921471.633 | 8981230.523 | 4 | Southeastern Electric Reliability Council | Hawkins | Electric Utility | 4911 | Electric Services | 36.3767 | -82.9639 | Tennessee Valley Authority (Owner/Operator) | Phase 2 | Early Election | Operating | Tangentially-fired | Coal |  |  | Low NOx Burner Technology w/ Separated OFA Selective Non-catalytic Reduction | Electrostatic Precipitator | 3128 | 9.6103 | COAL | 183 | 1985.9551 | 0.238 | 1.1345 | 9.6103
18642 | Tennessee Valley Authority | 3405 | John Sevier | TN | Hawkins | 2 | ST | OP | 200 | 176 | 178 |  | 9 | 1955 | BIT |  | N | Y | N | Electric Utility |  |  |  | 2012 | N | Y |  | Y |  |  |  | 41276 | 1955 | 661400 | [31 empty] | OP | MC | EK |  | 12 |  | 1 |  |  |  | 99.6 | 90 | 920000 |  |  |  |  | COAL | TN | John Sevier | 3405 | 2 | 2010 | CSJS12 | ARP, CAIRNOX, CAIROS, CAIRSO2 | 8203.96 | 12 | 1207885.38 |  | 6628.576 | 0.2373 | 1372.923 | 1194693.411 | 11644223.52 | 4 | Southeastern Electric Reliability Council | Hawkins | Electric Utility | 4911 | Electric Services | 36.3767 | -82.9639 | Tennessee Valley Authority (Owner/Operator) | Phase 2 | Early Election | Operating | Tangentially-fired | Coal |  |  | Low NOx Burner Technology w/ Separated OFA Selective Non-catalytic Reduction | Electrostatic Precipitator | 3180 | 9.6153 | COAL | 186 | 1977.5281 | 0.2373 | 1.1385 | 9.6153
18642 | Tennessee Valley Authority | 3405 | John Sevier | TN | Hawkins | 3 | ST | OP | 200 | 176 | 178 |  | 2 | 1956 | BIT |  | N | Y | N | Electric Utility |  |  |  | 2015 | N | Y |  | Y |  |  |  | 41337 | 1956 | 661400 | [31 empty] | OP | MC | EK |  | 12 |  | 1 |  |  |  | 99.6 | 90 | 920000 |  |  |  |  | COAL | TN | John Sevier | 3405 | 3 | 2010 | CSJS34 | ARP, CAIRNOX, CAIROS, CAIRSO2 | 7079.36 | 12 | 1065350.92 |  | 5617.514 | 0.259 | 1249.967 | 1001518.047 | 9761407.411 | 4 | Southeastern Electric Reliability Council | Hawkins | Electric Utility | 4911 | Electric Services | 36.3767 | -82.9639 | Tennessee Valley Authority (Owner/Operator) | Phase 2 | Early Election | Operating | Tangentially-fired | Coal |  |  | Low NOx Burner Technology w/ Separated OFA Selective Non-catalytic Reduction | Electrostatic Precipitator | 3008 | 8.9887 | COAL | 194 | 1955.0562 | 0.259 | 1.151 | 8.9887
18642 | Tennessee Valley Authority | 3405 | John Sevier | TN | Hawkins | 4 | ST | OP | 200 | 176 | 178 |  | 10 | 1957 | BIT |  | N | Y | N | Electric Utility |  |  |  | 2015 | N | Y |  | Y |  |  |  | 41337 | 1956 | 661400 | [31 empty] | OP | MC | EK |  | 12 |  | 1 |  |  |  | 99.6 | 90 | 920000 |  |  |  |  | COAL | TN | John Sevier | 3405 | 4 | 2010 | CSJS34 | ARP, CAIRNOX, CAIROS, CAIRSO2 | 6635.2 | 12 | 969274.53 |  | 5199.313 | 0.2634 | 1177.708 | 925382.805 | 9019336.813 | 4 | Southeastern Electric Reliability Council | Hawkins | Electric Utility | 4911 | Electric Services | 36.3767 | -82.9639 | Tennessee Valley Authority (Owner/Operator) | Phase 2 | Early Election | Operating | Tangentially-fired | Coal |  |  | Low NOx Burner Technology w/ Separated OFA Selective Non-catalytic Reduction | Electrostatic Precipitator | 2997 | 9.1771 | COAL | 192 | 1960.6742 | 0.2634 | 1.1529 | 9.1771
18642 | Tennessee Valley Authority | 3406 | Johnsonville | TN | Humphreys | 1 | ST | OP | 125 | 107 | 113 |  | 10 | 1951 | SUB | BIT | N | Y | Y | Electric Utility |  |  |  | 2017 | N | Y |  | Y |  |  |  | 41284 | 1982 | 3017000 | [31 empty] | OP | MC | EK |  | 9 |  | 2 |  |  |  | 99.6 | 63 | 478000 |  |  |  |  | COAL | TN | Johnsonville | 3406 | 1 | 2010 | CSJO10 | ARP, CAIRNOX, CAIROS, CAIRSO2 | 8759.78 | 12 | 752298.32 |  | 4216.296 | 0.2945 | 1082.091 | 764522.696 | 7349411.156 | 4 |  | Humphreys | Electric Utility | 4911 | Electric Services | 36.0278 | -87.9861 | Tennessee Valley Authority (Owner/Operator) | Table 1 | Phase 1 Group 1 | Operating | Tangentially-fired | Coal |  |  | Selective Non-catalytic Reduction | Electrostatic Precipitator | 2289 | 9.7437 | COAL | 115 | 1991.1504 | 0.2945 | 1.1474 | 9.7437
18642 | Tennessee Valley Authority | 3406 | Johnsonville | TN | Humphreys | 10 | ST | OP | 172.8 | 141 | 144 |  | 8 | 1959 | SUB | BIT | N | Y | Y | Electric Utility |  |  |  | 2015 | N | Y |  | Y |  |  |  | 41284 | 1982 | 3017000 | [31 empty] | OP | EK |  |  |  |  | 1.5 | 2.2 |  |  | 99.7 | 64 | 550000 |  |  |  |  | COAL | TN | Johnsonville | 3406 | 10 | 2010 | CSJO10 | ARP, CAIRNOX, CAIROS, CAIRSO2 | 7002.47 | 12 | 705983.43 |  | 3824.402 | 0.2983 | 1018.293 | 710637.493 | 6831413.172 | 4 |  | Humphreys | Electric Utility | 4911 | Electric Services | 36.0278 | -87.9861 | Tennessee Valley Authority (Owner/Operator) | Table 1 | Phase 1 Group 1 | Operating | Dry bottom wall-fired boiler | Coal |  |  | Low NOx Burner Technology (Dry Bottom only) | Electrostatic Precipitator | 1917 | 9.6188 | COAL | 139 | 1982.0144 | 0.2983 | 1.1197 | 9.6188
18642 | Tennessee Valley Authority | 3406 | Johnsonville | TN | Humphreys | 2 | ST | OP | 125 | 107 | 113 |  | 11 | 1951 | SUB | BIT | N | Y | Y | Electric Utility |  |  |  | 2017 | N | Y |  | Y |  |  |  | 41284 | 1982 | 3017000 | [31 empty] | OP | MC | EK |  | 9 |  | 2 |  |  |  | 99.6 | 63 | 478000 |  |  |  |  | COAL | TN | Johnsonville | 3406 | 2 | 2010 | CSJO10 | ARP, CAIRNOX, CAIROS, CAIRSO2 | 8249.78 | 12 | 713145.95 |  | 3992.889 | 0.295 | 1026.267 | 724319.541 | 6962936.496 | 4 |  | Humphreys | Electric Utility | 4911 | Electric Services | 36.0278 | -87.9861 | Tennessee Valley Authority (Owner/Operator) | Table 1 | Phase 1 Group 1 | Operating | Tangentially-fired | Coal |  |  |  | Electrostatic Precipitator | 2244 | 9.7795 | COAL | 118 | 1977.8761 | 0.295 | 1.1469 | 9.7637
18642 | Tennessee Valley Authority | 3406 | Johnsonville | TN | Humphreys | 3 | ST | OP | 125 | 107 | 113 |  | 2 | 1952 | SUB | BIT | N | Y | Y | Electric Utility |  |  |  | 2017 | N | Y |  | Y |  |  |  | 41284 | 1982 | 3017000 | [31 empty] | OP | MC | EK |  | 9 |  | 2 |  |  |  | 99.6 | 63 | 478000 |  |  |  |  | COAL | TN | Johnsonville | 3406 | 3 | 2010 | CSJO10 | ARP, CAIRNOX, CAIROS, CAIRSO2 | 8538.28 | 12 | 771807.63 |  | 4326.795 | 0.2944 | 1109.183 | 783886.329 | 7535555.8 | 4 |  | Humphreys | Electric Utility | 4911 | Electric Services | 36.0278 | -87.9861 | Tennessee Valley Authority (Owner/Operator) | Table 1 | Phase 1 Group 1 | Operating | Tangentially-fired | Coal |  |  |  | Electrostatic Precipitator | 1591 | 9.7562 | COAL | 120 | 1969.0265 | 0.2944 | 1.1484 | 9.7562
18642 | Tennessee Valley Authority | 3406 | Johnsonville | TN | Humphreys | 4 | ST | OP | 125 | 107 | 113 |  | 4 | 1952 | SUB | BIT | N | Y | Y | Electric Utility |  |  |  | 2017 | N | Y |  | Y |  |  |  | 41284 | 1982 | 3017000 | [31 empty] | OP | MC | EK |  | 9 |  | 2 |  |  |  | 99.6 | 63 | 478000 |  |  |  |  | COAL | TN | Johnsonville | 3406 | 4 | 2010 | CSJO10 | ARP, CAIRNOX, CAIROS, CAIRSO2 | 7367.53 | 12 | 680649.61 |  | 3753.341 | 0.2986 | 989.768 | 689333.23 | 6626614.762 | 4 |  | Humphreys | Electric Utility | 4911 | Electric Services | 36.0278 | -87.9861 | Tennessee Valley Authority (Owner/Operator) | Table 1 | Phase 1 Group 1 | Operating | Tangentially-fired | Coal |  |  | Selective Non-catalytic Reduction | Electrostatic Precipitator | 2448 | 9.6947 | COAL | 122 | 1960.177 | 0.2986 | 1.1328 | 9.6947
18642 | Tennessee Valley Authority | 3406 | Johnsonville | TN | Humphreys | 5 | ST | OP | 147 | 107 | 113 |  | 11 | 1952 | SUB | BIT | N | Y | Y | Electric Utility |  |  |  | 2015 | N | Y |  | Y |  |  |  | 41284 | 1982 | 3017000 | [31 empty] | OP | MC | EK |  | 9 |  | 2 |  |  |  | 99.6 | 62 | 478000 |  |  |  |  | COAL | TN | Johnsonville | 3406 | 5 | 2010 | CSJO10 | ARP, CAIRNOX, CAIROS, CAIRSO2 | 6510.45 | 12 | 572072.64 |  | 3155.488 | 0.301 | 835.247 | 577813.015 | 5554563.897 | 4 |  | Humphreys | Electric Utility | 4911 | Electric Services | 36.0278 | -87.9861 | Tennessee Valley Authority (Owner/Operator) | Table 1 | Phase 1 Group 1 | Operating | Tangentially-fired | Coal |  |  |  | Electrostatic Precipitator | 2511 | 9.6664 | COAL | 111 | 1990.991 | 0.301 | 1.1362 | 9.6664
18642 | Tennessee Valley Authority | 3406 | Johnsonville | TN | Humphreys | 6 | ST | OP | 147 | 107 | 113 |  | 2 | 1953 | SUB | BIT | N | Y | Y | Electric Utility |  |  |  | 2015 | N | Y |  | Y |  |  |  | 41284 | 1982 | 3017000 | [31 empty] | OP | MC | EK |  | 9 |  | 2 |  |  |  | 99.6 | 62 | 478000 |  |  |  |  | COAL | TN | Johnsonville | 3406 | 6 | 2010 | CSJO10 | ARP, CAIRNOX, CAIROS, CAIRSO2 | 7105.09 | 12 | 614506.19 |  | 3414.212 | 0.2979 | 889.877 | 621637.459 | 5975850.351 | 4 |  | Humphreys | Electric Utility | 4911 | Electric Services | 36.0278 | -87.9861 | Tennessee Valley Authority (Owner/Operator) | Table 1 | Phase 1 Group 1 | Operating | Tangentially-fired | Coal |  |  |  | Electrostatic Precipitator | 2275 | 9.6529 | COAL | 116 | 1986.7257 | 0.2979 | 1.1427 | 9.6529
18642 | Tennessee Valley Authority | 3406 | Johnsonville | TN | Humphreys | 7 | ST | OP | 172.8 | 141 | 144 |  | 11 | 1958 | SUB | BIT | N | Y | Y | Electric Utility |  |  |  | 2015 | N | Y |  | Y |  |  |  | 41284 | 1982 | 3017000 | [31 empty] | OP | EK |  |  |  |  | 1.5 | 2.2 |  |  | 99.7 | 64 | 550000 |  |  |  |  | COAL | TN | Johnsonville | 3406 | 7 | 2010 | CSJO10 | ARP, CAIRNOX, CAIROS, CAIRSO2 | 8064.96 | 12 | 884140.53 |  | 4871.609 | 0.2954 | 1265.955 | 891341.828 | 8568536.679 | 4 |  | Humphreys | Electric Utility | 4911 | Electric Services | 36.0278 | -87.9861 | Tennessee Valley Authority (Owner/Operator) | Table 1 | Phase 1 Group 1 | Operating | Dry bottom wall-fired boiler | Coal |  |  | Low NOx Burner Technology (Dry Bottom only) | Electrostatic Precipitator | 2414 | 9.6261 | COAL | 150 | 1979.1667 | 0.2954 | 1.1371 | 9.6261
18642 | Tennessee Valley Authority | 3406 | Johnsonville | TN | Humphreys | 8 | ST | OP | 172.8 | 141 | 144 |  | 1 | 1959 | SUB | BIT | N | Y | Y | Electric Utility |  |  |  | 2015 | N | Y |  | Y |  |  |  | 41284 | 1982 | 3017000 | [31 empty] | OP | EK |  |  |  |  | 1.5 | 2.2 |  |  | 99.7 | 64 | 550000 |  |  |  |  | COAL | TN | Johnsonville | 3406 | 8 | 2010 | CSJO10 | ARP, CAIRNOX, CAIROS, CAIRSO2 | 6842.68 | 12 | 700722.26 |  | 3994.502 | 0.303 | 1032.392 | 708209.415 | 6808072.766 | 4 |  | Humphreys | Electric Utility | 4911 | Electric Services | 36.0278 | -87.9861 | Tennessee Valley Authority (Owner/Operator) | Table 1 | Phase 1 Group 1 | Operating | Dry bottom wall-fired boiler | Coal |  |  | Low NOx Burner Technology (Dry Bottom only) | Electrostatic Precipitator | 2361 | 9.6862 | COAL | 133 | 1958.6466 | 0.303 | 1.1735 | 9.6862
18642 | Tennessee Valley Authority | 3406 | Johnsonville | TN | Humphreys | 9 | ST | OP | 172.8 | 141 | 144 |  | 6 | 1959 | SUB | BIT | N | Y | Y | Electric Utility |  |  |  | 2015 | N | Y |  | Y |  |  |  | 41284 | 1982 | 3017000 | [31 empty] | OP | EK |  |  |  |  | 1.5 | 2.2 |  |  | 99.7 | 64 | 550000 |  |  |  |  | COAL | TN | Johnsonville | 3406 | 9 | 2010 | CSJO10 | ARP, CAIRNOX, CAIROS, CAIRSO2 | 8167.01 | 12 | 913092.76 |  | 5052.247 | 0.2977 | 1323.964 | 923183.226 | 8874630.119 | 4 |  | Humphreys | Electric Utility | 4911 | Electric Services | 36.0278 | -87.9861 | Tennessee Valley Authority (Owner/Operator) | Table 1 | Phase 1 Group 1 | Operating | Dry bottom wall-fired boiler | Coal |  |  | Low NOx Burner Technology (Dry Bottom only) | Electrostatic Precipitator | 2279 | 9.6721 | COAL | 148 | 1986.1111 | 0.2977 | 1.1386 | 9.6721
18642 | Tennessee Valley Authority | 3406 | Johnsonville | TN | Humphreys | G10 | GT | OP | 68 | 51.5 | 62.5 |  | 6 | 1975 | NG | DFO | Y | Y | N | Electric Utility |  |  |  |  | N | [57 empty] | GAS | TN | Johnsonville | 3406 | JCT10 | 2010 |  | CAIRNOX, CAIROS, CAIRSO2 | 32 | 12 | 1063 |  | 1.698 | 0.5596 | 3.938 |  | 13903.3 | 4 |  | Humphreys | Electric Utility | 4911 | Electric Services | 36.0278 | -87.9861 | Tennessee Valley Authority (Owner/Operator) |  |  | Operating | Combustion turbine | Pipeline Natural Gas | Diesel Oil |  |  |  | 790 | 13.1171 | GAS | 67 | 464 | 0.5596 | 0.24426 | 13.0793
18642 | Tennessee Valley Authority | 3406 | Johnsonville | TN | Humphreys | G11 | GT | OP | 68 | 51.5 | 62.5 |  | 6 | 1975 | NG | DFO | Y | Y | N | Electric Utility |  |  |  |  | N | [57 empty] | GAS | TN | Johnsonville | 3406 | JCT11 | 2010 |  | CAIRNOX, CAIROS, CAIRSO2 | 66 | 12 | 2321 |  | 1.956 | 0.5032 | 7.022 |  | 28272.2 | 4 |  | Humphreys | Electric Utility | 4911 | Electric Services | 36.0278 | -87.9861 | Tennessee Valley Authority (Owner/Operator) |  |  | Operating | Combustion turbine | Pipeline Natural Gas | Diesel Oil |  |  |  | 790 | 12.1848 | GAS | 63 | 496 | 0.5032 | 0.13837 | 12.181
18642 | Tennessee Valley Authority | 3406 | Johnsonville | TN | Humphreys | G12 | GT | OP | 68 | 51.5 | 62.5 |  | 6 | 1975 | NG | DFO | Y | Y | N | Electric Utility |  |  |  |  | N | [57 empty] | GAS | TN | Johnsonville | 3406 | JCT12 | 2010 |  | CAIRNOX, CAIROS, CAIRSO2 | 66 | 12 | 2473 |  | 1.857 | 0.4882 | 7.511 |  | 31009.3 | 4 |  | Humphreys | Electric Utility | 4911 | Electric Services | 36.0278 | -87.9861 | Tennessee Valley Authority (Owner/Operator) |  |  | Operating | Combustion turbine | Pipeline Natural Gas | Diesel Oil |  |  |  | 790 | 12.5417 | GAS | 65 | 480 | 0.4882 | 0.11977 | 12.5391
18642 | Tennessee Valley Authority | 3406 | Johnsonville | TN | Humphreys | G13 | GT | OP | 68 | 51.5 | 62.5 |  | 6 | 1975 | NG | DFO | Y | Y | N | Electric Utility |  |  |  |  | N | [57 empty] | GAS | TN | Johnsonville | 3406 | JCT13 | 2010 |  | CAIRNOX, CAIROS, CAIRSO2 | 67 | 12 | 2392 |  | 1.768 | 0.4908 | 7.429 |  | 30889.1 | 4 |  | Humphreys | Electric Utility | 4911 | Electric Services | 36.0278 | -87.9861 | Tennessee Valley Authority (Owner/Operator) |  |  | Operating | Combustion turbine | Pipeline Natural Gas | Diesel Oil |  |  |  | 790 | 12.9097 | GAS | 52 | 399.0385 | 0.4908 | 0.11447 | 12.9097
18642 | Tennessee Valley Authority | 3406 | Johnsonville | TN | Humphreys | G14 | GT | OP | 68 | 51.5 | 62.5 |  | 6 | 1975 | NG | DFO | Y | Y | N | Electric Utility |  |  |  |  | N | [57 empty] | GAS | TN | Johnsonville | 3406 | JCT14 | 2010 |  | CAIRNOX, CAIROS, CAIRSO2 | 58 | 12 | 2118 |  | 1.955 | 0.5072 | 6.867 |  | 27511.5 | 4 |  | Humphreys | Electric Utility | 4911 | Electric Services | 36.0278 | -87.9861 | Tennessee Valley Authority (Owner/Operator) |  |  | Operating | Combustion turbine | Pipeline Natural Gas | Diesel Oil |  |  |  | 790 | 12.9892 | GAS | 57 | 451.7544 | 0.5072 | 0.14212 | 12.9892
18642 | Tennessee Valley Authority | 3406 | Johnsonville | TN | Humphreys | G15 | GT | OP | 68 | 51.5 | 62.5 |  | 6 | 1975 | NG | DFO | Y | Y | N | Electric Utility |  |  |  |  | N | [57 empty] | GAS | TN | Johnsonville | 3406 | JCT15 | 2010 |  | CAIRNOX, CAIROS, CAIRSO2 | 54 | 12 | 1972 |  | 1.395 | 0.5035 | 6.104 |  | 25565.4 | 4 |  | Humphreys | Electric Utility | 4911 | Electric Services | 36.0278 | -87.9861 | Tennessee Valley Authority (Owner/Operator) |  |  | Operating | Combustion turbine | Pipeline Natural Gas | Diesel Oil |  |  |  | 790 | 12.9623 | GAS | 51 | 387.2549 | 0.5035 | 0.10913 | 12.9623
18642 | Tennessee Valley Authority | 3406 | Johnsonville | TN | Humphreys | G16 | GT | OP | 68 | 51.5 | 62.5 |  | 6 | 1975 | NG | DFO | Y | Y | N | Electric Utility |  |  |  |  | N | [57 empty] | GAS | TN | Johnsonville | 3406 | JCT16 | 2010 |  | CAIRNOX, CAIROS, CAIRSO2 | 55 | 12 | 2036 |  | 1.606 | 0.5035 | 6.56 |  | 27131.2 | 4 |  | Humphreys | Electric Utility | 4911 | Electric Services | 36.0278 | -87.9861 | Tennessee Valley Authority (Owner/Operator) |  |  | Operating | Combustion turbine | Pipeline Natural Gas | Diesel Oil |  |  |  | 790 | 13.3203 | GAS | 54 | 421.2963 | 0.5035 | 0.11839 | 13.3203
18642 | Tennessee Valley Authority | 3406 | Johnsonville | TN | Humphreys | G17 | GT | OP | 84.5 | 77.8 | 93 |  | 7 | 2000 | NG | DFO | Y | Y | N | Electric Utility |  |  |  |  | N | [57 empty] | GAS | TN | Johnsonville | 3406 | JCT10 | 2010 |  | CAIRNOX, CAIROS, CAIRSO2 | 32 | 12 | 1063 |  | 1.698 | 0.5596 | 3.938 |  | 13903.3 | 4 |  | Humphreys | Electric Utility | 4911 | Electric Services | 36.0278 | -87.9861 | Tennessee Valley Authority (Owner/Operator) |  |  | Operating | Combustion turbine | Pipeline Natural Gas | Diesel Oil |  |  |  | 790 | 13.1171 | GAS | 67 | -194.0299 | 0.5596 | 0.24426 | 13.0793
18642 | Tennessee Valley Authority | 3406 | Johnsonville | TN | Humphreys | G18 | GT | OP | 84.5 | 77.8 | 93 |  | 7 | 2000 | NG | DFO | Y | Y | N | Electric Utility |  |  |  |  | N | [57 empty] | GAS | TN | Johnsonville | 3406 | JCT10 | 2010 |  | CAIRNOX, CAIROS, CAIRSO2 | 32 | 12 | 1063 |  | 1.698 | 0.5596 | 3.938 |  | 13903.3 | 4 |  | Humphreys | Electric Utility | 4911 | Electric Services | 36.0278 | -87.9861 | Tennessee Valley Authority (Owner/Operator) |  |  | Operating | Combustion turbine | Pipeline Natural Gas | Diesel Oil |  |  |  | 790 | 13.1171 | GAS | 67 | -194.0299 | 0.5596 | 0.24426 | 13.0793
18642 | Tennessee Valley Authority | 3406 | Johnsonville | TN | Humphreys | G19 | GT | OP | 84.5 | 77.8 | 93 |  | 7 | 2000 | NG | DFO | Y | Y | N | Electric Utility |  |  |  |  | N | [57 empty] | GAS | TN | Johnsonville | 3406 | JCT10 | 2010 |  | CAIRNOX, CAIROS, CAIRSO2 | 32 | 12 | 1063 |  | 1.698 | 0.5596 | 3.938 |  | 13903.3 | 4 |  | Humphreys | Electric Utility | 4911 | Electric Services | 36.0278 | -87.9861 | Tennessee Valley Authority (Owner/Operator) |  |  | Operating | Combustion turbine | Pipeline Natural Gas | Diesel Oil |  |  |  | 790 | 13.1171 | GAS | 67 | -194.0299 | 0.5596 | 0.24426 | 13.0793
18642 | Tennessee Valley Authority | 3406 | Johnsonville | TN | Humphreys | G20 | GT | OP | 84.5 | 77.8 | 93 |  | 7 | 2000 | NG | DFO | Y | Y | N | Electric Utility |  |  |  |  | N | [57 empty] | GAS | TN | Johnsonville | 3406 | JCT10 | 2010 |  | CAIRNOX, CAIROS, CAIRSO2 | 32 | 12 | 1063 |  | 1.698 | 0.5596 | 3.938 |  | 13903.3 | 4 |  | Humphreys | Electric Utility | 4911 | Electric Services | 36.0278 | -87.9861 | Tennessee Valley Authority (Owner/Operator) |  |  | Operating | Combustion turbine | Pipeline Natural Gas | Diesel Oil |  |  |  | 790 | 13.1171 | GAS | 67 | -194.0299 | 0.5596 | 0.24426 | 13.0793
18642 | Tennessee Valley Authority | 3406 | Johnsonville | TN | Humphreys | GT1 | GT | OP | 68 | 51.5 | 62.5 |  | 6 | 1975 | NG | DFO | Y | Y | N | Electric Utility |  |  |  |  | N | [57 empty] | GAS | TN | Johnsonville | 3406 | JCT1 | 2010 |  | CAIRNOX, CAIROS, CAIRSO2 | 92 | 12 | 3492 |  | 1.917 | 0.4654 | 10.584 |  | 45960 | 4 |  | Humphreys | Electric Utility | 4911 | Electric Services | 36.0278 | -87.9861 | Tennessee Valley Authority (Owner/Operator) |  |  | Operating | Combustion turbine | Pipeline Natural Gas | Diesel Oil |  |  |  | 790 | 13.1616 | GAS | 66 | 472 | 0.4654 | 0.08342 | 13.1615
18642 | Tennessee Valley Authority | 3406 | Johnsonville | TN | Humphreys | GT2 | GT | OP | 68 | 51.5 | 62.5 |  | 6 | 1975 | NG | DFO | Y | Y | N | Electric Utility |  |  |  |  | N | [57 empty] | GAS | TN | Johnsonville | 3406 | JCT2 | 2010 |  | CAIRNOX, CAIROS, CAIRSO2 | 113 | 12 | 3784 |  | 2.206 | 0.4718 | 11.541 |  | 49746.5 | 4 |  | Humphreys | Electric Utility | 4911 | Electric Services | 36.0278 | -87.9861 | Tennessee Valley Authority (Owner/Operator) |  |  | Operating | Combustion turbine | Pipeline Natural Gas | Diesel Oil |  |  |  | 790 | 13.1453 | GAS | 63 | 496 | 0.4718 | 0.08869 | 13.1453
18642 | Tennessee Valley Authority | 3406 | Johnsonville | TN | Humphreys | GT3 | GT | OP | 68 | 51.5 | 62.5 |  | 6 | 1975 | NG | DFO | Y | Y | N | Electric Utility |  |  |  |  | N | [57 empty] | GAS | TN | Johnsonville | 3406 | JCT3 | 2010 |  | CAIRNOX, CAIROS, CAIRSO2 | 90 | 12 | 3159 |  | 1.718 | 0.4685 | 9.482 |  | 41174.3 | 4 |  | Humphreys | Electric Utility | 4911 | Electric Services | 36.0278 | -87.9861 | Tennessee Valley Authority (Owner/Operator) |  |  | Operating | Combustion turbine | Pipeline Natural Gas | Diesel Oil |  |  |  | 790 | 13.0406 | GAS | 62 | 495.9677 | 0.4685 | 0.08345 | 13.034
18642 | Tennessee Valley Authority | 3406 | Johnsonville | TN | Humphreys | GT4 | GT | OP | 68 | 51.5 | 62.5 |  | 6 | 1975 | NG | DFO | Y | Y | N | Electric Utility |  |  |  |  | N | [57 empty] | GAS | TN | Johnsonville | 3406 | JCT4 | 2010 |  | CAIRNOX, CAIROS, CAIRSO2 | 93 | 12 | 3337 |  | 2.88 | 0.5054 | 10.893 |  | 44359.2 | 4 |  | Humphreys | Electric Utility | 4911 | Electric Services | 36.0278 | -87.9861 | Tennessee Valley Authority (Owner/Operator) |  |  | Operating | Combustion turbine | Pipeline Natural Gas | Diesel Oil |  |  |  | 790 | 13.3035 | GAS | 65 | 480 | 0.5054 | 0.12985 | 13.2931
18642 | Tennessee Valley Authority | 3406 | Johnsonville | TN | Humphreys | GT5 | GT | OP | 68 | 51.5 | 62.5 |  | 6 | 1975 | NG | DFO | Y | Y | N | Electric Utility |  |  |  |  | N | [57 empty] | GAS | TN | Johnsonville | 3406 | JCT5 | 2010 |  | CAIRNOX, CAIROS, CAIRSO2 | 77 | 12 | 2808 |  | 1.741 | 0.4812 | 8.388 |  | 35709.2 | 4 |  | Humphreys | Electric Utility | 4911 | Electric Services | 36.0278 | -87.9861 | Tennessee Valley Authority (Owner/Operator) |  |  | Operating | Combustion turbine | Pipeline Natural Gas | Diesel Oil |  |  |  | 790 | 12.7577 | GAS | 66 | 472 | 0.4812 | 0.09751 | 12.717
18642 | Tennessee Valley Authority | 3406 | Johnsonville | TN | Humphreys | GT6 | GT | OP | 68 | 51.5 | 62.5 |  | 6 | 1975 | NG | DFO | Y | Y | N | Electric Utility |  |  |  |  | N | [57 empty] | GAS | TN | Johnsonville | 3406 | JCT6 | 2010 |  | CAIRNOX, CAIROS, CAIRSO2 | 68 | 12 | 2405 |  | 2.128 | 0.5037 | 8.131 |  | 33179.8 | 4 |  | Humphreys | Electric Utility | 4911 | Electric Services | 36.0278 | -87.9861 | Tennessee Valley Authority (Owner/Operator) |  |  | Operating | Combustion turbine | Pipeline Natural Gas | Diesel Oil |  |  |  | 790 | 13.8015 | GAS | 62 | 495.9677 | 0.5037 | 0.12827 | 13.7962
18642 | Tennessee Valley Authority | 3406 | Johnsonville | TN | Humphreys | GT7 | GT | OP | 68 | 51.5 | 62.5 |  | 6 | 1975 | NG | DFO | Y | Y | N | Electric Utility |  |  |  |  | N | [57 empty] | GAS | TN | Johnsonville | 3406 | JCT7 | 2010 |  | CAIRNOX, CAIROS, CAIRSO2 | 39 | 12 | 1368 |  | 1.558 | 0.5282 | 4.129 |  | 15302 | 4 |  | Humphreys | Electric Utility | 4911 | Electric Services | 36.0278 | -87.9861 | Tennessee Valley Authority (Owner/Operator) |  |  | Operating | Combustion turbine | Pipeline Natural Gas | Diesel Oil |  |  |  | 790 | 11.1353 | GAS | 51 | 387.2549 | 0.5282 | 0.20363 | 11.1353
18642 | Tennessee Valley Authority | 3406 | Johnsonville | TN | Humphreys | GT8 | GT | OP | 68 | 51.5 | 62.5 |  | 6 | 1975 | NG | DFO | Y | Y | N | Electric Utility |  |  |  |  | N | [57 empty] | GAS | TN | Johnsonville | 3406 | JCT8 | 2010 |  | CAIRNOX, CAIROS, CAIRSO2 | 38 | 12 | 895 |  | 1.599 | 0.5923 | 3.467 |  | 11904.9 | 4 |  | Humphreys | Electric Utility | 4911 | Electric Services | 36.0278 | -87.9861 | Tennessee Valley Authority (Owner/Operator) |  |  | Operating | Combustion turbine | Pipeline Natural Gas | Diesel Oil |  |  |  | 790 | 13.0068 | GAS | 51 | 387.2549 | 0.5923 | 0.26863 | 13.0068
18642 | Tennessee Valley Authority | 3406 | Johnsonville | TN | Humphreys | GT9 | GT | OP | 68 | 51.5 | 62.5 |  | 6 | 1975 | NG | DFO | Y | Y | N | Electric Utility | [62 empty] | GAS | TN | Johnsonville | 3406 | JCT9 | 2010 |  | CAIRNOX, CAIROS, CAIRSO2 | 29 | 12 | 933 |  | 1.477 | 0.5648 | 3.49 |  | 12412 | 4 |  | Humphreys | Electric Utility | 4911 | Electric Services | 36.0278 | -87.9861 | Tennessee Valley Authority (Owner/Operator) |  |  | Operating | Combustion turbine | Pipeline Natural Gas | Diesel Oil |  |  |  | 790 | 13.2815 | GAS | 48 | 348.9583 | 0.5648 | 0.238 | 13.2815
18642 | Tennessee Valley Authority | 3407 | Kingston | TN | Roane | 1 | ST | OP | 175 | 132 | 135 |  | 2 | 1954 | BIT | SUB | N | Y | N | Electric Utility |  |  |  |  | N | Y |  | Y |  |  |  | 41279 | 1976 | 1553000 | [16 empty] | OP: OP; DP: SP; LS: LS; N: Y | 2.1 | 98 | 890 | 4704000 | 100 | OP | MC | EK |  | 15.5 |  | 0.9 |  |  |  | 99.9 | 13 | 500000 |  |  |  |  | COAL | TN | Kingston | 3407 | 1 | 2010 | CSKI15, CSKI69, CSN19, CSS19 | ARP, CAIRNOX, CAIROS, CAIRSO2 | 2156.81 | 12 | 210759.17 |  | 686.143 | 0.1028 | 112.225 | 243222.185 | 2344543.582 | 4 | Southeastern Electric Reliability Council | Roane | Electric Utility | 4911 | Electric Services | 35.8992 | -84.5194 | Tennessee Valley Authority (Owner/Operator) | Phase 2 | Phase II Group 1 | Operating | Tangentially-fired | Coal |  |  | Selective Catalytic Reduction | Electrostatic Precipitator | 2139 | 10.8884 | COAL | 131 | 1984.7328 | 0.1028 | 0.58531 | 10.8884
18642 | Tennessee Valley Authority | 3407 | Kingston | TN | Roane | 2 | ST | OP | 175 | 132 | 135 |  | 4 | 1954 | BIT | SUB | N | Y | N | Electric Utility |  |  |  |  | N | Y |  | Y |  |  |  | 41279 | 1976 | 1553000 | [16 empty] | OP: OP; DP: SP; LS: LS; N: Y | 2.1 | 98 | 890 | 4704000 | 100 | OP | MC | EK |  | 15.5 |  | 0.9 |  |  |  | 99.9 | 13 | 500000 |  |  |  |  | COAL | TN | Kingston | 3407 | 2 | 2010 | CSKI15, CSKI69, CSN19, CSS19 | ARP, CAIRNOX, CAIROS, CAIRSO2 | 1410.28 | 12 | 128918.95 |  | 430.661 | 0.1195 | 79.606 | 152797.431 | 1472891.864 | 4 | Southeastern Electric Reliability Council | Roane | Electric Utility | 4911 | Electric Services | 35.8992 | -84.5194 | Tennessee Valley Authority (Owner/Operator) | Phase 2 | Phase II Group 1 | Operating | Tangentially-fired | Coal |  |  | Selective Catalytic Reduction | Electrostatic Precipitator | 2185 | 11.1214 | COAL | 130 | 1980.7692 | 0.1195 | 0.58478 | 11.1214
18642 | Tennessee Valley Authority | 3407 | Kingston | TN | Roane | 3 | ST | OP | 175 | 132 | 135 |  | 6 | 1954 | BIT | SUB | N | Y | N | Electric Utility |  |  |  |  | N | Y |  | Y |  |  |  | 41279 | 1976 | 1553000 | [16 empty] | OP: OP; DP: SP; LS: LS; N: Y | 2.1 | 98 | 890 | 4704000 | 100 | OP | MC | EK |  | 15.5 |  | 0.9 |  |  |  | 99.9 | 13 | 500000 | OP | OV |  |  | COAL | TN | Kingston | 3407 | 3 | 2010 | CSKI15, CSKI69, CSN19, CSS19 | ARP, CAIRNOX, CAIROS, CAIRSO2 | 3480.66 | 12 | 363432.27 |  | 1391.161 | 0.1025 | 196.562 | 411780.751 | 3969366.682 | 4 | Southeastern Electric Reliability Council | Roane | Electric Utility | 4911 | Electric Services | 35.8992 | -84.5194 | Tennessee Valley Authority (Owner/Operator) | Phase 2 | Phase II Group 1 | Operating | Tangentially-fired | Coal |  |  | Selective Catalytic Reduction | Electrostatic Precipitator | 2180 | 10.4424 | COAL | 177 | 1844.4444 | 0.1025 | 0.70095 | 10.4424
18642 | Tennessee Valley Authority | 3407 | Kingston | TN | Roane | 4 | ST | OP | 175 | 132 | 135 |  | 7 | 1954 | BIT | SUB | N | Y | N | Electric Utility |  |  |  |  | N | Y |  | Y |  |  |  | 41279 | 1976 | 1553000 | [16 empty] | OP: OP; DP: SP; LS: LS; N: Y | 2.1 | 98 | 890 | 4704000 | 100 | OP | MC | EK |  | 15.5 |  | 0.9 |  |  |  | 99.9 | 13 | 500000 |  |  |  |  | COAL | TN | Kingston | 3407 | 4 | 2010 | CSKI15, CSKI69, CSN19, CSS19 | ARP, CAIRNOX, CAIROS, CAIRSO2 | 2743.63 | 12 | 271145.5 |  | 920.991 | 0.0935 | 141.742 | 311325.772 | 3001025.4 | 4 | Southeastern Electric Reliability Council | Roane | Electric Utility | 4911 | Electric Services | 35.8992 | -84.5194 | Tennessee Valley Authority (Owner/Operator) | Phase 2 | Phase II Group 1 | Operating | Tangentially-fired | Coal |  |  | Selective Catalytic Reduction | Electrostatic Precipitator | 2176 | 10.6997 | COAL | 130 | 1980.7692 | 0.0935 | 0.61378 | 10.6997
18642 | Tennessee Valley Authority | 3407 | Kingston | TN | Roane | 5 | ST | OP | 200 | 174 | 176 |  | 1 | 1955 | BIT | SUB | N | Y | N | Electric Utility |  |  |  |  | N | Y |  | Y |  |  |  | 41279 | 1976 | 1553000 | [16 empty] | OP: OP; DP: SP; LS: LS; N: Y | 2.1 | 98 | 890 | 4704000 | 100 | OP | MC | EK |  | 15.5 |  | 0.9 |  |  |  | 99.9 | 18 | 700000 |  |  |  |  | COAL | TN | Kingston | 3407 | 5 | 2010 | CSKI15, CSKI69, CSN19, CSS19 | ARP, CAIRNOX, CAIROS, CAIRSO2 | 2187.92 | 12 | 310616.5 |  | 1018.822 | 0.0975 | 167.333 | 349730.266 | 3371229.036 | 4 | Southeastern Electric Reliability Council | Roane | Electric Utility | 4911 | Electric Services | 35.8992 | -84.5194 | Tennessee Valley Authority (Owner/Operator) | Phase 2 | Phase II Group 1 | Operating | Tangentially-fired | Coal |  |  | Low NOx Burner Technology w/ Separated OFA Selective Catalytic Reduction | Electrostatic Precipitator | 2932 | 10.6751 | COAL | 179 | 1991.4773 | 0.0975 | 0.60442 | 10.6751
18642 | Tennessee Valley Authority | 3407 | Kingston | TN | Roane | 6 | ST | OP | 200 | 174 | 176 |  | 3 | 1955 | BIT | SUB | N | Y | N | Electric Utility |  |  |  |  | N | Y |  | Y |  |  |  | 41434 | 1976 | 1553000 | [16 empty] | OP: OP; DP: SP; LS: LS; N: Y | 2.1 | 98 | 890 | 4704000 | 100 | OP | MC | EK |  | 15.5 |  | 0.9 |  |  |  | 99.9 | 18 | 700000 |  |  |  |  | COAL | TN | Kingston | 3407 | 6 | 2010 | CSKI15, CSKI69, CSN19, CSS19 | ARP, CAIRNOX, CAIROS, CAIRSO2 | 3842.99 | 12 | 573431.88 |  | 2368.326 | 0.0889 | 266.877 | 633908.723 | 6110571.392 | 4 | Southeastern Electric Reliability Council | Roane | Electric Utility | 4911 | Electric Services | 35.8992 | -84.5194 | Tennessee Valley Authority (Owner/Operator) | Phase 2 | Phase II Group 1 | Operating | Tangentially-fired | Coal |  |  | Low NOx Burner Technology w/ Separated OFA Selective Catalytic Reduction | Electrostatic Precipitator | 2932 | 10.4675 | COAL | 219 | 1877.8409 | 0.0889 | 0.77516 | 10.4675
18642 | Tennessee Valley Authority | 3407 | Kingston | TN | Roane | 7 | ST | OP | 200 | 174 | 176 |  | 5 | 1955 | BIT | SUB | N | Y | N | Electric Utility |  |  |  |  | N | Y |  | Y |  |  |  | 41434 | 1976 | 1553000 | [16 empty] | OP: OP; DP: SP; LS: LS; N: Y | 2.1 | 98 | 890 | 4704000 | 100 | OP | MC | EK |  | 15.5 |  | 0.9 |  |  |  | 99.9 | 18 | 700000 |  |  |  |  | COAL | TN | Kingston | 3407 | 7 | 2010 | CSKI15, CSKI69, CSN19, CSS19 | ARP, CAIRNOX, CAIROS, CAIRSO2 | 2532.47 | 12 | 353377.6 |  | 1342.159 | 0.0883 | 161.543 | 399415.222 | 3850156.889 | 4 | Southeastern Electric Reliability Council | Roane | Electric Utility | 4911 | Electric Services | 35.8992 | -84.5194 | Tennessee Valley Authority (Owner/Operator) | Phase 2 | Phase II Group 1 | Operating | Tangentially-fired | Coal |  |  | Low NOx Burner Technology w/ Separated OFA Selective Catalytic Reduction | Electrostatic Precipitator | 3576 | 10.6717 | COAL | 186 | 1971.5909 | 0.0883 | 0.6972 | 10.6717
18642 | Tennessee Valley Authority | 3407 | Kingston | TN | Roane | 8 | ST | OP | 200 | 174 | 176 |  | 8 | 1955 | BIT | SUB | N | Y | N | Electric Utility |  |  |  |  | N | Y |  | Y |  |  |  | 41434 | 1976 | 1553000 | [16 empty] | OP: OP; DP: SP; LS: LS; N: Y | 2.1 | 98 | 890 | 4704000 | 100 | OP | MC | EK |  | 15.5 |  | 0.9 |  |  |  | 99.9 | 18 | 700000 |  |  |  |  | COAL | TN | Kingston | 3407 | 8 | 2010 | CSKI15, CSKI69, CSN19, CSS19 | ARP, CAIRNOX, CAIROS, CAIRSO2 | 3579.11 | 12 | 494910.96 |  | 1754.212 | 0.091 | 232.973 | 562710.746 | 5424247.557 | 4 | Southeastern Electric Reliability Council | Roane | Electric Utility | 4911 | Electric Services | 35.8992 | -84.5194 | Tennessee Valley Authority (Owner/Operator) | Phase 2 | Phase II Group 1 | Operating | Tangentially-fired | Coal |  |  | Low NOx Burner Technology w/ Separated OFA Selective Catalytic Reduction | Electrostatic Precipitator | 3005 | 10.672 | COAL | 182 | 1982.9545 | 0.091 | 0.6468 | 10.672
18642 | Tennessee Valley Authority | 3407 | Kingston | TN | Roane | 9 | ST | OP | 200 | 174 | 176 |  | 12 | 1955 | BIT | SUB | N | Y | N | Electric Utility |  |  |  |  | N | Y |  | Y |  |  |  | 41434 | 1976 | 1553000 | [16 empty] | OP: OP; DP: SP; LS: LS; N: Y | 2.1 | 98 | 890 | 4704000 | 100 | OP | MC | EK |  | 15.5 |  | 0.9 |  |  |  | 99.9 | 18 | 700000 |  |  |  |  | COAL | TN | Kingston | 3407 | 9 | 2010 | CSKI15, CSKI69, CSN19, CSS19 | ARP, CAIRNOX, CAIROS, CAIRSO2 | 3604.03 | 12 | 517225.4 |  | 2013.667 | 0.0946 | 243.984 | 579751.058 | 5588507.063 | 4 | Southeastern Electric Reliability Council | Roane | Electric Utility | 4911 | Electric Services | 35.8992 | -84.5194 | Tennessee Valley Authority (Owner/Operator) | Phase 2 | Phase II Group 1 | Operating | Tangentially-fired | Coal |  |  | Selective Catalytic Reduction | Electrostatic Precipitator | 2959 | 10.5202 | COAL | 235 | 1832.3864 | 0.0946 | 0.72065 | 10.5202
18642 | Tennessee Valley Authority | 3408 | Melton Hill | TN | Loudon | 1 | HY | OP | 36 | 39.5 | 39.7 |  | 7 | 1964 | WAT |  | N | Y | N | Electric Utility |  |  |  |  | N | [57 empty] | N/A | [39 empty] | 0 | 0 | 10.4
18642 | Tennessee Valley Authority | 3408 | Melton Hill | TN | Loudon | 2 | HY | OP | 36 | 39.7 | 39.7 |  | 11 | 1964 | WAT |  | N | Y | N | Electric Utility |  |  |  |  | N | [57 empty] | N/A | [39 empty] | 0 | 0 | 10.4
18642 | Tennessee Valley Authority | 3409 | Nickajack | TN | Marion | 1 | HY | OP | 27.4 | 28.3 | 28.8 |  | 4 | 1968 | WAT |  | N | Y | N | Electric Utility |  |  |  |  | N | [57 empty] | N/A | [39 empty] | 0 | 0 | 10.4
18642 | Tennessee Valley Authority | 3409 | Nickajack | TN | Marion | 3 | HY | OP | 24.3 | 25 | 25.6 |  | 2 | 1968 | WAT |  | N | Y | N | Electric Utility |  |  |  |  | N | [57 empty] | N/A | [39 empty] | 0 | 0 | 10.4
18642 | Tennessee Valley Authority | 3411 | Norris Dam | TN | Anderson | 1 | HY | OP | 65.7 | 63.5 | 54.8 |  | 9 | 1936 | WAT |  | N | Y | N | Electric Utility |  |  |  |  | N | [57 empty] | N/A | [39 empty] | 0 | 0 | 10.4
18642 | Tennessee Valley Authority | 3411 | Norris Dam | TN | Anderson | 2 | HY | OP | 65.7 | 63.5 | 54.8 |  | 7 | 1936 | WAT |  | N | Y | N | Electric Utility |  |  |  |  | N | [57 empty] | N/A | [39 empty] | 0 | 0 | 10.4
18642 | Tennessee Valley Authority | 3412 | Ocoee 1 | TN | Polk | 1 | HY | OP | 3.8 | 4.8 | 4.8 |  | 1 | 1912 | WAT |  | N | Y | N | Electric Utility |  |  |  |  | N | [57 empty] | N/A | [39 empty] | 0 | 0 | 10.4
18642 | Tennessee Valley Authority | 3412 | Ocoee 1 | TN | Polk | 2 | HY | OP | 3.8 | 4.8 | 4.8 |  | 1 | 1912 | WAT |  | N | Y | N | Electric Utility |  |  |  |  | N | [57 empty] | N/A | [39 empty] | 0 | 0 | 10.4
18642 | Tennessee Valley Authority | 3412 | Ocoee 1 | TN | Polk | 3 | HY | OP | 3.8 | 4.8 | 4.8 |  | 5 | 1912 | WAT |  | N | Y | N | Electric Utility |  |  |  |  | N | [57 empty] | N/A | [39 empty] | 0 | 0 | 10.4
18642 | Tennessee Valley Authority | 3412 | Ocoee 1 | TN | Polk | 4 | HY | OP | 3.8 | 4.8 | 4.8 |  | 5 | 1912 | WAT |  | N | Y | N | Electric Utility |  |  |  |  | N | [57 empty] | N/A | [39 empty] | 0 | 0 | 10.4
18642 | Tennessee Valley Authority | 3412 | Ocoee 1 | TN | Polk | 5 | HY | OP | 3.8 | 4.8 | 4.8 |  | 12 | 1914 | WAT |  | N | Y | N | Electric Utility |  |  |  |  | N | [57 empty] | N/A | [39 empty] | 0 | 0 | 10.4
18642 | Tennessee Valley Authority | 3413 | Ocoee 2 | TN | Polk | 1 | HY | OP | 11.5 | 10.8 | 10.8 |  | 10 | 1913 | WAT |  | N | Y | N | Electric Utility |  |  |  |  | N | [57 empty] | N/A | [39 empty] | 0 | 0 | 10.4
18642 | Tennessee Valley Authority | 3413 | Ocoee 2 | TN | Polk | 2 | HY | OP | 11.5 | 12.6 | 12.6 |  | 10 | 1913 | WAT |  | N | Y | N | Electric Utility |  |  |  |  | N | [57 empty] | N/A | [39 empty] | 0 | 0 | 10.4
18642 | Tennessee Valley Authority | 3414 | Ocoee 3 | TN | Polk | 1 | HY | OP | 28.8 | 28.6 | 28.6 |  | 4 | 1943 | WAT |  | N | Y | N | Electric Utility |  |  |  |  | N | [57 empty] | N/A | [39 empty] | 0 | 0 | 10.4
18642 | Tennessee Valley Authority | 3415 | Pickwick Landing Dam | TN | Hardin | 1 | HY | OP | 40 | 37.7 | 34.4 |  | 8 | 1938 | WAT |  | N | Y | N | Electric Utility |  |  |  |  | N | [57 empty] | N/A | [39 empty] | 0 | 0 | 10.4
18642 | Tennessee Valley Authority | 3415 | Pickwick Landing Dam | TN | Hardin | 2 | HY | OP | 40 | 37.6 | 34.3 |  | 6 | 1938 | WAT |  | N | Y | N | Electric Utility |  |  |  |  | N | [57 empty] | N/A | [39 empty] | 0 | 0 | 10.4
18642 | Tennessee Valley Authority | 3415 | Pickwick Landing Dam | TN | Hardin | 3 | HY | OP | 40 | 38.5 | 35.2 |  | 8 | 1942 | WAT |  | N | Y | N | Electric Utility |  |  |  |  | N | [57 empty] | N/A | [39 empty] | 0 | 0 | 10.4
18642 | Tennessee Valley Authority | 3415 | Pickwick Landing Dam | TN | Hardin | 4 | HY | OP | 40 | 43.6 | 39.4 |  | 6 | 1942 | WAT |  | N | Y | N | Electric Utility |  |  |  |  | N | [57 empty] | N/A | [39 empty] | 0 | 0 | 10.4
18642 | Tennessee Valley Authority | 3415 | Pickwick Landing Dam | TN | Hardin | 5 | HY | OP | 40 | 43.7 | 38.4 |  | 10 | 1952 | WAT |  | N | Y | N | Electric Utility |  |  |  |  | N | [57 empty] | N/A | [39 empty] | 0 | 0 | 10.4
18642 | Tennessee Valley Authority | 3415 | Pickwick Landing Dam | TN | Hardin | 6 | HY | OP | 40 | 43.2 | 37.9 |  | 12 | 1952 | WAT |  | N | Y | N | Electric Utility |  |  |  |  | N | [57 empty] | N/A | [39 empty] | 0 | 0 | 10.4
18642 | Tennessee Valley Authority | 3416 | South Holston | TN | Sullivan | 1 | HY | OP | 38.5 | 44.4 | 44.4 |  | 2 | 1951 | WAT |  | N | Y | N | Electric Utility | [62 empty] | N/A | [39 empty] | 0 | 0 | 10.4
18642 | Tennessee Valley Authority | 3417 | Tims Ford | TN | Franklin | 1 | HY | OP | 45 | 39.7 | 36.2 |  | 3 | 1972 | WAT |  | N | Y | N | Electric Utility |  |  |  |  | N | [57 empty] | N/A | [39 empty] | 0 | 0 | 10.4
18642 | Tennessee Valley Authority | 3418 | Watauga | TN | Carter | 1 | HY | OP | 28.8 | 37.9 | 37.1 |  | 9 | 1949 | WAT |  | N | Y | N | Electric Utility |  |  |  |  | N | [57 empty] | N/A | [39 empty] | 0 | 0 | 10.4
18642 | Tennessee Valley Authority | 3418 | Watauga | TN | Carter | 2 | HY | OP | 28.8 | 29.1 | 28.5 |  | 8 | 1949 | WAT |  | N | Y | N | Electric Utility |  |  |  |  | N | [57 empty] | N/A | [39 empty] | 0 | 0 | 10.4
18642 | Tennessee Valley Authority | 3420 | Watts Bar Hydro | TN | Rhea | HY1 | HY | OP | 41 | 39.3 | 36.9 |  | 7 | 1942 | WAT |  | N | Y | N | Electric Utility |  |  |  |  | N | [57 empty] | N/A | [39 empty] | 0 | 0 | 10.4
18642 | Tennessee Valley Authority | 3420 | Watts Bar Hydro | TN | Rhea | HY2 | HY | OP | 33.4 | 39.3 | 36.9 |  | 4 | 1942 | WAT |  | N | Y | N | Electric Utility |  |  |  |  | N | [57 empty] | N/A | [39 empty] | 0 | 0 | 10.4
18642 | Tennessee Valley Authority | 3420 | Watts Bar Hydro | TN | Rhea | HY3 | HY | OP | 33.4 | 39.3 | 36.9 |  | 3 | 1942 | WAT |  | N | Y | N | Electric Utility |  |  |  |  | N | [57 empty] | N/A | [39 empty] | 0 | 0 | 10.4
18642 | Tennessee Valley Authority | 3420 | Watts Bar Hydro | TN | Rhea | HY4 | HY | OP | 33.4 | 36.7 | 35.4 |  | 4 | 1944 | WAT |  | N | Y | N | Electric Utility |  |  |  |  | N | [57 empty] | N/A | [39 empty] | 0 | 0 | 10.4
18642 | Tennessee Valley Authority | 3420 | Watts Bar Hydro | TN | Rhea | HY5 | HY | OP | 33.4 | 39.3 | 36.9 |  | 3 | 1944 | WAT |  | N | Y | N | Electric Utility |  |  |  |  | N | [57 empty] | N/A | [39 empty] | 0 | 0 | 10.4
18642 | Tennessee Valley Authority | 3421 | Wilbur | TN | Carter | 1 | HY | OP | 1.2 | 1.4 | 1.4 |  | 12 | 1912 | WAT |  | N | Y | N | Electric Utility |  |  |  |  | N | [57 empty] | N/A | [39 empty] | 0 | 0 | 10.4
18642 | Tennessee Valley Authority | 3421 | Wilbur | TN | Carter | 2 | HY | OP | 1.2 | 1.4 | 1.4 |  | 12 | 1912 | WAT |  | N | Y | N | Electric Utility |  |  |  |  | N | [57 empty] | N/A | [39 empty] | 0 | 0 | 10.4
18642 | Tennessee Valley Authority | 3421 | Wilbur | TN | Carter | 3 | HY | OP | 1.2 | 1.3 | 1.3 |  | 1 | 1926 | WAT |  | N | Y | N | Electric Utility |  |  |  |  | N | [57 empty] | N/A | [39 empty] | 0 | 0 | 10.4
18642 | Tennessee Valley Authority | 3421 | Wilbur | TN | Carter | 4 | HY | OP | 7 | 7 | 7 |  | 7 | 1950 | WAT |  | N | Y | N | Electric Utility |  |  |  |  | N | [57 empty] | N/A | [39 empty] | 0 | 0 | 10.4
18642 | Tennessee Valley Authority | 6151 | Raccoon Mountain | TN | Hamilton | 1 | PS | OP | 428.4 | 404.7 | 404.7 |  | 1 | 1979 | WAT |  | N | Y | N | Electric Utility |  |  |  |  | N | [57 empty] | N/A | [39 empty] | 0 | 0 | 10.4
18642 | Tennessee Valley Authority | 6151 | Raccoon Mountain | TN | Hamilton | 2 | PS | OP | 428.4 | 404.1 | 404.1 |  | 12 | 1978 | WAT |  | N | Y | N | Electric Utility |  |  |  |  | N | [57 empty] | N/A | [39 empty] | 0 | 0 | 10.4
18642 | Tennessee Valley Authority | 6151 | Raccoon Mountain | TN | Hamilton | 3 | PS | OP | 428.4 | 403.5 | 403.5 |  | 2 | 1979 | WAT |  | N | Y | N | Electric Utility |  |  |  |  | N | [57 empty] | N/A | [39 empty] | 0 | 0 | 10.4
18642 | Tennessee Valley Authority | 6151 | Raccoon Mountain | TN | Hamilton | 4 | PS | OP | 428.4 | 404 | 404 |  | 8 | 1979 | WAT |  | N | Y | N | Electric Utility |  |  |  |  | N | [57 empty] | N/A | [39 empty] | 0 | 0 | 10.4
18642 | Tennessee Valley Authority | 6152 | Sequoyah | TN | Hamilton | 1 | ST | OP | 1220.5 | 1152 | 1177.4 |  | 7 | 1981 | NUC |  | N | Y | N | Electric Utility | [62 empty] | N/A | [39 empty] | 0 | 0 | 10.4
18642 | Tennessee Valley Authority | 6152 | Sequoyah | TN | Hamilton | 2 | ST | OP | 1220.5 | 1125.7 | 1155.1 |  | 6 | 1982 | NUC |  | N | Y | N | Electric Utility | [62 empty] | N/A | [39 empty] | 0 | 0 | 10.4
18642 | Tennessee Valley Authority | 6440 | Wilson Dam | AL | Lauderdale | 1 | HY | OP | 23 | 22 | 21.8 |  | 9 | 1925 | WAT |  | N | Y | N | Electric Utility |  |  |  |  | N | [57 empty] | N/A | [39 empty] | 0 | 0 | 10.4
18642 | Tennessee Valley Authority | 6440 | Wilson Dam | AL | Lauderdale | 10 | HY | OP | 29.2 | 29.5 | 29.2 |  | 5 | 1942 | WAT |  | N | Y | N | Electric Utility |  |  |  |  | N | [57 empty] | N/A | [39 empty] | 0 | 0 | 10.4
18642 | Tennessee Valley Authority | 6440 | Wilson Dam | AL | Lauderdale | 11 | HY | OP | 29.2 | 29.2 | 29 |  | 7 | 1942 | WAT |  | N | Y | N | Electric Utility |  |  |  |  | N | [57 empty] | N/A | [39 empty] | 0 | 0 | 10.4
18642 | Tennessee Valley Authority | 6440 | Wilson Dam | AL | Lauderdale | 12 | HY | OP | 29.2 | 29.2 | 29 |  | 8 | 1942 | WAT |  | N | Y | N | Electric Utility |  |  |  |  | N | [57 empty] | N/A | [39 empty] | 0 | 0 | 10.4
18642 | Tennessee Valley Authority | 6440 | Wilson Dam | AL | Lauderdale | 13 | HY | OP | 29.2 | 29.4 | 29.1 |  | 4 | 1943 | WAT |  | N | Y | N | Electric Utility |  |  |  |  | N | [57 empty] | N/A | [39 empty] | 0 | 0 | 10.4
18642 | Tennessee Valley Authority | 6440 | Wilson Dam | AL | Lauderdale | 14 | HY | OP | 25.2 | 29.4 | 29.1 |  | 11 | 1943 | WAT |  | N | Y | N | Electric Utility |  |  |  |  | N | [57 empty] | N/A | [39 empty] | 0 | 0 | 10.4
18642 | Tennessee Valley Authority | 6440 | Wilson Dam | AL | Lauderdale | 15 | HY | OP | 29.2 | 29.2 | 29 |  | 12 | 1949 | WAT |  | N | Y | N | Electric Utility |  |  |  |  | N | [57 empty] | N/A | [39 empty] | 0 | 0 | 10.4
18642 | Tennessee Valley Authority | 6440 | Wilson Dam | AL | Lauderdale | 16 | HY | OP | 29.2 | 29.2 | 29 |  | 1 | 1950 | WAT |  | N | Y | N | Electric Utility |  |  |  |  | N | [57 empty] | N/A | [39 empty] | 0 | 0 | 10.4
18642 | Tennessee Valley Authority | 6440 | Wilson Dam | AL | Lauderdale | 17 | HY | OP | 29.2 | 29 | 28.8 |  | 2 | 1950 | WAT |  | N | Y | N | Electric Utility |  |  |  |  | N | [57 empty] | N/A | [39 empty] | 0 | 0 | 10.4
18642 | Tennessee Valley Authority | 6440 | Wilson Dam | AL | Lauderdale | 18 | HY | OP | 25.2 | 29 | 28.7 |  | 3 | 1950 | WAT |  | N | Y | N | Electric Utility |  |  |  |  | N | [57 empty] | N/A | [39 empty] | 0 | 0 | 10.4
18642 | Tennessee Valley Authority | 6440 | Wilson Dam | AL | Lauderdale | 19 | HY | OP | 54 | 55 | 54.9 |  | 12 | 1961 | WAT |  | N | Y | N | Electric Utility |  |  |  |  | N | [57 empty] | N/A | [39 empty] | 0 | 0 | 10.4
18642 | Tennessee Valley Authority | 6440 | Wilson Dam | AL | Lauderdale | 2 | HY | OP | 23 | 22.3 | 22.1 |  | 9 | 1925 | WAT |  | N | Y | N | Electric Utility |  |  |  |  | N | [57 empty] | N/A | [39 empty] | 0 | 0 | 10.4
18642 | Tennessee Valley Authority | 6440 | Wilson Dam | AL | Lauderdale | 20 | HY | OP | 54 | 55 | 55 |  | 1 | 1962 | WAT |  | N | Y | N | Electric Utility |  |  |  |  | N | [57 empty] | N/A | [39 empty] | 0 | 0 | 10.4
18642 | Tennessee Valley Authority | 6440 | Wilson Dam | AL | Lauderdale | 21 | HY | OP | 54 | 55 | 55 |  | 4 | 1962 | WAT |  | N | Y | N | Electric Utility |  |  |  |  | N | [57 empty] | N/A | [39 empty] | 0 | 0 | 10.4
18642 | Tennessee Valley Authority | 6440 | Wilson Dam | AL | Lauderdale | 3 | HY | OP | 23 | 23 | 22.7 |  | 9 | 1925 | WAT |  | N | Y | N | Electric Utility |  |  |  |  | N | [57 empty] | N/A | [39 empty] | 0 | 0 | 10.4
18642 | Tennessee Valley Authority | 6440 | Wilson Dam | AL | Lauderdale | 4 | HY | OP | 23 | 22 | 21.8 |  | 9 | 1925 | WAT |  | N | Y | N | Electric Utility |  |  |  |  | N | [57 empty] | N/A | [39 empty] | 0 | 0 | 10.4
18642 | Tennessee Valley Authority | 6440 | Wilson Dam | AL | Lauderdale | 5 | HY | OP | 36 | 30.3 | 30 |  | 9 | 1925 | WAT |  | N | Y | N | Electric Utility |  |  |  |  | N | [57 empty] | N/A | [39 empty] | 0 | 0 | 10.4
18642 | Tennessee Valley Authority | 6440 | Wilson Dam | AL | Lauderdale | 6 | HY | OP | 30.9 | 30.4 | 30.1 |  | 9 | 1925 | WAT |  | N | Y | N | Electric Utility |  |  |  |  | N | [57 empty] | N/A | [39 empty] | 0 | 0 | 10.4
18642 | Tennessee Valley Authority | 6440 | Wilson Dam | AL | Lauderdale | 7 | HY | OP | 30.9 | 29.1 | 28.8 |  | 9 | 1925 | WAT |  | N | Y | N | Electric Utility |  |  |  |  | N | [57 empty] | N/A | [39 empty] | 0 | 0 | 10.4
18642 | Tennessee Valley Authority | 6440 | Wilson Dam | AL | Lauderdale | 8 | HY | OP | 30.9 | 30.7 | 30.4 |  | 9 | 1925 | WAT |  | N | Y | N | Electric Utility |  |  |  |  | N | [57 empty] | N/A | [39 empty] | 0 | 0 | 10.4
18642 | Tennessee Valley Authority | 6440 | Wilson Dam | AL | Lauderdale | 9 | HY | OP | 29.2 | 29.6 | 29.3 |  | 3 | 1942 | WAT |  | N | Y | N | Electric Utility |  |  |  |  | N | [57 empty] | N/A | [39 empty] | 0 | 0 | 10.4
18642 | Tennessee Valley Authority | 7722 | Watts Bar Nuclear Plant | TN | Rhea | 1 | ST | OP | 1269.9 | 1123 | 1179 |  | 5 | 1996 | NUC |  | N | Y | N | Electric Utility |  |  |  |  | N | [57 empty] | N/A | [39 empty] | 0 | 0 | 10.4
18642 | Tennessee Valley Authority | 7845 | Lagoon Creek | TN | Haywood | CTG1 | CT | OP | 173.4 | 158 | 193 |  | 9 | 2010 | NG |  | N | Y | N | Electric Utility |  |  |  |  | N | [57 empty] | GAS | TN | Lagoon Creek | 7845 | LCC1 | 2010 |  | ARP, CAIRNOX, CAIROS, CAIRSO2 | 1091.86 | 3 | 293401.16 |  | 0.55 | 0.0134 | 11.366 | 109011.01 | 1834333.98 | 4 |  | Haywood | Electric Utility | 4911 | Electric Services | 35.6578 | -89.3964 | Tennessee Valley Authority (Owner/Operator) | Phase 2 |  | Operating (Started 06/30/2010) | Combined cycle (Started Jun 30, 2010) | Pipeline Natural Gas |  |  | Dry Low NOx Burners (Began Apr 01, 2010) Selective Catalytic Reduction (Began Apr 01, 2010) |  | 2243 | 6.2302 | GAS | 312 | 191.7098 | 0.0134 | 0.0006 | 9.0857
18642 | Tennessee Valley Authority | 7845 | Lagoon Creek | TN | Haywood | CTG2 | CT | OP | 173.4 | 158 | 193 |  | 9 | 2010 | NG |  | N | Y | N | Electric Utility |  |  |  |  | N | [57 empty] | GAS | TN | Lagoon Creek | 7845 | LCC2 | 2010 |  | ARP, CAIRNOX, CAIROS, CAIRSO2 | 1109.99 | 3 | 295834.5 |  | 0.549 | 0.0121 | 10.461 | 108683.816 | 1828809.116 | 4 |  | Haywood | Electric Utility | 4911 | Electric Services | 35.6578 | -89.3964 | Tennessee Valley Authority (Owner/Operator) | Phase 2 |  | Operating (Started 06/22/2010) | Combined cycle (Started Jun 22, 2010) | Pipeline Natural Gas |  |  | Dry Low NOx Burners (Began Apr 01, 2010) Selective Catalytic Reduction (Began Apr 01, 2010) |  | 2243 | 6.1416 | GAS | 309 | 199.4819 | 0.0121 | 0.0006 | 9.0857
18642 | Tennessee Valley Authority | 7845 | Lagoon Creek | TN | Haywood | GT1 | GT | OP | 84.5 | 78.8 | 94.3 |  | 6 | 2001 | NG | DFO | Y | Y | N | Electric Utility |  |  |  |  | N | [57 empty] | GAS | TN | Lagoon Creek | 7845 | LCC1 | 2010 |  | ARP, CAIRNOX, CAIROS, CAIRSO2 | 1091.86 | 3 | 293401.16 |  | 0.55 | 0.0134 | 11.366 | 109011.01 | 1834333.98 | 4 |  | Haywood | Electric Utility | 4911 | Electric Services | 35.6578 | -89.3964 | Tennessee Valley Authority (Owner/Operator) | Phase 2 |  | Operating (Started 06/30/2010) | Combined cycle (Started Jun 30, 2010) | Pipeline Natural Gas |  |  | Dry Low NOx Burners (Began Apr 01, 2010) Selective Catalytic Reduction (Began Apr 01, 2010) |  | 2243 | 6.2302 | GAS | 312 | -654.2948 | 0.0134 | 0.0006 | 11.429
18642 | Tennessee Valley Authority | 7845 | Lagoon Creek | TN | Haywood | GT11 | GT | OP | 86.2 | 77.6 | 92.8 |  | 6 | 2002 | NG | DFO | Y | Y | N | Electric Utility |  |  |  |  | N | [57 empty] | GAS | TN | Lagoon Creek | 7845 | LCC2 | 2010 |  | ARP, CAIRNOX, CAIROS, CAIRSO2 | 1109.99 | 3 | 295834.5 |  | 0.549 | 0.0121 | 10.461 | 108683.816 | 1828809.116 | 4 |  | Haywood | Electric Utility | 4911 | Electric Services | 35.6578 | -89.3964 | Tennessee Valley Authority (Owner/Operator) | Phase 2 |  | Operating (Started 06/22/2010) | Combined cycle (Started Jun 22, 2010) | Pipeline Natural Gas |  |  | Dry Low NOx Burners (Began Apr 01, 2010) Selective Catalytic Reduction (Began Apr 01, 2010) |  | 2243 | 6.1416 | GAS | 309 | -1164.8707 | 0.0121 | 0.0006 | 11.2912
18642 | Tennessee Valley Authority | 7845 | Lagoon Creek | TN | Haywood | GT12 | GT | OP | 86.2 | 77.6 | 92.8 |  | 6 | 2002 | NG | DFO | Y | Y | N | Electric Utility |  |  |  |  | N | [57 empty] | GAS | TN | Lagoon Creek | 7845 | LCC2 | 2010 |  | ARP, CAIRNOX, CAIROS, CAIRSO2 | 1109.99 | 3 | 295834.5 |  | 0.549 | 0.0121 | 10.461 | 108683.816 | 1828809.116 | 4 |  | Haywood | Electric Utility | 4911 | Electric Services | 35.6578 | -89.3964 | Tennessee Valley Authority (Owner/Operator) | Phase 2 |  | Operating (Started 06/22/2010) | Combined cycle (Started Jun 22, 2010) | Pipeline Natural Gas |  |  | Dry Low NOx Burners (Began Apr 01, 2010) Selective Catalytic Reduction (Began Apr 01, 2010) |  | 2243 | 6.1416 | GAS | 309 | -1164.8707 | 0.0121 | 0.0006 | 11.2912
18642 | Tennessee Valley Authority | 7845 | Lagoon Creek | TN | Haywood | GT2 | GT | OP | 84.5 | 78.8 | 94.3 |  | 6 | 2001 | NG | DFO | Y | Y | N | Electric Utility |  |  |  |  | N | [57 empty] | GAS | TN | Lagoon Creek | 7845 | LCC2 | 2010 |  | ARP, CAIRNOX, CAIROS, CAIRSO2 | 1109.99 | 3 | 295834.5 |  | 0.549 | 0.0121 | 10.461 | 108683.816 | 1828809.116 | 4 |  | Haywood | Electric Utility | 4911 | Electric Services | 35.6578 | -89.3964 | Tennessee Valley Authority (Owner/Operator) | Phase 2 |  | Operating (Started 06/22/2010) | Combined cycle (Started Jun 22, 2010) | Pipeline Natural Gas |  |  | Dry Low NOx Burners (Began Apr 01, 2010) Selective Catalytic Reduction (Began Apr 01, 2010) |  | 2243 | 6.1416 | GAS | 309 | -638.3881 | 0.0121 | 0.0006 | 11.429
18642 | Tennessee Valley Authority | 7845 | Lagoon Creek | TN | Haywood | GT3 | GT | OP | 84.5 | 78.8 | 94.3 |  | 6 | 2001 | NG | DFO | Y | Y | N | Electric Utility |  |  |  |  | N | [57 empty] | GAS | TN | Lagoon Creek | 7845 | LCC2 | 2010 |  | ARP, CAIRNOX, CAIROS, CAIRSO2 | 1109.99 | 3 | 295834.5 |  | 0.549 | 0.0121 | 10.461 | 108683.816 | 1828809.116 | 4 |  | Haywood | Electric Utility | 4911 | Electric Services | 35.6578 | -89.3964 | Tennessee Valley Authority (Owner/Operator) | Phase 2 |  | Operating (Started 06/22/2010) | Combined cycle (Started Jun 22, 2010) | Pipeline Natural Gas |  |  | Dry Low NOx Burners (Began Apr 01, 2010) Selective Catalytic Reduction (Began Apr 01, 2010) |  | 2243 | 6.1416 | GAS | 309 | -1138.3881 | 0.0121 | 0.0006 | 11.429
18642 | Tennessee Valley Authority | 7845 | Lagoon Creek | TN | Haywood | GT4 | GT | OP | 84.5 | 78.8 | 94.3 |  | 6 | 2001 | NG | DFO | Y | Y | N | Electric Utility |  |  |  |  | N | [57 empty] | GAS | TN | Lagoon Creek | 7845 | LCC2 | 2010 |  | ARP, CAIRNOX, CAIROS, CAIRSO2 | 1109.99 | 3 | 295834.5 |  | 0.549 | 0.0121 | 10.461 | 108683.816 | 1828809.116 | 4 |  | Haywood | Electric Utility | 4911 | Electric Services | 35.6578 | -89.3964 | Tennessee Valley Authority (Owner/Operator) | Phase 2 |  | Operating (Started 06/22/2010) | Combined cycle (Started Jun 22, 2010) | Pipeline Natural Gas |  |  | Dry Low NOx Burners (Began Apr 01, 2010) Selective Catalytic Reduction (Began Apr 01, 2010) |  | 2243 | 6.1416 | GAS | 309 | -1138.3881 | 0.0121 | 0.0006 | 11.429
18642 | Tennessee Valley Authority | 7845 | Lagoon Creek | TN | Haywood | GT5 | GT | OP | 84.5 | 78.8 | 94.3 |  | 6 | 2001 | NG | DFO | Y | Y | N | Electric Utility |  |  |  |  | N | [57 empty] | GAS | TN | Lagoon Creek | 7845 | LCC2 | 2010 |  | ARP, CAIRNOX, CAIROS, CAIRSO2 | 1109.99 | 3 | 295834.5 |  | 0.549 | 0.0121 | 10.461 | 108683.816 | 1828809.116 | 4 |  | Haywood | Electric Utility | 4911 | Electric Services | 35.6578 | -89.3964 | Tennessee Valley Authority (Owner/Operator) | Phase 2 |  | Operating (Started 06/22/2010) | Combined cycle (Started Jun 22, 2010) | Pipeline Natural Gas |  |  | Dry Low NOx Burners (Began Apr 01, 2010) Selective Catalytic Reduction (Began Apr 01, 2010) |  | 2243 | 6.1416 | GAS | 309 | -1138.3881 | 0.0121 | 0.0006 | 11.429
18642 | Tennessee Valley Authority | 7845 | Lagoon Creek | TN | Haywood | GT6 | GT | OP | 84.5 | 78.8 | 94.3 |  | 6 | 2001 | NG | DFO | Y | Y | N | Electric Utility |  |  |  |  | N | [57 empty] | GAS | TN | Lagoon Creek | 7845 | LCC2 | 2010 |  | ARP, CAIRNOX, CAIROS, CAIRSO2 | 1109.99 | 3 | 295834.5 |  | 0.549 | 0.0121 | 10.461 | 108683.816 | 1828809.116 | 4 |  | Haywood | Electric Utility | 4911 | Electric Services | 35.6578 | -89.3964 | Tennessee Valley Authority (Owner/Operator) | Phase 2 |  | Operating (Started 06/22/2010) | Combined cycle (Started Jun 22, 2010) | Pipeline Natural Gas |  |  | Dry Low NOx Burners (Began Apr 01, 2010) Selective Catalytic Reduction (Began Apr 01, 2010) |  | 2243 | 6.1416 | GAS | 309 | -1138.3881 | 0.0121 | 0.0006 | 11.429
18642 | Tennessee Valley Authority | 7845 | Lagoon Creek | TN | Haywood | GT7 | GT | OP | 84.5 | 78.8 | 94.3 |  | 7 | 2001 | NG | DFO | Y | Y | N | Electric Utility |  |  |  |  | N | [57 empty] | GAS | TN | Lagoon Creek | 7845 | LCC2 | 2010 |  | ARP, CAIRNOX, CAIROS, CAIRSO2 | 1109.99 | 3 | 295834.5 |  | 0.549 | 0.0121 | 10.461 | 108683.816 | 1828809.116 | 4 |  | Haywood | Electric Utility | 4911 | Electric Services | 35.6578 | -89.3964 | Tennessee Valley Authority (Owner/Operator) | Phase 2 |  | Operating (Started 06/22/2010) | Combined cycle (Started Jun 22, 2010) | Pipeline Natural Gas |  |  | Dry Low NOx Burners (Began Apr 01, 2010) Selective Catalytic Reduction (Began Apr 01, 2010) |  | 2243 | 6.1416 | GAS | 309 | -1138.3881 | 0.0121 | 0.0006 | 11.429
18642 | Tennessee Valley Authority | 7845 | Lagoon Creek | TN | Haywood | GT8 | GT | OP | 84.5 | 78.8 | 94.3 |  | 7 | 2001 | NG | DFO | Y | Y | N | Electric Utility |  |  |  |  | N | [57 empty] | GAS | TN | Lagoon Creek | 7845 | LCC2 | 2010 |  | ARP, CAIRNOX, CAIROS, CAIRSO2 | 1109.99 | 3 | 295834.5 |  | 0.549 | 0.0121 | 10.461 | 108683.816 | 1828809.116 | 4 |  | Haywood | Electric Utility | 4911 | Electric Services | 35.6578 | -89.3964 | Tennessee Valley Authority (Owner/Operator) | Phase 2 |  | Operating (Started 06/22/2010) | Combined cycle (Started Jun 22, 2010) | Pipeline Natural Gas |  |  | Dry Low NOx Burners (Began Apr 01, 2010) Selective Catalytic Reduction (Began Apr 01, 2010) |  | 2243 | 6.1416 | GAS | 309 | -1138.3881 | 0.0121 | 0.0006 | 11.429
18642 | Tennessee Valley Authority | 7845 | Lagoon Creek | TN | Haywood | GT9 | GT | OP | 86.2 | 77.6 | 92.8 |  | 6 | 2002 | NG | DFO | Y | Y | N | Electric Utility |  |  |  |  | N | [57 empty] | GAS | TN | Lagoon Creek | 7845 | LCC2 | 2010 |  | ARP, CAIRNOX, CAIROS, CAIRSO2 | 1109.99 | 3 | 295834.5 |  | 0.549 | 0.0121 | 10.461 | 108683.816 | 1828809.116 | 4 |  | Haywood | Electric Utility | 4911 | Electric Services | 35.6578 | -89.3964 | Tennessee Valley Authority (Owner/Operator) | Phase 2 |  | Operating (Started 06/22/2010) | Combined cycle (Started Jun 22, 2010) | Pipeline Natural Gas |  |  | Dry Low NOx Burners (Began Apr 01, 2010) Selective Catalytic Reduction (Began Apr 01, 2010) |  | 2243 | 6.1416 | GAS | 309 | -1164.8707 | 0.0121 | 0.0006 | 11.2912
18642 | Tennessee Valley Authority | 7845 | Lagoon Creek | TN | Haywood | STG1 | CA | OP | 257.6 | 224 | 229 |  | 9 | 2010 | NG |  | N | Y | N | Electric Utility |  |  |  |  | N | [57 empty] | GAS | [39 empty] | 0 | 0 | 10.4
18642 | Tennessee Valley Authority | 7927 | Buffalo Mountain | TN | Anderson | 1 | WT | OP | 0.6 | 0.7 | 0.7 |  | 10 | 2000 | WND |  | N | Y | N | Electric Utility |  |  |  |  | N | [57 empty] | N/A | [39 empty] | 0 | 0 | 10.4
18642 | Tennessee Valley Authority | 7960 | Kemper County | MS | Kemper | GT1 | GT | OP | 93 | 78.2 | 93.6 |  | 7 | 2002 | NG | DFO | Y | Y | N | Electric Utility |  |  |  |  | N | [57 empty] | GAS | MS | Kemper County | 7960 | KCT1 | 2010 |  | ARP, CAIRNOX, CAIROS, CAIRSO2 | 338.11 | 12 | 23973.15 |  | 0.104 | 0.0388 | 4.469 | 16212.812 | 279201.379 | 4 |  | Kemper | Electric Utility | 4911 | Electric Services | 32.7976 | -88.6057 | Tennessee Valley Authority (Owner/Operator) | Phase 2 |  | Operating | Combustion turbine | Diesel Oil | Pipeline Natural Gas |  |  |  | 1047 | 11.5209 | LIQUID | 93 | 146.7742 | 0.0388 | 0.000745 | 11.5209
18642 | Tennessee Valley Authority | 7960 | Kemper County | MS | Kemper | GT2 | GT | OP | 93 | 78.2 | 93.6 |  | 7 | 2002 | NG | DFO | Y | Y | N | Electric Utility |  |  |  |  | N | [57 empty] | GAS | MS | Kemper County | 7960 | KCT2 | 2010 |  | ARP, CAIRNOX, CAIROS, CAIRSO2 | 487.84 | 12 | 35237.37 |  | 0.154 | 0.0318 | 5.577 | 23759.877 | 409357.209 | 4 |  | Kemper | Electric Utility | 4911 | Electric Services | 32.7976 | -88.6057 | Tennessee Valley Authority (Owner/Operator) | Phase 2 |  | Operating | Combustion turbine | Diesel Oil | Pipeline Natural Gas |  |  |  | 1063 | 11.5138 | LIQUID | 95 | 142.5214 | 0.0318 | 0.000752 | 11.5138
18642 | Tennessee Valley Authority | 7960 | Kemper County | MS | Kemper | GT3 | GT | OP | 93 | 78.2 | 93.6 |  | 7 | 2002 | NG | DFO | Y | Y | N | Electric Utility |  |  |  |  | N | [57 empty] | GAS | MS | Kemper County | 7960 | KCT3 | 2010 |  | ARP, CAIRSO2, CAIRNOX, CAIROS | 474.11 | 12 | 34292.54 |  | 0.142 | 0.0351 | 6.223 | 23179.304 | 399599.398 | 4 |  | Kemper | Electric Utility | 4911 | Electric Services | 32.7976 | -88.6057 | Tennessee Valley Authority (Owner/Operator) | Phase 2 |  | Operating | Combustion turbine | Diesel Oil | Pipeline Natural Gas |  |  |  | 1061 | 11.5386 | LIQUID | 94 | 147.8632 | 0.0351 | 0.000711 | 11.5386
18642 | Tennessee Valley Authority | 7960 | Kemper County | MS | Kemper | GT4 | GT | OP | 93 | 78.2 | 93.6 |  | 7 | 2002 | NG | DFO | Y | Y | N | Electric Utility |  |  |  |  | N | [57 empty] | GAS | MS | Kemper County | 7960 | KCT4 | 2010 |  | ARP, CAIRNOX, CAIROS, CAIRSO2 | 322.66 | 12 | 22468.84 |  | 0.091 | 0.0352 | 3.864 | 15287.293 | 263477.14 | 4 |  | Kemper | Electric Utility | 4911 | Electric Services | 32.7976 | -88.6057 | Tennessee Valley Authority (Owner/Operator) | Phase 2 |  | Operating | Combustion turbine | Diesel Oil | Pipeline Natural Gas |  |  |  | 1047 | 11.5723 | LIQUID | 90 | 130 | 0.0352 | 0.000691 | 11.5723
18642 | Tennessee Valley Authority | 55081 | Brownsville Peaking Power | TN | Haywood | 1 | GT | OP | 112 | 112.9 | 115 |  | 6 | 1999 | NG |  | N | Y | N | Electric Utility |  |  |  |  | N | [57 empty] | GAS | TN | Brownsville CT | 55081 | AA-001 | 2010 |  | ARP, CAIRNOX, CAIROS, CAIRSO2 | 658.63 | 12 | 66627.93 |  | 0.227 | 0.0711 | 19.52 | 44976.192 | 756809.976 | 4 |  | Haywood | Electric Utility | 4911 | Electric Services | 35.5438 | -89.198 | Tennessee Valley Authority (Owner/Operator) | Phase 2 |  | Operating | Combustion turbine | Pipeline Natural Gas |  |  |  |  | 1394 | 11.1941 | GAS | 126 | 452.1739 | 0.0711 | 0.0006 | 11.1941
18642 | Tennessee Valley Authority | 55081 | Brownsville Peaking Power | TN | Haywood | 2 | GT | OP | 112 | 112.9 | 115 |  | 6 | 1999 | NG |  | N | Y | N | Electric Utility |  |  |  |  | N | [57 empty] | GAS | TN | Brownsville CT | 55081 | AA-002 | 2010 |  | ARP, CAIRNOX, CAIROS, CAIRSO2 | 660.79 | 12 | 65481.85 |  | 0.22 | 0.0721 | 18.822 | 43504.304 | 732054.596 | 4 |  | Haywood | Electric Utility | 4911 | Electric Services | 35.5438 | -89.198 | Tennessee Valley Authority (Owner/Operator) | Phase 2 |  | Operating | Combustion turbine | Pipeline Natural Gas |  |  |  |  | 1340 | 10.996 | GAS | 126 | 452.1739 | 0.0721 | 0.000601 | 10.996
18642 | Tennessee Valley Authority | 55081 | Brownsville Peaking Power | TN | Haywood | 3 | GT | OP | 118 | 120.9 | 128 |  | 6 | 1999 | NG |  | N | Y | N | Electric Utility |  |  |  |  | N | [57 empty] | GAS | TN | Brownsville CT | 55081 | AA-003 | 2010 |  | ARP, CAIRNOX, CAIROS, CAIRSO2 | 762.1 | 12 | 82319.37 |  | 0.306 | 0.1042 | 45.114 | 60653.065 | 1020588.675 | 4 |  | Haywood | Electric Utility | 4911 | Electric Services | 35.5438 | -89.198 | Tennessee Valley Authority (Owner/Operator) | Phase 2 |  | Operating | Combustion turbine | Pipeline Natural Gas |  |  |  |  | 1603 | 12.2299 | GAS | 128 | 500 | 0.1042 | 0.0006 | 12.2299
18642 | Tennessee Valley Authority | 55081 | Brownsville Peaking Power | TN | Haywood | 4 | GT | OP | 118 | 120.9 | 128 |  | 6 | 1999 | NG |  | N | Y | N | Electric Utility |  |  |  |  | N | [57 empty] | GAS | TN | Brownsville CT | 55081 | AA-004 | 2010 |  | ARP, CAIRNOX, CAIROS, CAIRSO2 | 777.46 | 12 | 84823.39 |  | 0.313 | 0.1086 | 51.496 | 62050.68 | 1044115.536 | 4 |  | Haywood | Electric Utility | 4911 | Electric Services | 35.5438 | -89.198 | Tennessee Valley Authority (Owner/Operator) | Phase 2 |  | Operating | Combustion turbine | Pipeline Natural Gas |  |  |  |  | 1594 | 12.1911 | GAS | 129 | 496.0938 | 0.1086 | 0.0006 | 12.1911
18642 | Tennessee Valley Authority | 55197 | Caledonia | MS | Lowndes | CTG1 | CT | OP | 161 | 150 | 180 |  | 6 | 2003 | NG |  | N | Y | N | Electric Utility |  |  |  |  | N | [57 empty] | GAS | MS | Caledonia | 55197 | AA-001 | 2010 |  | ARP, CAIRNOX, CAIROS, CAIRSO2 | 5814.77 | 12 | 1355340.76 |  | 2.804 | 0.0143 | 52.616 | 555393.607 | 9345612.533 | 4 |  | Lowndes | Electric Utility |  |  | 33.6464 | -88.2717 | Caledonia Power, LLC (Owner) Tennessee Valley Authority (Operator) | Phase 2 |  | Operating | Combined cycle | Pipeline Natural Gas |  |  | Dry Low NOx Burners Selective Catalytic Reduction |  | 2000 | 6.8253 | GAS | 297 | 175 | 0.0143 | 0.0006 | 9.4764
18642 | Tennessee Valley Authority | 55197 | Caledonia | MS | Lowndes | CTG2 | CT | OP | 161 | 150 | 180 |  | 6 | 2003 | NG |  | N | Y | N | Electric Utility |  |  |  |  | N | [57 empty] | GAS | MS | Caledonia | 55197 | AA-002 | 2010 |  | ARP, CAIRNOX, CAIROS, CAIRSO2 | 6098.6 | 12 | 1413576.94 |  | 2.899 | 0.0133 | 51.256 | 574216.605 | 9662443.579 | 4 |  | Lowndes | Electric Utility |  |  | 33.6464 | -88.2717 | Caledonia Power, LLC (Owner) Tennessee Valley Authority (Operator) | Phase 2 |  | Operating | Combined cycle | Pipeline Natural Gas |  |  | Dry Low NOx Burners Selective Catalytic Reduction |  | 2000 | 6.7683 | GAS | 297 | 175 | 0.0133 | 0.0006 | 9.4764
18642 | Tennessee Valley Authority | 55197 | Caledonia | MS | Lowndes | CTG3 | CT | OP | 161 | 150 | 180 |  | 6 | 2003 | NG |  | N | Y | N | Electric Utility |  |  |  |  | N | [57 empty] | GAS | MS | Caledonia | 55197 | AA-003 | 2010 |  | ARP, CAIRNOX, CAIROS, CAIRSO2 | 6231.73 | 12 | 1475008.79 |  | 3.009 | 0.0126 | 52.137 | 596044.034 | 10029564.58 | 4 |  | Lowndes | Electric Utility |  |  | 33.6464 | -88.2717 | Caledonia Power, LLC (Owner) Tennessee Valley Authority (Operator) | Phase 2 |  | Operating | Combined cycle | Pipeline Natural Gas |  |  | Dry Low NOx Burners Selective Catalytic Reduction |  | 2000 | 6.7427 | GAS | 296 | 177.7778 | 0.0126 | 0.0006 | 9.4764
18642 | Tennessee Valley Authority | 55197 | Caledonia | MS | Lowndes | STG1 | CA | OP | 106 | 105 | 112 |  | 6 | 2003 | NG |  | N | Y | N | Electric Utility |  |  |  |  | N | [6 empty] | UNIT 1 | 2003 | 731600 | [48 empty] | GAS | [39 empty] | 0 | 0 | 10.4
18642 | Tennessee Valley Authority | 55197 | Caledonia | MS | Lowndes | STG2 | CA | OP | 106 | 105 | 112 |  | 6 | 2003 | NG |  | N | Y | N | Electric Utility |  |  |  |  | N | [6 empty] | UNIT 2 | 2003 | 731600 | [48 empty] | GAS | [39 empty] | 0 | 0 | 10.4
18642 | Tennessee Valley Authority | 55197 | Caledonia | MS | Lowndes | STG3 | CA | OP | 106 | 105 | 112 |  | 6 | 2003 | NG |  | N | Y | N | Electric Utility |  |  |  |  | N | [6 empty] | UNIT 3 | 2003 | 731600 | [48 empty] | GAS | [39 empty] | 0 | 0 | 10.4
18642 | Tennessee Valley Authority | 55232 | Marshall Energy Facility | KY | Marshall | CT1 | GT | OP | 86 | 77.6 | 92.8 |  | 6 | 2002 | NG | DFO | Y | Y | N | Electric Utility |  |  |  |  | N | [57 empty] | GAS | KY | Marshall | 55232 | CT1 | 2010 |  | ARP, CAIRNOX, CAIROS, CAIRSO2 | 300.64 | 12 | 21573.39 |  | 0.077 | 0.0303 | 3.222 | 15106.222 | 254177.27 | 4 |  | Marshall | Electric Utility | 4911 | Electric Services | 37.0286 | -88.3958 | Tennessee Valley Authority (Owner/Operator) | Phase 2 |  | Operating | Combustion turbine | Pipeline Natural Gas | Diesel Oil |  | Water Injection Dry Low NOx Burners |  | 1192 | 11.7303 | GAS | 96 | 1982.7586 | 0.0303 | 0.000606 | 11.7303
18642 | Tennessee Valley Authority | 55232 | Marshall Energy Facility | KY | Marshall | CT2 | GT | OP | 86 | 77.6 | 92.8 |  | 6 | 2002 | NG | DFO | Y | Y | N | Electric Utility |  |  |  |  | N | [57 empty] | GAS | KY | Marshall | 55232 | CT2 | 2010 |  | ARP, CAIRNOX, CAIROS, CAIRSO2 | 305.2 | 12 | 21558.3 |  | 0.077 | 0.0289 | 3.164 | 15219.494 | 256080.129 | 4 |  | Marshall | Electric Utility | 4911 | Electric Services | 37.0286 | -88.3958 | Tennessee Valley Authority (Owner/Operator) | Phase 2 |  | Operating | Combustion turbine | Pipeline Natural Gas | Diesel Oil |  | Water Injection Dry Low NOx Burners |  | 1192 | 11.8276 | GAS | 95 | 1988.1466 | 0.0289 | 0.000601 | 11.8276
18642 | Tennessee Valley Authority | 55232 | Marshall Energy Facility | KY | Marshall | CT3 | GT | OP | 86 | 77.6 | 92.8 |  | 6 | 2002 | NG | DFO | Y | Y | N | Electric Utility |  |  |  |  | N | [57 empty] | GAS | KY | Marshall | 55232 | CT3 | 2010 |  | ARP, CAIRNOX, CAIROS, CAIRSO2 | 297.1 | 12 | 20867.16 |  | 0.074 | 0.0351 | 3.259 | 14594.723 | 245568.893 | 4 |  | Marshall | Electric Utility | 4911 | Electric Services | 37.0286 | -88.3958 | Tennessee Valley Authority (Owner/Operator) | Phase 2 |  | Operating | Combustion turbine | Pipeline Natural Gas | Diesel Oil |  | Water Injection Dry Low NOx Burners |  | 1192 | 11.6538 | GAS | 97 | 1977.3707 | 0.0351 | 0.000603 | 11.6538
18642 | Tennessee Valley Authority | 55251 | Gleason Generating Facility | TN | Weakley | CTG1 | GT | OP | 185.4 | 177.5 | 185 |  | 6 | 2000 | NG |  | N | Y | N | Electric Utility |  |  |  |  | N | [57 empty] | GAS | TN | Gleason Generating Facility | 55251 | CTG-1 | 2010 |  | ARP, CAIRNOX, CAIROS, CAIRSO2 | 275.23 | 12 | 30590.8 |  | 0.104 | 0.1346 | 23.015 | 20698.499 | 348298.217 | 4 |  | Weakley | Electric Utility | 4911 | Electric Services | 36.2454 | -88.612 | Tennessee Valley Authority (Owner/Operator) | Phase 2 |  | Operating | Combustion turbine | Pipeline Natural Gas |  |  | Water Injection |  | 1800 | 11.2295 | GAS | 120 | 229.1667 | 0.1346 | 0.000597 | 11.2295
18642 | Tennessee Valley Authority | 55251 | Gleason Generating Facility | TN | Weakley | CTG2 | GT | OP | 191.2 | 177.5 | 185 |  | 6 | 2000 | NG |  | N | Y | N | Electric Utility |  |  |  |  | N | [57 empty] | GAS | TN | Gleason Generating Facility | 55251 | CTG-2 | 2010 |  | ARP, CAIRNOX, CAIROS, CAIRSO2 | 277.2 | 12 | 26858.72 |  | 0.09 | 0.1594 | 23.726 | 17867.91 | 300637.398 | 4 |  | Weakley | Electric Utility | 4911 | Electric Services | 36.2454 | -88.612 | Tennessee Valley Authority (Owner/Operator) | Phase 2 |  | Operating | Combustion turbine | Pipeline Natural Gas |  |  | Water Injection |  | 1800 | 10.9828 | GAS | 100 | 75 | 0.1594 | 0.000599 | 10.9828
18642 | Tennessee Valley Authority | 55251 | Gleason Generating Facility | TN | Weakley | CTG3 | GT | OP | 191.2 | 140 | 140 |  | 6 | 2000 | NG |  | N | Y | N | Electric Utility |  |  |  |  | N | [57 empty] | GAS | TN | Gleason Generating Facility | 55251 | CTG-3 | 2010 |  | ARP, CAIRNOX, CAIROS, CAIRSO2 | 94.3 | 12 | 12206.03 |  | 0.04 | 0.1309 | 8.462 | 7869.544 | 132402.845 | 4 |  | Weakley | Electric Utility | 4911 | Electric Services | 36.2454 | -88.612 | Tennessee Valley Authority (Owner/Operator) | Phase 2 |  | Operating | Combustion turbine | Pipeline Natural Gas |  |  | Water Injection |  | 1800 | 10.6337 | GAS | 140 | 500 | 0.1309 | 0.000604 | 10.6337
18642 | Tennessee Valley Authority | 55269 | TVA Southaven Combined Cycle | MS | Desoto | CTG1 | CT | OP | 179.3 | 150 | 183 |  | 5 | 2003 | NG |  | N | Y | N | Electric Utility |  |  |  |  | N | [57 empty] | GAS | MS | Southaven Combined Cycle | 55269 | AA-001 | 2010 |  | ARP, CAIRNOX, CAIROS, CAIRSO2 | 5721.66 | 12 | 1357832.14 |  | 2.785 | 0.0196 | 70.565 | 551600.842 | 9281714.196 | 4 |  | DeSoto | Electric Utility |  |  | 34.9939 | -90.039 | Tennessee Valley Authority (Owner/Operator) | Phase 2 |  | Operating | Combined cycle | Pipeline Natural Gas |  |  | Dry Low NOx Burners Selective Catalytic Reduction |  | 2000 | 6.7877 | GAS | 299 | 183.0601 | 0.0196 | 0.0006 | 9.4162
18642 | Tennessee Valley Authority | 55269 | TVA Southaven Combined Cycle | MS | Desoto | CTG2 | CT | OP | 179.3 | 150 | 183 |  | 5 | 2003 | NG |  | N | Y | N | Electric Utility |  |  |  |  | N | [57 empty] | GAS | MS | Southaven Combined Cycle | 55269 | AA-002 | 2010 |  | ARP, CAIRNOX, CAIROS, CAIRSO2 | 5734.72 | 12 | 1325185.83 |  | 2.772 | 0.0193 | 63.856 | 549007.249 | 9237969.569 | 4 |  | DeSoto | Electric Utility |  |  | 34.9939 | -90.039 | Tennessee Valley Authority (Owner/Operator) | Phase 2 |  | Operating | Combined cycle | Pipeline Natural Gas |  |  | Dry Low NOx Burners Selective Catalytic Reduction |  | 2000 | 6.9258 | GAS | 289 | 210.3825 | 0.0193 | 0.0006 | 9.4162
18642 | Tennessee Valley Authority | 55269 | TVA Southaven Combined Cycle | MS | Desoto | CTG3 | CT | OP | 179.3 | 150 | 183 |  | 5 | 2003 | NG |  | N | Y | N | Electric Utility |  |  |  |  | N | [57 empty] | GAS | MS | Southaven Combined Cycle | 55269 | AA-003 | 2010 |  | ARP, CAIRNOX, CAIROS, CAIRSO2 | 6413.5 | 12 | 1552389.85 |  | 3.102 | 0.0285 | 109.31 | 614504.81 | 10340469.96 | 4 |  | DeSoto | Electric Utility |  |  | 34.9939 | -90.039 | Tennessee Valley Authority (Owner/Operator) | Phase 2 |  | Operating | Combined cycle | Pipeline Natural Gas |  |  | Dry Low NOx Burners Selective Catalytic Reduction |  | 2000 | 6.6179 | GAS | 300 | 180.3279 | 0.0285 | 0.0006 | 9.4162
18642 | Tennessee Valley Authority | 55269 | TVA Southaven Combined Cycle | MS | Desoto | STG1 | CA | OP | 122 | 108 | 112 |  | 5 | 2003 | NG |  | N | Y | N | Electric Utility |  |  |  |  | N | [6 empty] | UNIT1 | 2003 | 731600 | [48 empty] | GAS | [39 empty] | 0 | 0 | 10.4
18642 | Tennessee Valley Authority | 55269 | TVA Southaven Combined Cycle | MS | Desoto | STG2 | CA | OP | 122 | 108 | 112 |  | 5 | 2003 | NG |  | N | Y | N | Electric Utility |  |  |  |  | N | [6 empty] | UNIT2 | 2003 | 731600 | [48 empty] | GAS | [39 empty] | 0 | 0 | 10.4
18642 | Tennessee Valley Authority | 55269 | TVA Southaven Combined Cycle | MS | Desoto | STG3 | CA | OP | 122 | 108 | 112 |  | 5 | 2003 | NG |  | N | Y | N | Electric Utility |  |  |  |  | N | [6 empty] | UNIT3 | 2003 | 731600 | [48 empty] | GAS | [39 empty] | 0 | 0 | 10.4
18642 | Tennessee Valley Authority | 55451 | Magnolia Power Plant | MS | Benton | CTG1 | CT | OP | 178.5 | 153.5 | 167.8 |  | 8 | 2003 | NG |  | N | Y | N | Electric Utility |  |  |  |  | N | [57 empty] | GAS | MS | Magnolia Facility | 55451 | CTG-1 | 2010 |  | ARP, CAIRNOX, CAIROS, CAIRSO2 | 2355.75 | 12 | 580560.75 |  | 1.36 | 0.0146 | 26.901 | 268804.475 | 4523151.15 | 4 | Southeastern Electric Reliability Council | Benton | Electric Utility | 4911 | Electric Services | 34.8358 | -89.2017 | North American Energy Services (Operator) Magnolia Energy, LP (Owner) | Phase 2 |  | Operating | Combined cycle | Pipeline Natural Gas |  |  | Dry Low NOx Burners Selective Catalytic Reduction |  | 2750 | 7.7324 | GAS | 336 | -1.1919 | 0.0146 | 0.000601 | 7.7324
18642 | Tennessee Valley Authority | 55451 | Magnolia Power Plant | MS | Benton | CTG2 | CT | OP | 178.5 | 153.5 | 167.8 |  | 8 | 2003 | NG |  | N | Y | N | Electric Utility |  |  |  |  | N | [57 empty] | GAS | MS | Magnolia Facility | 55451 | CTG-2 | 2010 |  | ARP, CAIRNOX, CAIROS, CAIRSO2 | 1884.25 | 12 | 458371.25 |  | 1.067 | 0.0177 | 22.741 | 211257.75 | 3554814.325 | 4 | Southeastern Electric Reliability Council | Benton | Electric Utility | 4911 | Electric Services | 34.8358 | -89.2017 | North American Energy Services (Operator) Magnolia Energy, LP (Owner) | Phase 2 |  | Operating | Combined cycle | Pipeline Natural Gas |  |  | Dry Low NOx Burners Selective Catalytic Reduction |  | 2750 | 7.688 | GAS | 332 | 10.7271 | 0.0177 | 0.0006 | 7.688
18642 | Tennessee Valley Authority | 55451 | Magnolia Power Plant | MS | Benton | CTG3 | CT | OP | 178.5 | 153.5 | 167.8 |  | 8 | 2003 | NG |  | N | Y | N | Electric Utility |  |  |  |  | N | [57 empty] | GAS | MS | Magnolia Facility | 55451 | CTG-3 | 2010 |  | ARP, CAIRNOX, CAIROS, CAIRSO2 | 2528.5 | 12 | 631431.25 |  | 1.457 | 0.0187 | 32.023 | 290353.3 | 4885757.725 | 4 | Southeastern Electric Reliability Council | Benton | Electric Utility | 4911 | Electric Services | 34.8358 | -89.2017 | North American Energy Services (Operator) Magnolia Energy, LP (Owner) | Phase 2 |  | Operating | Combined cycle | Pipeline Natural Gas |  |  | Dry Low NOx Burners Selective Catalytic Reduction |  | 2750 | 7.6683 | GAS | 334 | 4.7676 | 0.0187 | 0.000596 | 7.6683
18642 | Tennessee Valley Authority | 55451 | Magnolia Power Plant | MS | Benton | STG1 | CA | OP | 156 | 134.2 | 146.6 |  | 8 | 2003 | NG |  | N | Y | N | Electric Utility |  |  |  |  | N | [57 empty] | GAS | [39 empty] | 0 | 0 | 10.4
18642 | Tennessee Valley Authority | 55451 | Magnolia Power Plant | MS | Benton | STG2 | CA | OP | 156 | 134.2 | 146.6 |  | 8 | 2003 | NG |  | N | Y | N | Electric Utility |  |  |  |  | N | [57 empty] | GAS | [39 empty] | 0 | 0 | 10.4
18642 | Tennessee Valley Authority | 55451 | Magnolia Power Plant | MS | Benton | STG3 | CA | OP | 156 | 134.2 | 146.6 |  | 8 | 2003 | NG |  | N | Y | N | Electric Utility |  |  |  |  | N | [57 empty] | GAS | [39 empty] | 0 | 0 | 10.4
18642 | Tennessee Valley Authority | 757 | Blue Ridge | GA | Fannin | 2 | HY | OP | 1.5 | 1.3 | 1.3 |  | 9 | 1994 | WAT |  | N | Y | N | Electric Utility |  |  |  |  | N | [57 empty] | N/A | [39 empty] | 0 | 0 | 10.4
18642 | Tennessee Valley Authority | 758 | Nottely | GA | Union | 2 | HY | OP | 0.9 | 0.9 | 0.9 |  | 8 | 1993 | WAT |  | N | Y | N | Electric Utility |  |  |  |  | N | [57 empty] | N/A | [39 empty] | 0 | 0 | 10.4
18642 | Tennessee Valley Authority | 3395 | Boone Dam | TN | Sullivan | 2 | HY | OP | 38.3 | 37.8 | 29.8 |  | 6 | 1953 | WAT |  | N | Y | N | Electric Utility |  |  |  |  | N | [57 empty] | N/A | [39 empty] | 0 | 0 | 10.4
18642 | Tennessee Valley Authority | 3395 | Boone Dam | TN | Sullivan | 3 | HY | OP | 29.6 | 37.8 | 29.8 |  | 3 | 1953 | WAT |  | N | Y | N | Electric Utility |  |  |  |  | N | [57 empty] | N/A | [39 empty] | 0 | 0 | 10.4
18642 | Tennessee Valley Authority | 3409 | Nickajack | TN | Marion | 2 | HY | OP | 27.9 | 27.3 | 28 |  | 4 | 1968 | WAT |  | N | Y | N | Electric Utility |  |  |  |  | N | [57 empty] | N/A | [39 empty] | 0 | 0 | 10.4
18642 | Tennessee Valley Authority | 3409 | Nickajack | TN | Marion | 4 | HY | OP | 24.3 | 25 | 25.6 |  | 2 | 1968 | WAT |  | N | Y | N | Electric Utility |  |  |  |  | N | [57 empty] | N/A | [39 empty] | 0 | 0 | 10.4
18642 | Tennessee Valley Authority | 3417 | Tims Ford | TN | Franklin | 2 | HY | OP | 0.7 | 0.5 | 0.5 |  | 3 | 1987 | WAT |  | N | Y | N | Electric Utility |  |  |  |  | N | [57 empty] | N/A | [39 empty] | 0 | 0 | 10.4
18642 | Tennessee Valley Authority | 6150 | Bellefonte | AL | Jackson | DG-1 | IC | OP | 7 | 7 | 7 |  | 12 | 1998 | DFO |  | N | Y | N | Electric Utility |  |  |  |  | N | [57 empty] | LIQUID | [39 empty] | 0.7385 | 0.025484 | 12.5895
18642 | Tennessee Valley Authority | 6150 | Bellefonte | AL | Jackson | DG-2 | IC | OP | 7 | 7 | 7 |  | 12 | 1998 | DFO |  | N | Y | N | Electric Utility |  |  |  |  | N | [57 empty] | LIQUID | [39 empty] | 0.7385 | 0.025484 | 12.5895
18642 | Tennessee Valley Authority | 7719 | Meridian | MS | Lauderdale | 1 | IC | OP | 1.8 | 1.8 | 1.8 |  | 6 | 1998 | DFO |  | N | Y | N | Electric Utility |  |  |  |  | N | [57 empty] | LIQUID | [39 empty] | 0.7385 | 0.025484 | 12.5895
18642 | Tennessee Valley Authority | 7719 | Meridian | MS | Lauderdale | 2 | IC | OP | 1.8 | 1.8 | 1.8 |  | 6 | 1998 | DFO |  | N | Y | N | Electric Utility |  |  |  |  | N | [57 empty] | LIQUID | [39 empty] | 0.7385 | 0.025484 | 12.5895
18642 | Tennessee Valley Authority | 7719 | Meridian | MS | Lauderdale | 3 | IC | OP | 1.8 | 1.8 | 1.8 |  | 6 | 1998 | DFO |  | N | Y | N | Electric Utility |  |  |  |  | N | [57 empty] | LIQUID | [39 empty] | 0.7385 | 0.025484 | 12.5895
18642 | Tennessee Valley Authority | 7719 | Meridian | MS | Lauderdale | 4 | IC | OP | 1.8 | 1.8 | 1.8 |  | 6 | 1998 | DFO |  | N | Y | N | Electric Utility |  |  |  |  | N | [57 empty] | LIQUID | [39 empty] | 0.7385 | 0.025484 | 12.5895
18642 | Tennessee Valley Authority | 7719 | Meridian | MS | Lauderdale | 5 | IC | OP | 1.8 | 1.8 | 1.8 |  | 6 | 1998 | DFO |  | N | Y | N | Electric Utility |  |  |  |  | N | [57 empty] | LIQUID | [39 empty] | 0.7385 | 0.025484 | 12.5895
18642 | Tennessee Valley Authority | 7845 | Lagoon Creek | TN | Haywood | GT10 | GT | OP | 86.2 | 77.6 | 92.8 |  | 6 | 2002 | NG | DFO | Y | Y | N | Electric Utility |  |  |  |  | N | [57 empty] | GAS | TN | Lagoon Creek | 7845 | LCC2 | 2010 |  | ARP, CAIRNOX, CAIROS, CAIRSO2 | 1109.99 | 3 | 295834.5 |  | 0.549 | 0.0121 | 10.461 | 108683.816 | 1828809.116 | 4 |  | Haywood | Electric Utility | 4911 | Electric Services | 35.6578 | -89.3964 | Tennessee Valley Authority (Owner/Operator) | Phase 2 |  | Operating (Started 06/22/2010) | Combined cycle (Started Jun 22, 2010) | Pipeline Natural Gas |  |  | Dry Low NOx Burners (Began Apr 01, 2010) Selective Catalytic Reduction (Began Apr 01, 2010) |  | 2243 | 6.1416 | GAS | 309 | -1164.8707 | 0.0121 | 0.0006 | 11.2912
18642 | Tennessee Valley Authority | 7924 | Albertville | AL | Marshall | DG1 | IC | OP | 1 | 0.9 | 0.9 |  | 2 | 2000 | DFO |  | N | Y | N | Electric Utility |  |  |  |  | N | [57 empty] | LIQUID | [39 empty] | 0.7385 | 0.025484 | 12.5895
18642 | Tennessee Valley Authority | 7924 | Albertville | AL | Marshall | DG2 | IC | OP | 1 | 0.9 | 0.9 |  | 2 | 2000 | DFO |  | N | Y | N | Electric Utility |  |  |  |  | N | [57 empty] | LIQUID | [39 empty] | 0.7385 | 0.025484 | 12.5895
18642 | Tennessee Valley Authority | 7924 | Albertville | AL | Marshall | DG3 | IC | OP | 1 | 0.9 | 0.9 |  | 2 | 2000 | DFO |  | N | Y | N | Electric Utility |  |  |  |  | N | [57 empty] | LIQUID | [39 empty] | 0.7385 | 0.025484 | 12.5895
18642 | Tennessee Valley Authority | 7924 | Albertville | AL | Marshall | DG4 | IC | OP | 1 | 0.9 | 0.9 |  | 2 | 2000 | DFO |  | N | Y | N | Electric Utility |  |  |  |  | N | [57 empty] | LIQUID | [39 empty] | 0.7385 | 0.025484 | 12.5895
18642 | Tennessee Valley Authority | 7927 | Buffalo Mountain | TN | Anderson | 2 | WT | OP | 0.6 | 0.7 | 0.7 |  | 10 | 2000 | WND |  | N | Y | N | Electric Utility |  |  |  |  | N | [57 empty] | N/A | [39 empty] | 0 | 0 | 10.4
18642 | Tennessee Valley Authority | 7927 | Buffalo Mountain | TN | Anderson | 3 | WT | OP | 0.6 | 0.7 | 0.7 |  | 10 | 2000 | WND |  | N | Y | N | Electric Utility |  |  |  |  | N | [57 empty] | N/A | [39 empty] | 0 | 0 | 10.4
18668 | Tesoro Refining and Marketing Company | 52133 | Mandan Refinery | ND | Morton | GEN1 | ST | OP | 2.5 | 2.8 | 2.8 |  | 10 | 1954 | OG | NG | N | N | Y | Industrial CHP |  |  |  |  | N | [57 empty] | GAS | [39 empty] | 0.1167 | 0.0044251 | 10.4
18668 | Tesoro Refining and Marketing Company | 52133 | Mandan Refinery | ND | Morton | GEN2 | ST | OP | 2.5 | 2.8 | 2.8 |  | 10 | 1954 | OG | NG | N | N | Y | Industrial CHP |  |  |  |  | N | [57 empty] | GAS | [39 empty] | 0.1167 | 0.0044251 | 10.4
18668 | Tesoro Refining and Marketing Company | 52133 | Mandan Refinery | ND | Morton | GEN3 | ST | OP | 2.5 | 2.8 | 2.8 |  | 5 | 1958 | OG | NG | N | N | Y | Industrial CHP |  |  |  |  | N | [57 empty] | GAS | [39 empty] | 0.1167 | 0.0044251 | 10.4
18715 | Texas Municipal Power Agency | 6136 | Gibbons Creek | TX | Grimes | 1 | ST | OP | 453.5 | 470 | 470 |  | 10 | 1983 | SUB |  | N | Y | N | Electric Utility |  |  |  |  | N | Y |  | Y |  |  |  | 1 | 1983 | 1217625 | [16 empty] | OP: OP; DP: SP; LS: LS; N: Y | 0.3 | 90 | 300 | 1494000 | 100 | OP | EK |  |  | 4.3 |  | 0.2 | 0.5 |  |  | 99.8 | 443 | 1720000 |  |  |  |  | COAL | TX | Gibbons Creek Steam Electric Station | 6136 | 1 | 2010 |  | ARP, CAIRNOX, CAIRSO2 | 8107.88 | 12 | 3816398.23 |  | 12145.88 | 0.1264 | 2277.093 | 3700104.464 | 36063406.48 | 6 | Electric Reliability Council of Texas | Grimes | Electric Utility | 4911 | Electric Services | 30.6167 | -96.0778 | Texas Municipal Power Agency (Owner/Operator) | Phase 2 | Early Election | Operating | Tangentially-fired | Coal |  |  | Low NOx Burner Technology w/ Closed-coupled OFA | Electrostatic Precipitator | 5060 | 9.4168 | COAL | 501 | 1967.0213 | 0.1264 | 0.67358 | 9.4168
18760 | Texas Petrochemicals Corp | 50229 | Texas Petrochemicals | TX | Harris | TG2 | ST | OP | 35 | 35 | 35 |  | 6 | 1972 | NG | OG | N | Y | Y | Industrial CHP |  |  |  |  | N | [57 empty] | GAS | [39 empty] | 0.1831 | 0.0009122 | 11.5673
18801 | Thermo Power & Electric LLC | 50676 | Thermo Power & Electric | CO | Weld | GEN1 | CT | OP | 47.2 | 30 | 35 |  | 7 | 1988 | NG |  | N | Y | Y | IPP CHP |  |  |  |  | N | [57 empty] | GAS | [39 empty] | 0.071231 | 0.0009031 | 11.6706
18801 | Thermo Power & Electric LLC | 50676 | Thermo Power & Electric | CO | Weld | GEN2 | CT | OP | 47.2 | 30 | 35 |  | 7 | 1988 | NG |  | N | Y | Y | IPP CHP |  |  |  |  | N | [57 empty] | GAS | [39 empty] | 0.071231 | 0.0009031 | 11.6706
18801 | Thermo Power & Electric LLC | 50676 | Thermo Power & Electric | CO | Weld | GEN3 | CA | OP | 16.4 | 8 | 7 |  | 8 | 1988 | NG |  | N | Y | Y | IPP CHP |  |  |  |  | N | [57 empty] | GAS | [39 empty] | 0 | 0 | 10.4
18820 | City of Thief River Falls | 2014 | Thief River Falls | MN | PENNINGTON | HY1 | HY | OP | 0.3 | 0.3 | 0.3 |  | 8 | 1927 | WAT |  | N | N | N | Electric Utility | [62 empty] | N/A | [39 empty] | 0 | 0 | 10.4
18820 | City of Thief River Falls | 2014 | Thief River Falls | MN | PENNINGTON | HY2 | HY | OP | 0.2 | 0.2 | 0.2 |  | 8 | 1927 | WAT |  | N | N | N | Electric Utility | [62 empty] | N/A | [39 empty] | 0 | 0 | 10.4
18820 | City of Thief River Falls | 2014 | Thief River Falls | MN | PENNINGTON | IC1 | IC | OP | 2.2 | 1.9 | 1.9 |  | 11 | 1956 | DFO |  | N | Y | N | Electric Utility | [62 empty] | LIQUID | [39 empty] | 0.7385 | 0.025484 | 12.5895
18820 | City of Thief River Falls | 2014 | Thief River Falls | MN | PENNINGTON | IC2 | IC | OP | 1.2 | 1 | 1 |  | 2 | 1952 | DFO |  | N | Y | N | Electric Utility | [62 empty] | LIQUID | [39 empty] | 0.7385 | 0.025484 | 12.5895
18820 | City of Thief River Falls | 2014 | Thief River Falls | MN | PENNINGTON | IC3A | IC | OP | 1.2 | 1.2 | 1.2 |  | 2 | 2001 | DFO |  | N | Y | N | Electric Utility | [62 empty] | LIQUID | [39 empty] | 0.7385 | 0.025484 | 12.5895
18820 | City of Thief River Falls | 2014 | Thief River Falls | MN | PENNINGTON | IC4 | IC | OP | 1.4 | 1.2 | 1.2 |  | 10 | 1948 | DFO |  | N | Y | N | Electric Utility | [62 empty] | LIQUID | [39 empty] | 0.7385 | 0.025484 | 12.5895
18832 | Tesoro Hawaii Corp | 10093 | Tesoro Hawaii | HI | HONOLULU | GEN1 | GT | OP | 20 | 20 | 20 |  | 12 | 1982 | WO | JF | Y | Y | Y | Industrial CHP |  |  |  |  | N | [57 empty] | LIQUID | [39 empty] | 0.06748 | 0.026988 | 10.4
18835 | Tenaska Alabama B LP | 55440 | Tenaska Central Alabama Generating Stn | AL | Autagua | CTG1 | CT | OP | 179 | 173.6 | 180 |  | 5 | 2003 | NG | DFO | Y | Y | N | IPP Non-CHP |  |  |  |  | N | [57 empty] | GAS | AL | Tenaska Central Alabama Gen Station | 55440 | CTGDB1 | 2010 |  | ARP, CAIRNOX, CAIROS, CAIRSO2 | 2311.88 | 12 | 532536.32 |  | 1.216 | 0.0176 | 22.581 | 240645.693 | 4049270.78 | 4 |  | Autauga | Electric Utility |  |  | 32.6503 | -86.7386 | Tenaska Alabama Partners, LP (Owner/Operator) | Phase 2 |  | Operating | Combined cycle | Pipeline Natural Gas | Diesel Oil |  | Dry Low NOx Burners Water Injection Selective Catalytic Reduction |  | 2860 | 7.4402 | GAS | 313 | 130.5556 | 0.0176 | 0.000601 | 7.4402
18835 | Tenaska Alabama B LP | 55440 | Tenaska Central Alabama Generating Stn | AL | Autagua | CTG2 | CT | OP | 179 | 173.4 | 180 |  | 5 | 2003 | NG | DFO | Y | Y | N | IPP Non-CHP |  |  |  |  | N | [57 empty] | GAS | AL | Tenaska Central Alabama Gen Station | 55440 | CTGDB2 | 2010 |  | ARP, CAIRNOX, CAIROS, CAIRSO2 | 2588.58 | 12 | 585900.85 |  | 1.282 | 0.0154 | 20.659 | 255110.695 | 4292746.57 | 4 |  | Autauga | Electric Utility |  |  | 32.6503 | -86.7386 | Tenaska Alabama Partners, LP (Owner/Operator) | Phase 2 |  | Operating | Combined cycle | Pipeline Natural Gas | Diesel Oil |  | Dry Low NOx Burners Water Injection Selective Catalytic Reduction |  | 2860 | 7.1929 | GAS | 319 | 113.8889 | 0.0154 | 0.000597 | 7.1929
18835 | Tenaska Alabama B LP | 55440 | Tenaska Central Alabama Generating Stn | AL | Autagua | CTG3 | CT | OP | 179 | 174.1 | 180 |  | 5 | 2003 | NG | DFO | Y | Y | N | IPP Non-CHP |  |  |  |  | N | [57 empty] | GAS | AL | Tenaska Central Alabama Gen Station | 55440 | CTGDB3 | 2010 |  | ARP, CAIRNOX, CAIROS, CAIRSO2 | 2508.78 | 12 | 578907.82 |  | 1.311 | 0.014 | 20.073 | 258913.967 | 4356700.997 | 4 |  | Autauga | Electric Utility |  |  | 32.6503 | -86.7386 | Tenaska Alabama Partners, LP (Owner/Operator) | Phase 2 |  | Operating | Combined cycle | Pipeline Natural Gas | Diesel Oil |  | Dry Low NOx Burners Water Injection Selective Catalytic Reduction |  | 2860 | 7.3889 | GAS | 321 | 108.3333 | 0.014 | 0.000602 | 7.3889
18835 | Tenaska Alabama B LP | 55440 | Tenaska Central Alabama Generating Stn | AL | Autagua | ST1 | CA | OP | 390.1 | 394.7 | 400 |  | 5 | 2003 | NG |  | N | Y | N | IPP Non-CHP |  |  |  |  | N | [6 empty] | UNIT 1¦¦UNIT 2¦¦UNIT 3 | 2003 | 668900 | [48 empty] | GAS | [39 empty] | 0 | 0 | 10.4
18850 | Thorton Township School Dist | 55004 | Thornwood High School | IL | Cook | 1 | IC | OP | 0.7 | 0.7 | 0.5 |  | 9 | 1996 | NG |  | N | Y | N | Commercial Non-CHP |  |  |  |  | N | [57 empty] | GAS | [39 empty] | 1.1659 | 0.0016829 | 10.4
18850 | Thorton Township School Dist | 55004 | Thornwood High School | IL | Cook | 2 | IC | OP | 0.7 | 0.7 | 0.5 |  | 9 | 1996 | NG |  | N | Y | N | Commercial Non-CHP |  |  |  |  | N | [57 empty] | GAS | [39 empty] | 1.1659 | 0.0016829 | 10.4
18850 | Thorton Township School Dist | 55005 | Thornridge High School | IL | Cook | 1 | IC | OP | 0.5 | 0.5 | 0.4 |  | 3 | 1996 | NG |  | N | Y | N | Commercial Non-CHP |  |  |  |  | N | [57 empty] | GAS | [39 empty] | 1.1659 | 0.0016829 | 10.4
18850 | Thorton Township School Dist | 55005 | Thornridge High School | IL | Cook | 2 | IC | OP | 0.5 | 0.5 | 0.4 |  | 3 | 1996 | NG |  | N | Y | N | Commercial Non-CHP |  |  |  |  | N | [57 empty] | GAS | [39 empty] | 1.1659 | 0.0016829 | 10.4
18895 | Thumb Electric Coop of Mich | 1874 | Caro | MI | Tuscola | 1 | IC | OP | 1.3 | 1 | 1 |  | 8 | 1949 | DFO |  | N | Y | N | Electric Utility | [62 empty] | LIQUID | [39 empty] | 0.7385 | 0.025484 | 12.5895
18895 | Thumb Electric Coop of Mich | 1874 | Caro | MI | Tuscola | 2 | IC | OP | 1.3 | 1 | 1 |  | 8 | 1949 | DFO |  | N | Y | N | Electric Utility | [62 empty] | LIQUID | [39 empty] | 0.7385 | 0.025484 | 12.5895
18895 | Thumb Electric Coop of Mich | 1874 | Caro | MI | Tuscola | 3 | IC | OP | 1.3 | 1 | 1 |  | 8 | 1952 | DFO |  | N | Y | N | Electric Utility | [62 empty] | LIQUID | [39 empty] | 0.7385 | 0.025484 | 12.5895
18895 | Thumb Electric Coop of Mich | 1874 | Caro | MI | Tuscola | 4 | IC | OP | 1.5 | 1.5 | 1.5 |  | 8 | 1984 | DFO |  | N | Y | N | Electric Utility | [62 empty] | LIQUID | [39 empty] | 0.7385 | 0.025484 | 12.5895
18895 | Thumb Electric Coop of Mich | 1874 | Caro | MI | Tuscola | 5 | IC | OP | 2 | 2 | 2 |  | 5 | 1999 | DFO |  | N | Y | N | Electric Utility | [62 empty] | LIQUID | [39 empty] | 0.7385 | 0.025484 | 12.5895
18895 | Thumb Electric Coop of Mich | 1874 | Caro | MI | Tuscola | 6 | IC | OP | 2 | 2 | 2 |  | 4 | 2000 | DFO |  | N | Y | N | Electric Utility | [62 empty] | LIQUID | [39 empty] | 0.7385 | 0.025484 | 12.5895
18895 | Thumb Electric Coop of Mich | 1875 | Ubly | MI | Huron | 1 | IC | OP | 0.6 | 0.6 | 0.6 |  | 6 | 1938 | DFO |  | N | Y | N | Electric Utility | [62 empty] | LIQUID | [39 empty] | 0.7385 | 0.025484 | 12.5895
18895 | Thumb Electric Coop of Mich | 1875 | Ubly | MI | Huron | 2 | IC | OP | 0.7 | 0.6 | 0.6 |  | 6 | 1938 | DFO |  | N | Y | N | Electric Utility | [62 empty] | LIQUID | [39 empty] | 0.7385 | 0.025484 | 12.5895
18895 | Thumb Electric Coop of Mich | 1875 | Ubly | MI | Huron | 3 | IC | OP | 0.7 | 0.7 | 0.7 |  | 6 | 1938 | DFO |  | N | Y | N | Electric Utility | [62 empty] | LIQUID | [39 empty] | 0.7385 | 0.025484 | 12.5895
18895 | Thumb Electric Coop of Mich | 1875 | Ubly | MI | Huron | 4 | IC | OP | 0.9 | 0.9 | 0.9 |  | 8 | 1947 | DFO |  | N | Y | N | Electric Utility | [62 empty] | LIQUID | [39 empty] | 0.7385 | 0.025484 | 12.5895
18895 | Thumb Electric Coop of Mich | 1875 | Ubly | MI | Huron | 5 | IC | OP | 1.5 | 1.5 | 1.5 |  | 10 | 1987 | DFO |  | N | Y | N | Electric Utility | [62 empty] | LIQUID | [39 empty] | 0.7385 | 0.025484 | 12.5895
18895 | Thumb Electric Coop of Mich | 1875 | Ubly | MI | Huron | 6 | IC | OP | 1.5 | 1.5 | 1.5 |  | 11 | 1993 | NG | DFO | N | Y | N | Electric Utility | [62 empty] | GAS | [39 empty] | 1.1659 | 0.0016829 | 10.4
18895 | Thumb Electric Coop of Mich | 1875 | Ubly | MI | Huron | 7 | IC | OP | 2.5 | 2.5 | 2.5 |  | 5 | 2000 | DFO |  | N | Y | N | Electric Utility | [62 empty] | LIQUID | [39 empty] | 0.7385 | 0.025484 | 12.5895
18895 | Thumb Electric Coop of Mich | 1875 | Ubly | MI | Huron | 8 | IC | OP | 2.5 | 2.5 | 2.5 |  | 10 | 2001 | DFO |  | N | Y | N | Electric Utility | [62 empty] | LIQUID | [39 empty] | 0.7385 | 0.025484 | 12.5895
18895 | Thumb Electric Coop of Mich | 1875 | Ubly | MI | Huron | 9 | IC | OP | 1.5 | 1.5 | 1.5 |  | 8 | 2002 | DFO |  | N | Y | N | Electric Utility | [62 empty] | LIQUID | [39 empty] | 0.7385 | 0.025484 | 12.5895
18912 | Thunder Bay Power Co | 54340 | Norway Point Hydropower Project | MI | Alpena | 1 | HY | OP | 2.8 | 2.8 | 2.8 |  | 9 | 1990 | WAT |  | N | Y | N | IPP Non-CHP | [62 empty] | N/A | [39 empty] | 0 | 0 | 10.4
18912 | Thunder Bay Power Co | 54340 | Norway Point Hydropower Project | MI | Alpena | 2 | HY | OP | 1.2 | 1.2 | 1.2 |  | 9 | 1990 | WAT |  | N | Y | N | IPP Non-CHP | [62 empty] | N/A | [39 empty] | 0 | 0 | 10.4
18912 | Thunder Bay Power Co | 54341 | Four Mile Hydropower Project | MI | Alpena | 1 | HY | OP | 0.6 | 0.6 | 0.6 |  | 9 | 1990 | WAT |  | N | Y | N | IPP Non-CHP |  |  |  |  | N | [57 empty] | N/A | [39 empty] | 0 | 0 | 10.4
18912 | Thunder Bay Power Co | 54341 | Four Mile Hydropower Project | MI | Alpena | 2 | HY | OP | 0.6 | 0.6 | 0.6 |  | 9 | 1990 | WAT |  | N | Y | N | IPP Non-CHP |  |  |  |  | N | [57 empty] | N/A | [39 empty] | 0 | 0 | 10.4
18912 | Thunder Bay Power Co | 54341 | Four Mile Hydropower Project | MI | Alpena | 3 | HY | OP | 0.6 | 0.6 | 0.6 |  | 9 | 1990 | WAT |  | N | Y | N | IPP Non-CHP |  |  |  |  | N | [57 empty] | N/A | [39 empty] | 0 | 0 | 10.4
18912 | Thunder Bay Power Co | 54341 | Four Mile Hydropower Project | MI | Alpena | 4 | HY | OP | 0.2 | 0.2 | 0.2 |  | 10 | 2005 | WAT |  | N | Y | N | IPP Non-CHP |  |  |  |  | N | [57 empty] | N/A | [39 empty] | 0 | 0 | 10.4
18912 | Thunder Bay Power Co | 54342 | Ninth Street Hydropower Project | MI | Alpena | 1 | HY | OP | 0.4 | 0.4 | 0.4 |  | 9 | 1990 | WAT |  | N | Y | N | IPP Non-CHP | [62 empty] | N/A | [39 empty] | 0 | 0 | 10.4
18912 | Thunder Bay Power Co | 54342 | Ninth Street Hydropower Project | MI | Alpena | 2 | HY | OP | 0.4 | 0.4 | 0.4 |  | 9 | 1990 | WAT |  | N | Y | N | IPP Non-CHP | [62 empty] | N/A | [39 empty] | 0 | 0 | 10.4
18912 | Thunder Bay Power Co | 54342 | Ninth Street Hydropower Project | MI | Alpena | 3 | HY | OP | 0.4 | 0.4 | 0.4 |  | 9 | 1990 | WAT |  | N | Y | N | IPP Non-CHP | [62 empty] | N/A | [39 empty] | 0 | 0 | 10.4
18919 | Tillotson Rubber Co Inc | 50095 | Tillotson Rubber | NH | Coos | HG1 | HY | OP | 0.1 | 0.1 | 0.1 |  | 6 | 1980 | WAT |  | N | Y | N | Industrial CHP |  |  |  |  | N | [57 empty] | N/A | [39 empty] | 0 | 0 | 10.4
18919 | Tillotson Rubber Co Inc | 50095 | Tillotson Rubber | NH | Coos | TG2 | ST | OP | 0.6 | 0.6 | 0.6 |  | 2 | 1996 | WDS | RFO | Y | Y | Y | Industrial CHP |  |  |  |  | N | [57 empty] | OTHER SOLID | [39 empty] | 0.0648 | 0.024235 | 15.5002
18919 | Tillotson Rubber Co Inc | 50095 | Tillotson Rubber | NH | Coos | TGI | ST | OP | 0.7 | 0.7 | 0.7 |  | 3 | 1988 | WDS | RFO | Y | Y | Y | Industrial CHP |  |  |  |  | N | [57 empty] | OTHER SOLID | [39 empty] | 0.0648 | 0.030589 | 15.5517
18947 | City of Tipton | 8106 | Tipton | IA | Cedar | 1A | IC | OP | 2 | 2 | 2 |  | 2 | 2001 | NG | DFO | Y | Y | N | Electric Utility |  |  |  |  | N | [57 empty] | GAS | [39 empty] | 1.1659 | 0.0016829 | 10.4
18947 | City of Tipton | 8106 | Tipton | IA | Cedar | 2 | IC | OP | 1.3 | 1.2 | 1.2 |  | 4 | 1971 | NG | DFO | Y | Y | N | Electric Utility |  |  |  |  | N | [57 empty] | GAS | [39 empty] | 1.1659 | 0.0016829 | 10.4
18947 | City of Tipton | 8106 | Tipton | IA | Cedar | 3 | IC | OP | 1.3 | 1.2 | 1.2 |  | 4 | 1971 | NG | DFO | Y | Y | N | Electric Utility |  |  |  |  | N | [57 empty] | GAS | [39 empty] | 1.1659 | 0.0016829 | 10.4
18947 | City of Tipton | 8106 | Tipton | IA | Cedar | 5 | IC | OP | 2 | 2 | 2 |  | 1 | 2011 | DFO |  | N | Y | N | Electric Utility | [62 empty] | LIQUID | [39 empty] | 0.7385 | 0.025484 | 12.5895
18947 | City of Tipton | 8106 | Tipton | IA | Cedar | 6 | IC | OP | 2 | 2 | 2 |  | 1 | 2011 | DFO |  | N | Y | N | Electric Utility | [62 empty] | LIQUID | [39 empty] | 0.7385 | 0.025484 | 12.5895
18963 | Inside Passage Elec Coop, Inc | 7462 | Angoon | AK | Sitka | 1A | IC | OP | 0.5 | 0.5 | 0.5 |  | 8 | 2009 | DFO |  | N | N | N | Electric Utility |  |  |  |  | N | [57 empty] | LIQUID | [39 empty] | 0.7385 | 0.025484 | 12.5895
18963 | Inside Passage Elec Coop, Inc | 7462 | Angoon | AK | Sitka | 2A | IC | OP | 0.5 | 0.5 | 0.5 |  | 10 | 1998 | DFO |  | N | N | N | Electric Utility |  |  |  |  | N | [57 empty] | LIQUID | [39 empty] | 0.7385 | 0.025484 | 12.5895
18963 | Inside Passage Elec Coop, Inc | 7462 | Angoon | AK | Sitka | 3 | IC | OP | 0.5 | 0.5 | 0.5 |  | 5 | 1990 | DFO |  | N | N | N | Electric Utility |  |  |  |  | N | [57 empty] | LIQUID | [39 empty] | 0.7385 | 0.025484 | 12.5895
18963 | Inside Passage Elec Coop, Inc | 7463 | Hoonah | AK | Juneau | 1 | IC | OP | 0.6 | 0.6 | 0.6 |  | 9 | 1977 | DFO |  | N | N | N | Electric Utility |  |  |  | 2012 | N | [57 empty] | LIQUID | [39 empty] | 0.7385 | 0.025484 | 12.5895
18963 | Inside Passage Elec Coop, Inc | 7463 | Hoonah | AK | Juneau | 2A | IC | OP | 1 | 1 | 1 |  | 7 | 1997 | DFO |  | N | N | N | Electric Utility |  |  |  |  | N | [57 empty] | LIQUID | [39 empty] | 0.7385 | 0.025484 | 12.5895
18963 | Inside Passage Elec Coop, Inc | 7463 | Hoonah | AK | Juneau | 3 | IC | OP | 0.8 | 0.5 | 0.5 |  | 3 | 1991 | DFO |  | N | N | N | Electric Utility |  |  |  |  | N | [57 empty] | LIQUID | [39 empty] | 0.7385 | 0.025484 | 12.5895
18963 | Inside Passage Elec Coop, Inc | 7464 | Kake | AK | Petersburg | 1 | IC | OP | 0.6 | 0.6 | 0.6 |  | 6 | 1984 | DFO |  | N | N | N | Electric Utility |  |  |  |  | N | [57 empty] | LIQUID | [39 empty] | 0.7385 | 0.025484 | 12.5895
18963 | Inside Passage Elec Coop, Inc | 7464 | Kake | AK | Petersburg | 2 | IC | OP | 1.1 | 1.1 | 1.1 |  | 5 | 1993 | DFO |  | N | N | N | Electric Utility |  |  |  |  | N | [57 empty] | LIQUID | [39 empty] | 0.7385 | 0.025484 | 12.5895
18963 | Inside Passage Elec Coop, Inc | 7464 | Kake | AK | Petersburg | 3A | IC | OP | 0.8 | 0.8 | 0.8 |  | 12 | 1993 | DFO |  | N | N | N | Electric Utility |  |  |  |  | N | [57 empty] | LIQUID | [39 empty] | 0.7385 | 0.025484 | 12.5895
18986 | THUMS Long Beach Company | 56051 | THUMS | CA | Los Angeles | GEN1 | GT | OP | 57.4 | 45 | 45 |  | 1 | 2003 | NG |  | N | Y | N | Industrial Non-CHP |  |  |  |  | N | [57 empty] | GAS | [39 empty] | 0.053564 | 0.0006026 | 10.9622
19013 | Topsham Hydro Partners | 50758 | Pejepscot Hydroelectric Project | ME | Sagadahoc | GEN1 | HY | OP | 12.3 | 11.7 | 11.3 |  | 11 | 1987 | WAT |  | N | Y | N | IPP Non-CHP | [62 empty] | N/A | [39 empty] | 0 | 0 | 10.4
19013 | Topsham Hydro Partners | 50758 | Pejepscot Hydroelectric Project | ME | Sagadahoc | GEN2 | HY | OP | 0.4 | 0.4 | 0.4 |  | 11 | 1987 | WAT |  | N | Y | N | IPP Non-CHP | [62 empty] | N/A | [39 empty] | 0 | 0 | 10.4
19013 | Topsham Hydro Partners | 50758 | Pejepscot Hydroelectric Project | ME | Sagadahoc | GEN3 | HY | OP | 0.5 | 0.5 | 0.5 |  | 11 | 1987 | WAT |  | N | Y | N | IPP Non-CHP | [62 empty] | N/A | [39 empty] | 0 | 0 | 10.4
19013 | Topsham Hydro Partners | 50758 | Pejepscot Hydroelectric Project | ME | Sagadahoc | GEN4 | HY | OP | 0.5 | 0.5 | 0.5 |  | 11 | 1987 | WAT |  | N | Y | N | IPP Non-CHP | [62 empty] | N/A | [39 empty] | 0 | 0 | 10.4
19037 | Tower Kleber Ltd Partnership | 1871 | Kleber | MI | PRESQUE ISLE | K1 | HY | OP | 0.6 | 0.6 | 0.6 |  | 1 | 1949 | WAT |  | N | Y | N | IPP Non-CHP | [62 empty] | N/A | [39 empty] | 0 | 0 | 10.4
19037 | Tower Kleber Ltd Partnership | 1871 | Kleber | MI | PRESQUE ISLE | K2 | HY | OP | 0.6 | 0.6 | 0.6 |  | 1 | 1949 | WAT |  | N | Y | N | IPP Non-CHP | [62 empty] | N/A | [39 empty] | 0 | 0 | 10.4
19037 | Tower Kleber Ltd Partnership | 1871 | Kleber | MI | PRESQUE ISLE | T1 | HY | OP | 0.3 | 0.3 | 0.3 |  | 1 | 1925 | WAT |  | N | Y | N | IPP Non-CHP | [62 empty] | N/A | [39 empty] | 0 | 0 | 10.4
19037 | Tower Kleber Ltd Partnership | 1871 | Kleber | MI | PRESQUE ISLE | T2 | HY | OP | 0.3 | 0.3 | 0.3 |  | 1 | 1925 | WAT |  | N | Y | N | IPP Non-CHP | [62 empty] | N/A | [39 empty] | 0 | 0 | 10.4
19063 | TPC 3/5, Inc. | 52142 | Mojave 4 | CA | Kern | GEN1 | WT | OP | 29 | 29 | 29 |  | 12 | 1990 | WND |  | N | Y | N | IPP Non-CHP | [62 empty] | N/A | [39 empty] | 0 | 0 | 10.4
19063 | TPC 3/5, Inc. | 52143 | Mojave 3 | CA | Kern | GEN1 | WT | OP | 23.5 | 23.5 | 23.5 |  | 12 | 1990 | WND |  | N | Y | N | IPP Non-CHP | [62 empty] | N/A | [39 empty] | 0 | 0 | 10.4
19063 | TPC 3/5, Inc. | 52144 | Mojave 5 | CA | Kern | GEN1 | WT | OP | 22.5 | 22.5 | 22.5 |  | 12 | 1990 | WND |  | N | Y | N | IPP Non-CHP | [62 empty] | N/A | [39 empty] | 0 | 0 | 10.4
19068 | Colorado Golden Energy Corp. | 10180 | Metro Wastewater Reclamation District | CO | Denver | 5 | GT | OP | 3.5 | 2.5 | 3.1 |  | 8 | 2000 | OBG | NG | Y | Y | Y | IPP CHP |  |  |  |  | N | [57 empty] | GAS | [39 empty] | 0.0016829 | 0.0016829 | 10.4
19068 | Colorado Golden Energy Corp. | 10180 | Metro Wastewater Reclamation District | CO | Denver | 6 | GT | OP | 3.5 | 2.5 | 3.1 |  | 9 | 2000 | OBG | NG | Y | Y | Y | IPP CHP |  |  |  |  | N | [57 empty] | GAS | [39 empty] | 0.0016829 | 0.0016829 | 10.4
19091 | Suez Energy Generation NA, Inc. | 10633 | Hopewell Cogeneration | VA | Prince George | GT1 | CT | OP | 101 | 84.1 | 101 |  | 1 | 1990 | NG | DFO | Y | Y | Y | IPP CHP |  |  |  |  | N | [57 empty] | GAS | VA | Hopewell Cogeneration Facility | 10633 | 1 | 2010 |  | CAIRNOX, CAIROS, CAIRSO2 | 3740.75 | 12 | 301815.25 |  | 19.328 | 0.1317 | 220.068 | 214366.5 | 3476992.95 | 3 | Southeastern Electric Reliability Council | Hopewell (City) | Cogeneration |  |  | 37.2914 | -77.2821 | Hopewell Cogeneration Facility (Operator) SUEZ Energy Generation NA (Owner) |  |  | Operating | Combined cycle | Pipeline Natural Gas | Diesel Oil |  | Steam Injection |  | 1517 | 11.3066 | GAS | 103 | 490.099 | 0.1317 | 0.011118 | 11.3066
19091 | Suez Energy Generation NA, Inc. | 10633 | Hopewell Cogeneration | VA | Prince George | GT2 | CT | OP | 101 | 84.1 | 101 |  | 2 | 1990 | NG | DFO | Y | Y | Y | IPP CHP |  |  |  |  | N | [57 empty] | GAS | VA | Hopewell Cogeneration Facility | 10633 | 2 | 2010 |  | CAIRNOX, CAIROS, CAIRSO2 | 3617.75 | 12 | 291823.25 |  | 17.359 | 0.1126 | 177.887 | 204096.125 | 3317861.5 | 3 | Southeastern Electric Reliability Council | Hopewell (City) | Cogeneration |  |  | 37.2914 | -77.2821 | Hopewell Cogeneration Facility (Operator) SUEZ Energy Generation NA (Owner) |  |  | Operating | Combined cycle | Pipeline Natural Gas | Diesel Oil |  | Steam Injection |  | 1517 | 11.1698 | GAS | 104 | 485.1485 | 0.1126 | 0.010464 | 11.1698
19091 | Suez Energy Generation NA, Inc. | 10633 | Hopewell Cogeneration | VA | Prince George | GT3 | CT | OP | 101 | 84.1 | 101 |  | 3 | 1990 | NG | DFO | Y | Y | Y | IPP CHP |  |  |  |  | N | [57 empty] | GAS | VA | Hopewell Cogeneration Facility | 10633 | 3 | 2010 |  | CAIRNOX, CAIROS, CAIRSO2 | 3728.5 | 12 | 297302.25 |  | 8.231 | 0.1223 | 188.05 | 206710.225 | 3427033.9 | 3 | Southeastern Electric Reliability Council | Hopewell (City) | Cogeneration |  |  | 37.2914 | -77.2821 | Hopewell Cogeneration Facility (Operator) SUEZ Energy Generation NA (Owner) |  |  | Operating | Combined cycle | Pipeline Natural Gas | Diesel Oil |  | Steam Injection |  | 1517 | 11.3075 | GAS | 103 | 490.099 | 0.1223 | 0.0048036 | 11.3075
19091 | Suez Energy Generation NA, Inc. | 10633 | Hopewell Cogeneration | VA | Prince George | ST1 | CA | OP | 96 | 96 | 96 |  | 3 | 1990 | NG | DFO | N | Y | Y | IPP CHP |  |  |  |  | N | [53 empty] | OP | LN |  |  | GAS | [39 empty] | 0 | 0 | 10.4
19099 | TransAlta Centralia Gen LLC | 3845 | Transalta Centralia Generation | WA | Lewis | 1 | ST | OP | 729.9 | 670 | 670 |  | 12 | 1972 | SUB | DFO | N | Y | N | IPP Non-CHP |  |  |  |  | N | Y | [5 empty] | 1 | 2002 | 1407000 | [16 empty] | OP: OP; DP: SP; LS: LS; N: Y | 1 | 91 | 1270 | 2146313 | 100 | OP | WS¦¦EK |  |  | 14.8¦¦ 18 | 0.1 | 1¦¦ .6 |  | 0.5¦¦ .3 |  | 85¦¦ 99.3 | 578 | 2146313¦¦ 2700000 |  |  |  |  | COAL | WA | Centralia | 3845 | BW21 | 2010 |  | ARP | 7445.57 | 12 | 4772924.85 |  | 1325.087 | 0.2216 | 5868.37 | 5461450.536 | 53225232.8 | 10 | Western Electricity Coordinating Council | Lewis | Electric Utility | 4911 | Electric Services | 46.7559 | -122.8578 | TransAlta (Owner/Operator) | Phase 2 | Early Election | Operating | Tangentially-fired | Coal |  | Wet Limestone | Low NOx Burner Technology w/ Closed-coupled/Separated OFA | Electrostatic Precipitator | 9697 | 10.9899 | COAL | 732 | -46.2687 | 0.2216 | 0.049792 | 10.9899
19099 | TransAlta Centralia Gen LLC | 3845 | Transalta Centralia Generation | WA | Lewis | 2 | ST | OP | 729.9 | 670 | 670 |  | 7 | 1973 | SUB | DFO | N | Y | N | IPP Non-CHP |  |  |  |  | N | Y | [5 empty] | 2 | 2001 | 1407000 | [16 empty] | OP: OP; DP: SP; LS: LS; N: Y | 1 | 91 | 1270 | 2146313 | 100 | OP | WS¦¦EK |  |  | 14.8¦¦ 18 | 0.1 | 1¦¦ .6 |  | 0.5¦¦ .3 |  | 85¦¦ 99.3 | 578 | 2146313¦¦ 2700000 |  |  |  |  | COAL | WA | Centralia | 3845 | BW21 | 2010 |  | ARP | 7445.57 | 12 | 4772924.85 |  | 1325.087 | 0.2216 | 5868.37 | 5461450.536 | 53225232.8 | 10 | Western Electricity Coordinating Council | Lewis | Electric Utility | 4911 | Electric Services | 46.7559 | -122.8578 | TransAlta (Owner/Operator) | Phase 2 | Early Election | Operating | Tangentially-fired | Coal |  | Wet Limestone | Low NOx Burner Technology w/ Closed-coupled/Separated OFA | Electrostatic Precipitator | 9697 | 10.9899 | COAL | 732 | -46.2687 | 0.2216 | 0.049792 | 10.9899
19099 | TransAlta Centralia Gen LLC | 3845 | Transalta Centralia Generation | WA | Lewis | 30 | CT | OP | 60.5 | 44 | 47 |  | 8 | 2002 | NG |  | N | Y | N | IPP Non-CHP |  |  |  |  | N | [57 empty] | GAS | WA | Centralia | 3845 | 30 | 2010 |  | ARP | 310.62 | 12 | 13837.74 |  | 0.244 | 0.0547 | 1.805 | 9984.065 | 168000.71 | 10 | Western Electricity Coordinating Council | Lewis | Electric Utility | 4911 | Electric Services | 46.7559 | -122.8578 | TransAlta (Owner/Operator) | Phase 2 |  | Operating | Combined cycle | Natural Gas |  |  | Water Injection Selective Catalytic Reduction |  | 619 | 12.073 | GAS | 49 | 1978.7234 | 0.0547 | 0.0029048 | 12.073
19099 | TransAlta Centralia Gen LLC | 3845 | Transalta Centralia Generation | WA | Lewis | 40 | CT | OP | 60.5 | 44 | 47 |  | 8 | 2002 | NG |  | N | Y | N | IPP Non-CHP | [62 empty] | GAS | WA | Centralia | 3845 | 40 | 2010 |  | ARP | 1473.11 | 12 | 65755.9 |  | 1.161 | 0.0487 | 7.769 | 47437.583 | 798248.632 | 10 | Western Electricity Coordinating Council | Lewis | Electric Utility | 4911 | Electric Services | 46.7559 | -122.8578 | TransAlta (Owner/Operator) | Phase 2 |  | Operating | Combined cycle | Natural Gas |  |  | Water Injection Selective Catalytic Reduction |  | 619 | 12.1082 | GAS | 49 | 1978.7234 | 0.0487 | 0.0029089 | 12.1082
19099 | TransAlta Centralia Gen LLC | 3845 | Transalta Centralia Generation | WA | Lewis | 50 | CT | OP | 60.5 | 44 | 47 |  | 8 | 2002 | NG |  | N | Y | N | IPP Non-CHP |  |  |  |  | N | [57 empty] | GAS | WA | Centralia | 3845 | 50 | 2010 |  | ARP | 1438.51 | 12 | 63670.1 |  | 0.986 | 0.0645 | 7.294 | 40413.847 | 680022.081 | 10 | Western Electricity Coordinating Council | Lewis | Electric Utility | 4911 | Electric Services | 46.7559 | -122.8578 | TransAlta (Owner/Operator) | Phase 2 |  | Operating | Combined cycle | Natural Gas |  |  | Water Injection Selective Catalytic Reduction |  | 619 | 10.5343 | GAS | 48 | 1989.3617 | 0.0645 | 0.0028999 | 10.5343
19099 | TransAlta Centralia Gen LLC | 3845 | Transalta Centralia Generation | WA | Lewis | 60 | CT | OP | 60.5 | 44 | 47 |  | 8 | 2002 | NG |  | N | Y | N | IPP Non-CHP |  |  |  |  | N | [57 empty] | GAS | WA | Centralia | 3845 | 60 | 2010 |  | ARP | 1322.31 | 12 | 59022.58 |  | 1.048 | 0.0561 | 7.634 | 42953.766 | 722768.869 | 10 | Western Electricity Coordinating Council | Lewis | Electric Utility | 4911 | Electric Services | 46.7559 | -122.8578 | TransAlta (Owner/Operator) | Phase 2 |  | Operating | Combined cycle | Natural Gas |  |  | Water Injection Selective Catalytic Reduction |  | 619 | 12.1473 | GAS | 49 | 1978.7234 | 0.0561 | 0.0029 | 12.1473
19099 | TransAlta Centralia Gen LLC | 3845 | Transalta Centralia Generation | WA | Lewis | 70 | CA | OP | 80 | 80 | 80 |  | 8 | 2002 | NG |  | N | Y | N | IPP Non-CHP |  |  |  |  | N | [6 empty] | 30¦¦40¦¦50¦¦60 | 2002 | [49 empty] | GAS | [39 empty] | 0 | 0 | 10.4
19099 | TransAlta Centralia Gen LLC | 7259 | Skookumchuck | WA | Thurston | 1 | HY | OP | 1 | 1 | 1 |  | 9 | 1990 | WAT |  | N | Y | N | IPP Non-CHP |  |  |  |  | N | [57 empty] | N/A | [39 empty] | 0 | 0 | 10.4
19121 | Trafalgar Power Inc | 50768 | Forestport | NY | Madison | 1 | HY | OP | 3.4 | 1.5 | 1.5 |  | 12 | 1987 | WAT |  | N | Y | N | IPP Non-CHP |  |  |  |  | N | [57 empty] | N/A | [39 empty] | 0 | 0 | 10.4
19121 | Trafalgar Power Inc | 52058 | Ogdensburg | NY | St Lawrence | 1 | HY | OP | 0.7 | 0.3 | 0.3 |  | 12 | 1987 | WAT |  | N | Y | N | IPP Non-CHP |  |  |  |  | N | [57 empty] | N/A | [39 empty] | 0 | 0 | 10.4
19121 | Trafalgar Power Inc | 52058 | Ogdensburg | NY | St Lawrence | 2 | HY | OP | 0.7 | 0.3 | 0.3 |  | 12 | 1987 | WAT |  | N | Y | N | IPP Non-CHP |  |  |  |  | N | [57 empty] | N/A | [39 empty] | 0 | 0 | 10.4
19121 | Trafalgar Power Inc | 52058 | Ogdensburg | NY | St Lawrence | 3 | HY | OP | 0.7 | 0.3 | 0.3 |  | 12 | 1987 | WAT |  | N | Y | N | IPP Non-CHP |  |  |  |  | N | [57 empty] | N/A | [39 empty] | 0 | 0 | 10.4
19121 | Trafalgar Power Inc | 52058 | Ogdensburg | NY | St Lawrence | 4 | HY | OP | 0.7 | 0.3 | 0.3 |  | 12 | 1987 | WAT |  | N | Y | N | IPP Non-CHP |  |  |  |  | N | [57 empty] | N/A | [39 empty] | 0 | 0 | 10.4
19121 | Trafalgar Power Inc | 52058 | Ogdensburg | NY | St Lawrence | 5 | HY | OP | 0.7 | 0.3 | 0.3 |  | 12 | 1987 | WAT |  | N | Y | N | IPP Non-CHP |  |  |  |  | N | [57 empty] | N/A | [39 empty] | 0 | 0 | 10.4
19144 | SUEZ-DEGS of Ashtabula LLC | 55990 | Ashtabula | OH | Ashtabula | 1 | CT | OP | 4.9 | 4.4 | 5.4 |  | 2 | 2001 | NG |  | N | Y | Y | IPP CHP |  |  |  |  | N | [57 empty] | GAS | [39 empty] | 0.21685 | 0.0017955 | 10.9171
19144 | SUEZ-DEGS of Ashtabula LLC | 55990 | Ashtabula | OH | Ashtabula | 2 | CT | OP | 4.9 | 4.4 | 5.4 |  | 2 | 2001 | NG |  | N | Y | Y | IPP CHP |  |  |  |  | N | [57 empty] | GAS | [39 empty] | 0.21685 | 0.0017955 | 10.9171
19144 | SUEZ-DEGS of Ashtabula LLC | 55990 | Ashtabula | OH | Ashtabula | 3 | CT | OP | 4.9 | 4.4 | 5.4 |  | 2 | 2001 | NG |  | N | Y | Y | IPP CHP |  |  |  |  | N | [57 empty] | GAS | [39 empty] | 0.21685 | 0.0017955 | 10.9171
19144 | SUEZ-DEGS of Ashtabula LLC | 55990 | Ashtabula | OH | Ashtabula | 4 | CT | OP | 4.9 | 4.4 | 5.4 |  | 2 | 2001 | NG |  | N | Y | Y | IPP CHP |  |  |  |  | N | [57 empty] | GAS | [39 empty] | 0.21685 | 0.0017955 | 10.9171
19144 | SUEZ-DEGS of Ashtabula LLC | 55990 | Ashtabula | OH | Ashtabula | 5 | CT | OP | 4.9 | 4.4 | 5.4 |  | 2 | 2001 | NG |  | N | Y | Y | IPP CHP |  |  |  |  | N | [57 empty] | GAS | [39 empty] | 0.21685 | 0.0017955 | 10.9171
19144 | SUEZ-DEGS of Ashtabula LLC | 55990 | Ashtabula | OH | Ashtabula | 6 | CA | OP | 0.8 | 0.7 | 0.8 |  | 2 | 2001 | NG |  | N | N | Y | IPP CHP |  |  |  |  | N | [57 empty] | GAS | [39 empty] | 0 | 0 | 10.4
19144 | SUEZ-DEGS of Ashtabula LLC | 55990 | Ashtabula | OH | Ashtabula | 7 | CA | OP | 0.8 | 0.7 | 0.8 |  | 2 | 2001 | NG |  | N | N | Y | IPP CHP |  |  |  |  | N | [57 empty] | GAS | [39 empty] | 0 | 0 | 10.4
19145 | Trigen-Cinergy Sol-Tuscola LLC | 55245 | Tuscola Station | IL | Douglas | TG2 | ST | OP | 6 | 4.9 | 4.6 |  | 6 | 1953 | BIT | NG | Y | Y | Y | Industrial CHP |  |  |  |  | N | Y | [39 empty] | OP | EW |  |  | 7 |  | 2.4 | 2.6 |  |  | 98 | 0 | 190000 |  |  |  |  | COAL | [39 empty] | 0.9544 | 1.5458 | 13.9977
19145 | Trigen-Cinergy Sol-Tuscola LLC | 55245 | Tuscola Station | IL | Douglas | TG3 | ST | OP | 6 | 4.8 | 5 |  | 1 | 2001 | BIT | NG | Y | Y | Y | Industrial CHP |  |  |  |  | N | Y | [39 empty] | OP | EW |  |  | 7 |  | 2.4 | 2.6 |  |  | 98 | 0 | 190000 |  |  |  |  | COAL | [39 empty] | 0.63968 | 0.45332 | 11.19
19148 | Veolia Energy Trenton L.P | 50094 | Veolia Energy Trenton L.P. | NJ | Mercer | 7214 | IC | OP | 6 | 0.1 | 3 |  | 12 | 1983 | NG | DFO | Y | Y | Y | Commercial CHP |  |  |  | 2020 | N | [57 empty] | GAS | [39 empty] | 1.1659 | 0.0016829 | 10.4
19150 | Trenton Municipal Utilities - (MO) | 698 | Trenton Peaking | MO | Grundy | 1 | IC | OP | 2.7 | 2.7 | 2.7 |  | 6 | 1974 | DFO |  | N | Y | N | Electric Utility |  |  |  |  | N | [57 empty] | LIQUID | [39 empty] | 0.7385 | 0.025484 | 12.5895
19150 | Trenton Municipal Utilities - (MO) | 698 | Trenton Peaking | MO | Grundy | 2 | IC | OP | 2.7 | 2.7 | 2.7 |  | 6 | 1974 | DFO |  | N | Y | N | Electric Utility |  |  |  |  | N | [57 empty] | LIQUID | [39 empty] | 0.7385 | 0.025484 | 12.5895
19150 | Trenton Municipal Utilities - (MO) | 698 | Trenton Peaking | MO | Grundy | 3 | IC | OP | 2.7 | 2.7 | 2.7 |  | 6 | 1974 | DFO |  | N | Y | N | Electric Utility |  |  |  |  | N | [57 empty] | LIQUID | [39 empty] | 0.7385 | 0.025484 | 12.5895
19150 | Trenton Municipal Utilities - (MO) | 698 | Trenton Peaking | MO | Grundy | 4 | IC | OP | 2.7 | 2.7 | 2.7 |  | 6 | 1974 | DFO |  | N | Y | N | Electric Utility |  |  |  |  | N | [57 empty] | LIQUID | [39 empty] | 0.7385 | 0.025484 | 12.5895
19150 | Trenton Municipal Utilities - (MO) | 698 | Trenton Peaking | MO | Grundy | 5 | IC | OP | 2.7 | 2.7 | 2.7 |  | 6 | 1975 | DFO |  | N | Y | N | Electric Utility |  |  |  |  | N | [57 empty] | LIQUID | [39 empty] | 0.7385 | 0.025484 | 12.5895
19150 | Trenton Municipal Utilities - (MO) | 2163 | Trenton Diesel | MO | Grundy | 1 | IC | OP | 0.4 | 0.3 | 0.4 |  | 12 | 1937 | DFO |  | N | Y | N | Electric Utility |  |  |  |  | N | [57 empty] | LIQUID | [39 empty] | 0.7385 | 0.025484 | 12.5895
19150 | Trenton Municipal Utilities - (MO) | 2163 | Trenton Diesel | MO | Grundy | 2 | IC | OP | 0.4 | 0.3 | 0.4 |  | 1 | 1937 | DFO |  | N | Y | N | Electric Utility |  |  |  |  | N | [57 empty] | LIQUID | [39 empty] | 0.7385 | 0.025484 | 12.5895
19150 | Trenton Municipal Utilities - (MO) | 7935 | Trenton South | MO | GRUNDY | 1 | IC | OP | 2 | 1.8 | 1.8 |  | 7 | 2000 | DFO |  | N | Y | N | Electric Utility |  |  |  |  | N | [57 empty] | LIQUID | [39 empty] | 0.7385 | 0.025484 | 12.5895
19150 | Trenton Municipal Utilities - (MO) | 7935 | Trenton South | MO | GRUNDY | 2 | IC | OP | 2 | 1.8 | 1.8 |  | 7 | 2000 | DFO |  | N | Y | N | Electric Utility |  |  |  |  | N | [57 empty] | LIQUID | [39 empty] | 0.7385 | 0.025484 | 12.5895
19150 | Trenton Municipal Utilities - (MO) | 7935 | Trenton South | MO | GRUNDY | 3 | IC | OP | 2 | 1.8 | 1.8 |  | 7 | 2000 | DFO |  | N | Y | N | Electric Utility |  |  |  |  | N | [57 empty] | LIQUID | [39 empty] | 0.7385 | 0.025484 | 12.5895
19150 | Trenton Municipal Utilities - (MO) | 7935 | Trenton South | MO | GRUNDY | 4 | IC | OP | 2 | 1.8 | 1.8 |  | 7 | 2000 | DFO |  | N | Y | N | Electric Utility |  |  |  |  | N | [57 empty] | LIQUID | [39 empty] | 0.7385 | 0.025484 | 12.5895
19150 | Trenton Municipal Utilities - (MO) | 7935 | Trenton South | MO | GRUNDY | 5 | IC | OP | 2 | 2 | 2 |  | 4 | 2004 | DFO |  | N | Y | N | Electric Utility |  |  |  |  | N | [57 empty] | LIQUID | [39 empty] | 0.7385 | 0.025484 | 12.5895
19150 | Trenton Municipal Utilities - (MO) | 7935 | Trenton South | MO | GRUNDY | 6 | IC | OP | 2 | 2 | 2 |  | 4 | 2004 | DFO |  | N | Y | N | Electric Utility |  |  |  |  | N | [57 empty] | LIQUID | [39 empty] | 0.7385 | 0.025484 | 12.5895
19150 | Trenton Municipal Utilities - (MO) | 7935 | Trenton South | MO | GRUNDY | 7 | IC | OP | 2 | 2 | 2 |  | 4 | 2004 | DFO |  | N | Y | N | Electric Utility |  |  |  |  | N | [57 empty] | LIQUID | [39 empty] | 0.7385 | 0.025484 | 12.5895
19153 | Nassau Energy Corp | 52056 | Nassau Energy Corp | NY | NASSAU | GT1 | CT | OP | 43 | 43 | 45 |  | 3 | 1991 | NG | DFO | Y | Y | Y | IPP CHP |  |  |  |  | N | [57 empty] | GAS | NY | Nassau Energy Corporation | 52056 | 4 | 2010 |  | CAIRNOX, CAIROS, CAIRSO2, RGGI | 8545.21 | 12 | 378317.36 |  | 2.318 | 0.1356 | 306.701 | 269674.794 | 4534971.735 | 2 | Northeast Power Coordinating Council | Nassau | Cogeneration | 4931 | Elec & Other Services Combined | 40.7259 | -73.5885 | Nassau Energy Corp (Owner/Operator) |  |  | Operating | Combined cycle | Pipeline Natural Gas | Diesel Oil |  | Steam Injection |  | 633 | 10.4 | GAS | 60.8654 | -176.2821 | 0.1356 | 0.0010223 | 11.3682
19153 | Nassau Energy Corp | 52056 | Nassau Energy Corp | NY | NASSAU | ST1 | CA | OP | 12 | 12 | 12 |  | 3 | 1991 | NG | DFO | Y | Y | Y | IPP CHP |  |  |  |  | N | [57 empty] | GAS | [39 empty] | 0 | 0 | 10.4
19165 | Trigen-Cinergy Solutions College Park | 56038 | UMCP CHP Plant | MD | Prince Georges | 1 | GT | OP | 11 | 9.4 | 10.8 |  | 6 | 2003 | NG | DFO | Y | Y | Y | IPP CHP |  |  |  |  | N | [57 empty] | GAS | [39 empty] | 0.14861 | 0.0020436 | 10.5508
19165 | Trigen-Cinergy Solutions College Park | 56038 | UMCP CHP Plant | MD | Prince Georges | 2 | GT | OP | 11 | 9.4 | 10.8 |  | 6 | 2003 | NG | DFO | Y | Y | Y | IPP CHP |  |  |  |  | N | [57 empty] | GAS | [39 empty] | 0.14861 | 0.0020436 | 10.5508
19165 | Trigen-Cinergy Solutions College Park | 56038 | UMCP CHP Plant | MD | Prince Georges | 3 | ST | OP | 5.4 | 2 | 5.1 |  | 7 | 2003 | NG | DFO | Y | Y | Y | IPP CHP |  |  |  |  | N | [57 empty] | GAS | [39 empty] | 0.777 | 0.0030316 | 9.6091
19171 | Trent Wind Farm LP | 55968 | Trent Wind Farm LP | TX | Nolan | WTG1 | WT | OP | 150 | 150 | 150 |  | 7 | 2001 | WND |  | N | Y | N | IPP Non-CHP |  |  |  |  | N | [57 empty] | N/A | [39 empty] | 0 | 0 | 10.4
19173 | Colorado Energy Nations Company LLLP | 10003 | Colorado Energy Nations Company | CO | Jefferson | GEN1 | ST | OP | 7.5 | 10 | 10 |  | 9 | 1976 | BIT | NG | Y | Y | Y | IPP CHP |  |  |  |  | N | Y |  | Y | [37 empty] | ¦¦OP¦¦OP¦¦OP | ¦¦BP¦¦OT¦¦BP |  |  | ¦¦ 3¦¦ 3¦¦ 3 |  | ¦¦ .2¦¦ .2¦¦ .2 | ¦¦ .6¦¦ .6¦¦ .6 |  |  | ¦¦ 99.9¦¦ 98¦¦ 99.9 | ¦¦ 11¦¦ 18¦¦ 33 | ¦¦ 150000¦¦ 250000¦¦ 300000 |  |  |  |  | COAL | [39 empty] | 0.9544 | 0.84529 | 12.5091
19173 | Colorado Energy Nations Company LLLP | 10003 | Colorado Energy Nations Company | CO | Jefferson | GEN2 | ST | OP | 7.5 | 10 | 10 |  | 5 | 1977 | BIT | NG | Y | Y | Y | IPP CHP |  |  |  |  | N | Y |  | Y | [37 empty] | ¦¦OP¦¦OP¦¦OP | ¦¦BP¦¦OT¦¦BP |  |  | ¦¦ 3¦¦ 3¦¦ 3 |  | ¦¦ .2¦¦ .2¦¦ .2 | ¦¦ .6¦¦ .6¦¦ .6 |  |  | ¦¦ 99.9¦¦ 98¦¦ 99.9 | ¦¦ 11¦¦ 18¦¦ 33 | ¦¦ 150000¦¦ 250000¦¦ 300000 |  |  |  |  | COAL | [39 empty] | 0.9544 | 0.82868 | 12.455
19173 | Colorado Energy Nations Company LLLP | 10003 | Colorado Energy Nations Company | CO | Jefferson | GEN3 | ST | OP | 20 | 20 | 20 |  | 6 | 1983 | BIT | NG | Y | Y | Y | IPP CHP |  |  |  |  | N | Y |  | Y | [37 empty] | ¦¦OP¦¦OP¦¦OP | ¦¦BP¦¦OT¦¦BP |  |  | ¦¦ 3¦¦ 3¦¦ 3 |  | ¦¦ .2¦¦ .2¦¦ .2 | ¦¦ .6¦¦ .6¦¦ .6 |  |  | ¦¦ 99.9¦¦ 98¦¦ 99.9 | ¦¦ 11¦¦ 18¦¦ 33 | ¦¦ 150000¦¦ 250000¦¦ 300000 |  |  |  |  | COAL | [39 empty] | 0.67427 | 0.5863 | 11.6326
19194 | Syracuse Energy Corp | 50651 | Trigen Syracuse Energy | NY | Onondaga | GEN1 | ST | OP | 90.6 | 62.8 | 61.9 |  | 8 | 1991 | BIT | OBG | N | Y | Y | IPP CHP |  |  |  |  | N | Y | [5 empty] | 1 | 1991 | 275000 | [16 empty] | OP: OP; DP: CD; LS: LI; N: N | 2.4 | 65 | 1375 | 450000 | 100 | OP | BR |  |  | 6 |  | 0.7 |  | 0.1 |  | 99.4 | 62.5 | 430000 |  |  |  |  | COAL | NY | Syracuse Energy Corporation | 50651 | BLR1 | 2010 | CS0001 | CAIRNOX, CAIROS, CAIRSO2, RGGI | 5838.75 | 12 |  | 444131.17 | 319.114 | 0.3534 | 114.288 | 66527.255 | 648420.798 | 2 |  | Onondaga | Cogeneration | 4911 | Electric Services | 43.0653 | -76.2086 | SUEZ Energy Generation NA (Owner/Operator) |  |  | Operating | Dry bottom wall-fired boiler | Coal |  |  | Low NOx Burner Technology w/ Overfire Air | Baghouse | 275 | 10.4 | COAL | 28.3604 | -91.3099 | 0.3534 | 0.98428 | 10.7315
19194 | Syracuse Energy Corp | 50651 | Trigen Syracuse Energy | NY | Onondaga | GEN2 | ST | OP | 10.5 | 11 | 11 |  | 7 | 2002 | BIT | OBG | N | Y | Y | IPP CHP |  |  |  |  | N | Y | [5 empty] | 1 | 1991 | 275000 | [16 empty] | OP: OP; DP: CD; LS: LI; N: N | 2.4 | 65 | 1375 | 450000 | 100 | OP | BR |  |  | 6 |  | 0.7 |  | 0.1 |  | 99.4 | 62.5 | 430000 |  |  |  |  | COAL | NY | Syracuse Energy Corporation | 50651 | BLR5 | 2010 | CS0001 | CAIRNOX, CAIROS, CAIRSO2, RGGI | 6659.38 | 12 |  | 461566.4 | 330.197 | 0.3644 | 122.291 | 68863.677 | 671184.075 | 2 |  | Onondaga | Cogeneration | 4911 | Electric Services | 43.0653 | -76.2086 | SUEZ Energy Generation NA (Owner/Operator) |  |  | Operating | Dry bottom wall-fired boiler | Coal |  |  | Low NOx Burner Technology w/ Overfire Air | Baghouse | 275 | 10.4 | COAL | 17.5775 | -298.9795 | 0.3644 | 0.98392 | 10.9625
19204 | City of Trinidad | 511 | Trinidad | CO | LAS ANIMAS | 5 | IC | OP | 1.8 | 1.8 | 1.8 |  | 1 | 1999 | DFO |  | N | Y | N | Electric Utility |  |  |  |  | N | N | [56 empty] | LIQUID | [39 empty] | 0.7385 | 0.025484 | 12.5895
19204 | City of Trinidad | 511 | Trinidad | CO | LAS ANIMAS | 6 | IC | OP | 1.8 | 1.8 | 1.8 |  | 1 | 1999 | DFO |  | N | Y | N | Electric Utility |  |  |  |  | N | [57 empty] | LIQUID | [39 empty] | 0.7385 | 0.025484 | 12.5895
19204 | City of Trinidad | 511 | Trinidad | CO | LAS ANIMAS | 7 | IC | OP | 1.8 | 1.8 | 1.8 |  | 1 | 1999 | DFO |  | N | Y | N | Electric Utility |  |  |  |  | N | [57 empty] | LIQUID | [39 empty] | 0.7385 | 0.025484 | 12.5895
19216 | Tropicana Products Inc | 50971 | Tropicana Products Bradent | FL | Manatee | GEN1 | GT | OP | 46.8 | 31 | 35 |  | 2 | 1990 | NG |  | N | Y | Y | Industrial CHP |  |  |  |  | N | [57 empty] | GAS | [39 empty] | 0.13939 | 0.002397 | 12.1008
19258 | Tug Hill Energy Inc | 10872 | Kings Falls Hydroelectric | NY | Lewis | 1 | HY | OP | 1.6 | 0.2 | 0.1 |  | 10 | 1988 | WAT |  | N | Y | N | IPP Non-CHP |  |  |  |  | N | [57 empty] | N/A | [39 empty] | 0 | 0 | 10.4
19281 | Turlock Irrigation District | 439 | Don Pedro | CA | Tuolumne | 1 | HY | OP | 45.5 | 55 | 55 |  | 5 | 1971 | WAT |  | N | Y | N | Electric Utility |  |  |  |  | N | [57 empty] | N/A | [39 empty] | 0 | 0 | 10.4
19281 | Turlock Irrigation District | 439 | Don Pedro | CA | Tuolumne | 2 | HY | OP | 45.5 | 55 | 55 |  | 5 | 1971 | WAT |  | N | Y | N | Electric Utility |  |  |  |  | N | [57 empty] | N/A | [39 empty] | 0 | 0 | 10.4
19281 | Turlock Irrigation District | 439 | Don Pedro | CA | Tuolumne | 3 | HY | OP | 45.5 | 55 | 55 |  | 5 | 1971 | WAT |  | N | Y | N | Electric Utility |  |  |  |  | N | [57 empty] | N/A | [39 empty] | 0 | 0 | 10.4
19281 | Turlock Irrigation District | 439 | Don Pedro | CA | Tuolumne | 4 | HY | OP | 34.3 | 38.2 | 38.2 |  | 4 | 1989 | WAT |  | N | Y | N | Electric Utility |  |  |  |  | N | [57 empty] | N/A | [39 empty] | 0 | 0 | 10.4
19281 | Turlock Irrigation District | 440 | La Grange | CA | Stanislaus | 1 | HY | OP | 1.2 | 1 | 1 |  | 12 | 1924 | WAT |  | N | Y | N | Electric Utility |  |  |  |  | N | [57 empty] | N/A | [39 empty] | 0 | 0 | 10.4
19281 | Turlock Irrigation District | 489 | Upper Dawson | CA | Tuolumne | 1 | HY | OP | 4.4 | 5.5 | 5.5 |  | 11 | 1983 | WAT |  | N | Y | N | Electric Utility |  |  |  |  | N | [57 empty] | N/A | [39 empty] | 0 | 0 | 10.4
19281 | Turlock Irrigation District | 4256 | Walnut | CA | Stanislaus | 1 | GT | OP | 24.9 | 23.5 | 24.9 |  | 4 | 1986 | NG | DFO | Y | Y | N | Electric Utility |  |  |  |  | N | [57 empty] | GAS | [39 empty] | 0.13686 | 0.0014544 | 11.823
19281 | Turlock Irrigation District | 4256 | Walnut | CA | Stanislaus | 2 | GT | OP | 24.9 | 23.5 | 24.9 |  | 4 | 1986 | NG | DFO | Y | Y | N | Electric Utility |  |  |  |  | N | [57 empty] | GAS | [39 empty] | 0.13686 | 0.0014544 | 11.823
19281 | Turlock Irrigation District | 7315 | Almond Power Plant | CA | STANISLAUS | 1 | GT | OP | 49.5 | 49.5 | 49.5 |  | 4 | 1996 | NG |  | N | Y | N | Electric Utility | [62 empty] | GAS | CA | Almond Power Plant | 7315 | 1 | 2010 |  | ARP | 1647.2 | 12 | 50480.93 |  | 0.15 | 0.0451 | 4.215 | 29631.033 | 498645.025 | 9 | Western Electricity Coordinating Council | Stanislaus | Electric Utility | 4911 | Electric Services | 37.5739 | -120.9854 | Turlock Irrigation District (Owner/Operator) | Phase 2 |  | Operating | Combustion turbine | Pipeline Natural Gas |  |  | Selective Catalytic Reduction Steam Injection |  | 459 | 9.2623 | GAS | 50 | 1994.9495 | 0.0451 | 0.000602 | 9.2623
19281 | Turlock Irrigation District | 56078 | Walnut Energy Center | CA | Stanislaus | 1 | CT | OP | 94.9 | 84 | 84 |  | 2 | 2006 | NG |  | N | Y | N | Electric Utility |  |  |  |  | N | [57 empty] | GAS | CA | Walnut Energy Center | 56078 | 1 | 2010 |  | ARP | 7297.8 | 12 | 794636.86 |  | 1.899 | 0.0064 | 19.122 | 376107.458 | 6328810.422 | 9 | Western Electricity Coordinating Council | Stanislaus | Electric Utility |  |  | 37.4878 | -120.8956 | Walnut Energy Center Authority (Owner) Turlock Irrigation District (Operator) | Phase 2 |  | Operating | Combined cycle | Pipeline Natural Gas |  |  | Dry Low NOx Burners Ammonia Injection Selective Catalytic Reduction |  | 1047 | 7.9361 | GAS | 133 | 1708.3333 | 0.0064 | 0.0006 | 7.9361
19281 | Turlock Irrigation District | 161 | Turlock Lake | CA | Stanislaus | 1 | HY | OP | 1.1 | 1.1 | 1.1 |  | 7 | 1980 | WAT |  | N | Y | N | Electric Utility |  |  |  |  | N | [57 empty] | N/A | [39 empty] | 0 | 0 | 10.4
19281 | Turlock Irrigation District | 161 | Turlock Lake | CA | Stanislaus | 2 | HY | OP | 1.1 | 1.1 | 1.1 |  | 7 | 1980 | WAT |  | N | Y | N | Electric Utility |  |  |  |  | N | [57 empty] | N/A | [39 empty] | 0 | 0 | 10.4
19281 | Turlock Irrigation District | 161 | Turlock Lake | CA | Stanislaus | 3 | HY | OP | 1.1 | 1.1 | 1.1 |  | 7 | 1980 | WAT |  | N | Y | N | Electric Utility |  |  |  |  | N | [57 empty] | N/A | [39 empty] | 0 | 0 | 10.4
19281 | Turlock Irrigation District | 162 | Hickman | CA | Stanislaus | 1 | HY | OP | 0.5 | 0.5 | 0.5 |  | 9 | 1979 | WAT |  | N | Y | N | Electric Utility |  |  |  |  | N | [57 empty] | N/A | [39 empty] | 0 | 0 | 10.4
19281 | Turlock Irrigation District | 162 | Hickman | CA | Stanislaus | 2 | HY | OP | 0.5 | 0.5 | 0.5 |  | 9 | 1979 | WAT |  | N | Y | N | Electric Utility |  |  |  |  | N | [57 empty] | N/A | [39 empty] | 0 | 0 | 10.4
19281 | Turlock Irrigation District | 440 | La Grange | CA | Stanislaus | 2 | HY | OP | 3.3 | 3.3 | 3.3 |  | 12 | 1924 | WAT |  | N | Y | N | Electric Utility |  |  |  |  | N | [57 empty] | N/A | [39 empty] | 0 | 0 | 10.4
19281 | Turlock Irrigation District | 50219 | Frankenheimer Power Plant | CA | San Joaquin | U1 | HY | OP | 5.3 | 4 | 4.3 |  | 3 | 1983 | WAT |  | N | Y | N | IPP Non-CHP |  |  |  |  | N | [57 empty] | N/A | [39 empty] | 0 | 0 | 10.4
19281 | Turlock Irrigation District | 56078 | Walnut Energy Center | CA | Stanislaus | 2 | CT | OP | 94.9 | 84 | 84 |  | 2 | 2006 | NG |  | N | Y | N | Electric Utility |  |  |  |  | N | [57 empty] | GAS | CA | Walnut Energy Center | 56078 | 2 | 2010 |  | ARP | 7191.5 | 12 | 783460.48 |  | 1.848 | 0.006 | 17.686 | 366082.431 | 6160102.783 | 9 | Western Electricity Coordinating Council | Stanislaus | Electric Utility |  |  | 37.4878 | -120.8956 | Walnut Energy Center Authority (Owner) Turlock Irrigation District (Operator) | Phase 2 |  | Operating | Combined cycle | Pipeline Natural Gas |  |  | Dry Low NOx Burners Ammonia Injection Selective Catalytic Reduction |  | 1047 | 7.8326 | GAS | 137 | 1684.5238 | 0.006 | 0.0006 | 7.8326
19281 | Turlock Irrigation District | 56078 | Walnut Energy Center | CA | Stanislaus | 3 | CA | OP | 110.8 | 101 | 101 |  | 2 | 2006 | NG |  | N | Y | N | Electric Utility |  |  |  |  | N | [57 empty] | GAS | [39 empty] | 0 | 0 | 10.4
19281 | Turlock Irrigation District | 56631 | Turlock Irrigation District Fuel Cell | CA | Stansilaus | TFC | FC | OP | 1.2 | 1.1 | 1.1 |  | 1 | 2009 | OBG | NG | Y | N | Y | Electric Utility |  |  |  |  | N | [57 empty] | GAS | [39 empty] | 0 | 0 | 10.4
19281 | Turlock Irrigation District | 56702 | Tuolumne Wind Project | WA | Klickitat | WPT1 | WT | OP | 136.3 | 136.3 | 136.3 |  | 5 | 2009 | WND |  | N | Y | N | Electric Utility |  |  |  |  | N | [57 empty] | N/A | [39 empty] | 0 | 0 | 10.4
19314 | Twin Falls Hydro Associates LP | 50827 | Twin Falls Hydro | WA | King | UNI1 | HY | OP | 12 | 11.4 | 11 |  | 12 | 1989 | WAT |  | N | Y | N | IPP Non-CHP | [62 empty] | N/A | [39 empty] | 0 | 0 | 10.4
19314 | Twin Falls Hydro Associates LP | 50827 | Twin Falls Hydro | WA | King | UNI2 | HY | OP | 12 | 11.4 | 11 |  | 12 | 1989 | WAT |  | N | Y | N | IPP Non-CHP | [62 empty] | N/A | [39 empty] | 0 | 0 | 10.4
19321 | City of Two Harbors- (MN) | 2016 | Two Harbors | MN | Lake | 3 | IC | OP | 2 | 1.9 | 1.9 |  | 3 | 1972 | DFO | NG | Y | Y | N | Electric Utility |  |  |  |  | N | [57 empty] | LIQUID | [39 empty] | 0.7385 | 0.025484 | 12.5895
19323 | TXU Generation Co LP | 6648 | Sandow No 4 | TX | Milam | 4 | ST | OP | 590.6 | 600 | 600 |  | 5 | 1981 | LIG | DFO | N | Y | N | IPP Non-CHP |  |  |  |  | N | Y |  |  | Y |  |  | 4 | 1981 | 1065000 | [16 empty] | OP: OP; DP: SP; LS: LS; LS: DB; N: Y | 0.6 | 92 | 6833 | 1932418 | 83 | OP | EK |  |  | 14 |  | 0.6 |  |  |  | 99.8 | 578 | 2310000 |  |  |  |  | COAL | TX | Sandow | 6648 | 4 | 2010 |  | ARP, CAIRNOX, CAIRSO2 | 6277.07 | 12 | 3296297.65 |  | 16364.859 | 0.0877 | 1244.31 | 3590379.919 | 32975052.07 | 6 | Electric Reliability Council of Texas | Milam | Electric Utility | 4911 | Electric Services | 30.5642 | -97.0639 | Luminant Generation Company LLC (Owner/Operator) | Phase 2 | Early Election | Operating | Tangentially-fired | Coal |  | Wet Limestone | Low NOx Burner Technology w/ Separated OFA Selective Catalytic Reduction (Began Apr 06, 2010) | Electrostatic Precipitator | 9444 | 9.8953 | COAL | 665 | 1945.8333 | 0.0877 | 0.99256 | 9.8953
19351 | U S Gypsum Co | 50203 | US Gypsum Oakfield | NY | Genesee | GEN1 | GT | OP | 5.8 | 4.9 | 5.7 |  | 4 | 1986 | NG |  | N | Y | Y | Industrial CHP |  |  |  |  | N | [57 empty] | GAS | [39 empty] | 0.35441 | 0.0047665 | 9.7715
19363 | University of M&D-New Jersey | 50411 | University of Medicine Dentistry NJ | NJ | Essex | GEN1 | GT | OP | 3.5 | 3.4 | 3.7 |  | 7 | 1989 | NG | DFO | Y | Y | Y | Commercial CHP |  |  |  |  | N | [57 empty] | GAS | [39 empty] | 0.42048 | 0.0054899 | 9.1755
19363 | University of M&D-New Jersey | 50411 | University of Medicine Dentistry NJ | NJ | Essex | GEN2 | GT | OP | 3.5 | 3.4 | 3.7 |  | 7 | 1989 | NG | DFO | Y | Y | Y | Commercial CHP |  |  |  |  | N | [57 empty] | GAS | [39 empty] | 0.42048 | 0.0054899 | 9.1755
19363 | University of M&D-New Jersey | 50411 | University of Medicine Dentistry NJ | NJ | Essex | GEN3 | GT | OP | 3.5 | 3.4 | 3.7 |  | 7 | 1989 | NG | DFO | Y | Y | Y | Commercial CHP |  |  |  |  | N | [57 empty] | GAS | [39 empty] | 0.42048 | 0.0054899 | 9.1755
19365 | United States Sugar Corp | 50482 | Clewiston Sugar House | FL | Hendry | TG6 | ST | OP | 15 | 14 | 14.1 |  | 3 | 2004 | AB | DFO | Y | Y | Y | Industrial CHP |  |  |  |  | N | [40 empty] | OP | WS¦¦EK¦¦EK | [8 empty] | 95¦¦ 98.5¦¦ 99.5 | 123¦¦ 115¦¦ 95¦¦ 24¦¦ 27 | 125000¦¦ 120000¦¦ 150000¦¦ 270000¦¦ 440000 |  |  |  |  | OTHER SOLID | [39 empty] | 0.1371 | 0.012928 | 12.8432