19365 | United States Sugar Corp | 50482 | Clewiston Sugar House | FL | Hendry | TG7 | ST | OP | 20 | 18.6 | 18.6 |  | 10 | 2006 | AB | DFO | Y | Y | Y | Industrial CHP |  |  |  |  | N | [40 empty] | OP | WS¦¦EK¦¦EK | [8 empty] | 95¦¦ 98.5¦¦ 99.5 | 123¦¦ 115¦¦ 95¦¦ 24¦¦ 27 | 125000¦¦ 120000¦¦ 150000¦¦ 270000¦¦ 440000 |  |  |  |  | OTHER SOLID | [39 empty] | 0.1371 | 0.012928 | 12.8432
19365 | United States Sugar Corp | 50482 | Clewiston Sugar House | FL | Hendry | TG8 | ST | OP | 14 | 12 | 12 |  | 12 | 2007 | AB | DFO | Y | Y | Y | Industrial CHP |  |  |  |  | N | [40 empty] | OP | WS¦¦EK¦¦EK | [8 empty] | 95¦¦ 98.5¦¦ 99.5 | 123¦¦ 115¦¦ 95¦¦ 24¦¦ 27 | 125000¦¦ 120000¦¦ 150000¦¦ 270000¦¦ 440000 |  |  |  |  | OTHER SOLID | [39 empty] | 0.1371 | 0.012928 | 12.8432
19370 | United States Steel Corporation | 50730 | Fairfield Works | AL | Jefferson | GEN1 | ST | OP | 20 | 20 | 12 |  | 1 | 1928 | BFG | NG | N | N | N | Industrial Non-CHP |  |  |  |  | N | [57 empty] | GAS | AL | US Steel (Fairfield Works) | 50730 | 206 | 2010 |  | CAIROS | 3672 | 6 |  | 120335 |  | 0.066 | 32.482 |  | 984796 | 4 |  | Jefferson | Industrial Boiler | 3312 | Blast Furnaces and Steel Mills | 33.4833 | -86.9261 | US Steel Corporation - Fairfield Works (Operator) United States Steel Corporation (Owner) |  |  | Operating | Dry bottom wall-fired boiler | Process Gas | Pipeline Natural Gas |  |  |  | 409 | 10.4 | GAS | 12.1123 | -4.6775 | 0.066 | 0.0019484 | 10.4
19370 | United States Steel Corporation | 50730 | Fairfield Works | AL | Jefferson | GEN2 | ST | OP | 20 | 20 | 12 |  | 1 | 1928 | BFG | NG | N | N | N | Industrial Non-CHP |  |  |  |  | N | [57 empty] | GAS | AL | US Steel (Fairfield Works) | 50730 | 206 | 2010 |  | CAIROS | 3672 | 6 |  | 120335 |  | 0.066 | 32.482 |  | 984796 | 4 |  | Jefferson | Industrial Boiler | 3312 | Blast Furnaces and Steel Mills | 33.4833 | -86.9261 | US Steel Corporation - Fairfield Works (Operator) United States Steel Corporation (Owner) |  |  | Operating | Dry bottom wall-fired boiler | Process Gas | Pipeline Natural Gas |  |  |  | 409 | 10.4 | GAS | 12.1123 | -4.6775 | 0.066 | 0.0019484 | 10.4
19370 | United States Steel Corporation | 50730 | Fairfield Works | AL | Jefferson | GEN3 | ST | OP | 20 | 20 | 12 |  | 1 | 1941 | BFG | NG | N | N | N | Industrial Non-CHP |  |  |  |  | N | [57 empty] | GAS | AL | US Steel (Fairfield Works) | 50730 | 206 | 2010 |  | CAIROS | 3672 | 6 |  | 120335 |  | 0.066 | 32.482 |  | 984796 | 4 |  | Jefferson | Industrial Boiler | 3312 | Blast Furnaces and Steel Mills | 33.4833 | -86.9261 | US Steel Corporation - Fairfield Works (Operator) United States Steel Corporation (Owner) |  |  | Operating | Dry bottom wall-fired boiler | Process Gas | Pipeline Natural Gas |  |  |  | 409 | 10.4 | GAS | 12.1123 | -4.6775 | 0.066 | 0.0019484 | 10.4
19370 | United States Steel Corporation | 50730 | Fairfield Works | AL | Jefferson | GEN4 | ST | OP | 22 | 20 | 12 |  | 6 | 1995 | BFG | NG | N | N | N | Industrial Non-CHP |  |  |  |  | N | [57 empty] | GAS | AL | US Steel (Fairfield Works) | 50730 | 206 | 2010 |  | CAIROS | 3672 | 6 |  | 120335 |  | 0.066 | 32.482 |  | 984796 | 4 |  | Jefferson | Industrial Boiler | 3312 | Blast Furnaces and Steel Mills | 33.4833 | -86.9261 | US Steel Corporation - Fairfield Works (Operator) United States Steel Corporation (Owner) |  |  | Operating | Dry bottom wall-fired boiler | Process Gas | Pipeline Natural Gas |  |  |  | 409 | 10.4 | GAS | 12.1123 | -4.6775 | 0.066 | 0.0019484 | 10.4
19375 | USCE-Savannah District | 754 | Hartwell Lake | GA | Hart | 1 | HY | OP | 85 | 85 | 85 |  | 4 | 1962 | WAT |  | N | Y | N | Electric Utility |  |  |  |  | N | [57 empty] | N/A | [39 empty] | 0 | 0 | 10.4
19375 | USCE-Savannah District | 754 | Hartwell Lake | GA | Hart | 2 | HY | OP | 85 | 85 | 85 |  | 4 | 1962 | WAT |  | N | Y | N | Electric Utility |  |  |  |  | N | [57 empty] | N/A | [39 empty] | 0 | 0 | 10.4
19375 | USCE-Savannah District | 754 | Hartwell Lake | GA | Hart | 4 | HY | OP | 85 | 85 | 85 |  | 4 | 1962 | WAT |  | N | Y | N | Electric Utility |  |  |  |  | N | [57 empty] | N/A | [39 empty] | 0 | 0 | 10.4
19375 | USCE-Savannah District | 3323 | J Strom Thurmond | SC | McCormick | 1 | HY | OP | 51.7 | 48 | 48 |  | 1 | 1953 | WAT |  | N | Y | N | Electric Utility |  |  |  |  | N | [57 empty] | N/A | [39 empty] | 0 | 0 | 10.4
19375 | USCE-Savannah District | 3323 | J Strom Thurmond | SC | McCormick | 2 | HY | OP | 51.7 | 48 | 48 |  | 1 | 1953 | WAT |  | N | Y | N | Electric Utility |  |  |  |  | N | [57 empty] | N/A | [39 empty] | 0 | 0 | 10.4
19375 | USCE-Savannah District | 3323 | J Strom Thurmond | SC | McCormick | 4 | HY | OP | 51.7 | 48 | 48 |  | 1 | 1953 | WAT |  | N | Y | N | Electric Utility |  |  |  |  | N | [57 empty] | N/A | [39 empty] | 0 | 0 | 10.4
19375 | USCE-Savannah District | 3323 | J Strom Thurmond | SC | McCormick | 6 | HY | OP | 51.7 | 48 | 48 |  | 1 | 1954 | WAT |  | N | Y | N | Electric Utility |  |  |  |  | N | [57 empty] | N/A | [39 empty] | 0 | 0 | 10.4
19375 | USCE-Savannah District | 6132 | Richard B Russell | GA | Elbert | 1 | HY | OP | 75 | 84 | 84 |  | 1 | 1985 | WAT |  | N | Y | N | Electric Utility |  |  |  |  | N | [57 empty] | N/A | [39 empty] | 0 | 0 | 10.4
19375 | USCE-Savannah District | 6132 | Richard B Russell | GA | Elbert | 2 | HY | OP | 75 | 84 | 84 |  | 2 | 1985 | WAT |  | N | Y | N | Electric Utility |  |  |  |  | N | [57 empty] | N/A | [39 empty] | 0 | 0 | 10.4
19375 | USCE-Savannah District | 6132 | Richard B Russell | GA | Elbert | 3 | HY | OP | 75 | 84 | 84 |  | 7 | 1985 | WAT |  | N | Y | N | Electric Utility |  |  |  |  | N | [57 empty] | N/A | [39 empty] | 0 | 0 | 10.4
19375 | USCE-Savannah District | 6132 | Richard B Russell | GA | Elbert | 4 | HY | OP | 75 | 84 | 84 |  | 1 | 1986 | WAT |  | N | Y | N | Electric Utility |  |  |  |  | N | [57 empty] | N/A | [39 empty] | 0 | 0 | 10.4
19375 | USCE-Savannah District | 6132 | Richard B Russell | GA | Elbert | 5 | PS | OP | 82 | 82 | 82 |  | 9 | 2002 | WAT |  | N | Y | N | Electric Utility |  |  |  |  | N | [57 empty] | N/A | [39 empty] | 0 | 0 | 10.4
19375 | USCE-Savannah District | 6132 | Richard B Russell | GA | Elbert | 6 | PS | OP | 82 | 82 | 82 |  | 9 | 2002 | WAT |  | N | Y | N | Electric Utility |  |  |  |  | N | [57 empty] | N/A | [39 empty] | 0 | 0 | 10.4
19375 | USCE-Savannah District | 6132 | Richard B Russell | GA | Elbert | 7 | PS | OP | 82 | 82 | 82 |  | 9 | 2002 | WAT |  | N | Y | N | Electric Utility |  |  |  |  | N | [57 empty] | N/A | [39 empty] | 0 | 0 | 10.4
19375 | USCE-Savannah District | 3323 | J Strom Thurmond | SC | McCormick | 3 | HY | OP | 51.7 | 48 | 48 |  | 1 | 1953 | WAT |  | N | Y | N | Electric Utility |  |  |  |  | N | [57 empty] | N/A | [39 empty] | 0 | 0 | 10.4
19375 | USCE-Savannah District | 3323 | J Strom Thurmond | SC | McCormick | 5 | HY | OP | 51.7 | 48 | 48 |  | 1 | 1954 | WAT |  | N | Y | N | Electric Utility |  |  |  |  | N | [57 empty] | N/A | [39 empty] | 0 | 0 | 10.4
19375 | USCE-Savannah District | 3323 | J Strom Thurmond | SC | McCormick | 7 | HY | OP | 51.7 | 48 | 48 |  | 1 | 1954 | WAT |  | N | Y | N | Electric Utility | [62 empty] | N/A | [39 empty] | 0 | 0 | 10.4
19391 | UGI Development Co | 3176 | Hunlock Power Station | PA | Luzerne | 3 | CA | OP | 49.9 | 26.8 | 26.8 |  | 9 | 1959 | NG | DFO | N | Y | N | IPP Non-CHP |  |  |  |  | N | N | [56 empty] | GAS | [39 empty] | 0 | 0 | 10.4
19391 | UGI Development Co | 3176 | Hunlock Power Station | PA | Luzerne | 5 | CT | OP | 48 | 49.5 | 49.5 |  | 7 | 2011 | NG | DFO | Y | Y | N | IPP Non-CHP |  |  |  |  | N | [57 empty] | GAS | [39 empty] | 0.021694 | 0.0009025 | 8.9279
19391 | UGI Development Co | 3176 | Hunlock Power Station | PA | Luzerne | 6 | CT | OP | 48 | 49.8 | 49.8 |  | 7 | 2011 | NG | DFO | Y | Y | N | IPP Non-CHP |  |  |  |  | N | [57 empty] | GAS | [39 empty] | 0.021694 | 0.0009025 | 8.9279
19391 | UGI Development Co | 56911 | Broad Mountain | PA | Schuylkill | GEN1 | GT | OP | 5.5 | 4.3 | 5.5 |  | 1 | 2009 | LFG |  | N | Y | N | IPP Non-CHP |  |  |  |  | N | [57 empty] | GAS | [39 empty] | 0.0016829 | 0.0016829 | 10.4
19391 | UGI Development Co | 56911 | Broad Mountain | PA | Schuylkill | GEN2 | GT | OP | 5.5 | 4.4 | 5.5 |  | 1 | 2009 | LFG |  | N | Y | N | IPP Non-CHP |  |  |  |  | N | [57 empty] | GAS | [39 empty] | 0.0016829 | 0.0016829 | 10.4
19391 | UGI Development Co | 57216 | Crayola Solar Project | PA | Northampton | 1 | PV | OP | 1 | 1 | 1 |  | 5 | 2010 | SUN |  | N | Y | N | IPP Non-CHP |  |  |  |  | N | [57 empty] | N/A | [39 empty] | 0 | 0 | 10.4
19391 | UGI Development Co | 57216 | Crayola Solar Project | PA | Northampton | 2 | PV | OP | 1 | 1 | 1 |  | 4 | 2011 | SUN |  | N | Y | N | IPP Non-CHP |  |  |  |  | N | [57 empty] | N/A | [39 empty] | 0 | 0 | 10.4
19397 | City of Ukiah | 7489 | Lake Mendocino | CA | MENDOCINO | G1 | HY | OP | 1 | 1 | 1 |  | 5 | 1987 | WAT |  | N | Y | N | Electric Utility |  |  |  |  | N | [57 empty] | N/A | [39 empty] | 0 | 0 | 10.4
19397 | City of Ukiah | 7489 | Lake Mendocino | CA | MENDOCINO | G2 | HY | OP | 2.5 | 2.5 | 2.5 |  | 5 | 1987 | WAT |  | N | Y | N | Electric Utility |  |  |  |  | N | [57 empty] | N/A | [39 empty] | 0 | 0 | 10.4
19400 | USACE Northwestern Division | 840 | Dworshak | ID | Clearwater | 1 | HY | OP | 90 | 90 | 90 |  | 6 | 1975 | WAT |  | N | Y | N | Electric Utility | [62 empty] | N/A | [39 empty] | 0 | 0 | 10.4
19400 | USACE Northwestern Division | 840 | Dworshak | ID | Clearwater | 2 | HY | OP | 90 | 90 | 90 |  | 9 | 1975 | WAT |  | N | Y | N | Electric Utility | [62 empty] | N/A | [39 empty] | 0 | 0 | 10.4
19400 | USACE Northwestern Division | 840 | Dworshak | ID | Clearwater | 3 | HY | OP | 220 | 220 | 220 |  | 9 | 1974 | WAT |  | N | Y | N | Electric Utility | [62 empty] | N/A | [39 empty] | 0 | 0 | 10.4
19400 | USACE Northwestern Division | 851 | Albeni Falls | ID | Bonner | 1 | HY | OP | 14 | 14 | 14 |  | 5 | 1955 | WAT |  | N | Y | N | Electric Utility |  |  |  |  | N | [57 empty] | N/A | [39 empty] | 0 | 0 | 10.4
19400 | USACE Northwestern Division | 851 | Albeni Falls | ID | Bonner | 2 | HY | OP | 14 | 14 | 14 |  | 6 | 1955 | WAT |  | N | Y | N | Electric Utility |  |  |  |  | N | [57 empty] | N/A | [39 empty] | 0 | 0 | 10.4
19400 | USACE Northwestern Division | 851 | Albeni Falls | ID | Bonner | 3 | HY | OP | 14 | 14 | 14 |  | 9 | 1955 | WAT |  | N | Y | N | Electric Utility |  |  |  |  | N | [57 empty] | N/A | [39 empty] | 0 | 0 | 10.4
19400 | USACE Northwestern Division | 3074 | Big Cliff | OR | Marion | 1 | HY | OP | 18 | 21 | 21 |  | 12 | 1954 | WAT |  | N | Y | N | Electric Utility | [62 empty] | N/A | [39 empty] | 0 | 0 | 10.4
19400 | USACE Northwestern Division | 3075 | Bonneville | OR | Multnomah | 1 | HY | OP | 43.2 | 43.2 | 43.2 |  | 7 | 1938 | WAT |  | N | Y | N | Electric Utility |  |  |  |  | N | [57 empty] | N/A | [39 empty] | 0 | 0 | 10.4
19400 | USACE Northwestern Division | 3075 | Bonneville | OR | Multnomah | 10 | HY | OP | 54 | 54 | 54 |  | 1 | 1944 | WAT |  | N | Y | N | Electric Utility |  |  |  |  | N | [57 empty] | N/A | [39 empty] | 0 | 0 | 10.4
19400 | USACE Northwestern Division | 3075 | Bonneville | OR | Multnomah | 11 | HY | OP | 66.5 | 66.5 | 66.5 |  | 10 | 1982 | WAT |  | N | Y | N | Electric Utility |  |  |  |  | N | [57 empty] | N/A | [39 empty] | 0 | 0 | 10.4
19400 | USACE Northwestern Division | 3075 | Bonneville | OR | Multnomah | 12 | HY | OP | 66.5 | 66.5 | 66.5 |  | 10 | 1982 | WAT |  | N | Y | N | Electric Utility |  |  |  |  | N | [57 empty] | N/A | [39 empty] | 0 | 0 | 10.4
19400 | USACE Northwestern Division | 3075 | Bonneville | OR | Multnomah | 13 | HY | OP | 66.5 | 66.5 | 66.5 |  | 10 | 1982 | WAT |  | N | Y | N | Electric Utility | [62 empty] | N/A | [39 empty] | 0 | 0 | 10.4
19400 | USACE Northwestern Division | 3075 | Bonneville | OR | Multnomah | 14 | HY | OP | 66.5 | 66.5 | 66.5 |  | 6 | 1982 | WAT |  | N | Y | N | Electric Utility | [62 empty] | N/A | [39 empty] | 0 | 0 | 10.4
19400 | USACE Northwestern Division | 3075 | Bonneville | OR | Multnomah | 15 | HY | OP | 66.5 | 66.5 | 66.5 |  | 3 | 1982 | WAT |  | N | Y | N | Electric Utility | [62 empty] | N/A | [39 empty] | 0 | 0 | 10.4
19400 | USACE Northwestern Division | 3075 | Bonneville | OR | Multnomah | 16 | HY | OP | 66.5 | 66.5 | 66.5 |  | 12 | 1981 | WAT |  | N | Y | N | Electric Utility | [62 empty] | N/A | [39 empty] | 0 | 0 | 10.4
19400 | USACE Northwestern Division | 3075 | Bonneville | OR | Multnomah | 17 | HY | OP | 66.5 | 66.5 | 66.5 |  | 9 | 1981 | WAT |  | N | Y | N | Electric Utility | [62 empty] | N/A | [39 empty] | 0 | 0 | 10.4
19400 | USACE Northwestern Division | 3075 | Bonneville | OR | Multnomah | 18 | HY | OP | 66.5 | 66.5 | 66.5 |  | 5 | 1981 | WAT |  | N | Y | N | Electric Utility | [62 empty] | N/A | [39 empty] | 0 | 0 | 10.4
19400 | USACE Northwestern Division | 3075 | Bonneville | OR | Multnomah | 2 | HY | OP | 59.5 | 59.5 | 59.5 |  | 8 | 1938 | WAT |  | N | Y | N | Electric Utility | [62 empty] | N/A | [39 empty] | 0 | 0 | 10.4
19400 | USACE Northwestern Division | 3075 | Bonneville | OR | Multnomah | 3 | HY | OP | 54 | 54 | 54 |  | 1 | 1941 | WAT |  | N | Y | N | Electric Utility | [62 empty] | N/A | [39 empty] | 0 | 0 | 10.4
19400 | USACE Northwestern Division | 3075 | Bonneville | OR | Multnomah | 4 | HY | OP | 54 | 54 | 54 |  | 2 | 1941 | WAT |  | N | Y | N | Electric Utility | [62 empty] | N/A | [39 empty] | 0 | 0 | 10.4
19400 | USACE Northwestern Division | 3075 | Bonneville | OR | Multnomah | 5 | HY | OP | 54 | 54 | 54 |  | 10 | 1941 | WAT |  | N | Y | N | Electric Utility | [62 empty] | N/A | [39 empty] | 0 | 0 | 10.4
19400 | USACE Northwestern Division | 3075 | Bonneville | OR | Multnomah | 6 | HY | OP | 54 | 54 | 54 |  | 6 | 1942 | WAT |  | N | Y | N | Electric Utility | [62 empty] | N/A | [39 empty] | 0 | 0 | 10.4
19400 | USACE Northwestern Division | 3075 | Bonneville | OR | Multnomah | 7 | HY | OP | 54 | 54 | 54 |  | 4 | 1943 | WAT |  | N | Y | N | Electric Utility | [62 empty] | N/A | [39 empty] | 0 | 0 | 10.4
19400 | USACE Northwestern Division | 3075 | Bonneville | OR | Multnomah | 8 | HY | OP | 54 | 54 | 54 |  | 7 | 1943 | WAT |  | N | Y | N | Electric Utility | [62 empty] | N/A | [39 empty] | 0 | 0 | 10.4
19400 | USACE Northwestern Division | 3075 | Bonneville | OR | Multnomah | 9 | HY | OP | 54 | 54 | 54 |  | 10 | 1943 | WAT |  | N | Y | N | Electric Utility | [62 empty] | N/A | [39 empty] | 0 | 0 | 10.4
19400 | USACE Northwestern Division | 3075 | Bonneville | OR | Multnomah | F1 | HY | OP | 13.1 | 13.1 | 13.1 |  | 1 | 1982 | WAT |  | N | Y | N | Electric Utility | [62 empty] | N/A | [39 empty] | 0 | 0 | 10.4
19400 | USACE Northwestern Division | 3075 | Bonneville | OR | Multnomah | F2 | HY | OP | 13.1 | 13.1 | 13.1 |  | 11 | 1981 | WAT |  | N | Y | N | Electric Utility | [62 empty] | N/A | [39 empty] | 0 | 0 | 10.4
19400 | USACE Northwestern Division | 3076 | Cougar | OR | Lane | 1 | HY | OP | 13 | 13 | 13 |  | 4 | 1964 | WAT |  | N | Y | N | Electric Utility | [62 empty] | N/A | [39 empty] | 0 | 0 | 10.4
19400 | USACE Northwestern Division | 3076 | Cougar | OR | Lane | 2 | HY | OP | 13 | 13 | 13 |  | 3 | 1964 | WAT |  | N | Y | N | Electric Utility | [62 empty] | N/A | [39 empty] | 0 | 0 | 10.4
19400 | USACE Northwestern Division | 3077 | Detroit | OR | Marion | 1 | HY | OP | 50 | 50 | 50 |  | 11 | 1953 | WAT |  | N | Y | N | Electric Utility | [62 empty] | N/A | [39 empty] | 0 | 0 | 10.4
19400 | USACE Northwestern Division | 3077 | Detroit | OR | Marion | 2 | HY | OP | 50 | 50 | 50 |  | 7 | 1953 | WAT |  | N | Y | N | Electric Utility | [62 empty] | N/A | [39 empty] | 0 | 0 | 10.4
19400 | USACE Northwestern Division | 3078 | Dexter | OR | Lane | 1 | HY | OP | 15 | 17 | 17 |  | 6 | 1955 | WAT |  | N | Y | N | Electric Utility | [62 empty] | N/A | [39 empty] | 0 | 0 | 10.4
19400 | USACE Northwestern Division | 3080 | Green Peter | OR | Linn | 1 | HY | OP | 40 | 40 | 40 |  | 7 | 1967 | WAT |  | N | Y | N | Electric Utility | [62 empty] | N/A | [39 empty] | 0 | 0 | 10.4
19400 | USACE Northwestern Division | 3080 | Green Peter | OR | Linn | 2 | HY | OP | 40 | 40 | 40 |  | 7 | 1967 | WAT |  | N | Y | N | Electric Utility | [62 empty] | N/A | [39 empty] | 0 | 0 | 10.4
19400 | USACE Northwestern Division | 3081 | Hills Creek | OR | Lane | 1 | HY | OP | 15 | 15 | 15 |  | 2 | 1962 | WAT |  | N | Y | N | Electric Utility | [62 empty] | N/A | [39 empty] | 0 | 0 | 10.4
19400 | USACE Northwestern Division | 3081 | Hills Creek | OR | Lane | 2 | HY | OP | 15 | 15 | 15 |  | 2 | 1962 | WAT |  | N | Y | N | Electric Utility | [62 empty] | N/A | [39 empty] | 0 | 0 | 10.4
19400 | USACE Northwestern Division | 3082 | John Day | OR | Sherman | 1 | HY | OP | 135 | 135 | 135 |  | 8 | 1968 | WAT |  | N | Y | N | Electric Utility | [62 empty] | N/A | [39 empty] | 0 | 0 | 10.4
19400 | USACE Northwestern Division | 3082 | John Day | OR | Sherman | 10 | HY | OP | 135 | 135 | 135 |  | 9 | 1969 | WAT |  | N | Y | N | Electric Utility | [62 empty] | N/A | [39 empty] | 0 | 0 | 10.4
19400 | USACE Northwestern Division | 3082 | John Day | OR | Sherman | 11 | HY | OP | 135 | 135 | 135 |  | 3 | 1970 | WAT |  | N | Y | N | Electric Utility | [62 empty] | N/A | [39 empty] | 0 | 0 | 10.4
19400 | USACE Northwestern Division | 3082 | John Day | OR | Sherman | 12 | HY | OP | 135 | 135 | 135 |  | 5 | 1970 | WAT |  | N | Y | N | Electric Utility | [62 empty] | N/A | [39 empty] | 0 | 0 | 10.4
19400 | USACE Northwestern Division | 3082 | John Day | OR | Sherman | 13 | HY | OP | 135 | 135 | 135 |  | 12 | 1970 | WAT |  | N | Y | N | Electric Utility | [62 empty] | N/A | [39 empty] | 0 | 0 | 10.4
19400 | USACE Northwestern Division | 3082 | John Day | OR | Sherman | 14 | HY | OP | 135 | 135 | 135 |  | 1 | 1971 | WAT |  | N | Y | N | Electric Utility | [62 empty] | N/A | [39 empty] | 0 | 0 | 10.4
19400 | USACE Northwestern Division | 3082 | John Day | OR | Sherman | 15 | HY | OP | 135 | 135 | 135 |  | 10 | 1971 | WAT |  | N | Y | N | Electric Utility | [62 empty] | N/A | [39 empty] | 0 | 0 | 10.4
19400 | USACE Northwestern Division | 3082 | John Day | OR | Sherman | 16 | HY | OP | 135 | 135 | 135 |  | 12 | 1971 | WAT |  | N | Y | N | Electric Utility | [62 empty] | N/A | [39 empty] | 0 | 0 | 10.4
19400 | USACE Northwestern Division | 3082 | John Day | OR | Sherman | 2 | HY | OP | 135 | 135 | 135 |  | 9 | 1968 | WAT |  | N | Y | N | Electric Utility | [62 empty] | N/A | [39 empty] | 0 | 0 | 10.4
19400 | USACE Northwestern Division | 3082 | John Day | OR | Sherman | 3 | HY | OP | 135 | 135 | 135 |  | 11 | 1968 | WAT |  | N | Y | N | Electric Utility | [62 empty] | N/A | [39 empty] | 0 | 0 | 10.4
19400 | USACE Northwestern Division | 3082 | John Day | OR | Sherman | 4 | HY | OP | 135 | 135 | 135 |  | 12 | 1968 | WAT |  | N | Y | N | Electric Utility | [62 empty] | N/A | [39 empty] | 0 | 0 | 10.4
19400 | USACE Northwestern Division | 3082 | John Day | OR | Sherman | 5 | HY | OP | 135 | 135 | 135 |  | 2 | 1969 | WAT |  | N | Y | N | Electric Utility | [62 empty] | N/A | [39 empty] | 0 | 0 | 10.4
19400 | USACE Northwestern Division | 3082 | John Day | OR | Sherman | 6 | HY | OP | 135 | 135 | 135 |  | 3 | 1969 | WAT |  | N | Y | N | Electric Utility | [62 empty] | N/A | [39 empty] | 0 | 0 | 10.4
19400 | USACE Northwestern Division | 3082 | John Day | OR | Sherman | 7 | HY | OP | 135 | 135 | 135 |  | 4 | 1969 | WAT |  | N | Y | N | Electric Utility | [62 empty] | N/A | [39 empty] | 0 | 0 | 10.4
19400 | USACE Northwestern Division | 3082 | John Day | OR | Sherman | 8 | HY | OP | 135 | 135 | 135 |  | 6 | 1969 | WAT |  | N | Y | N | Electric Utility | [62 empty] | N/A | [39 empty] | 0 | 0 | 10.4
19400 | USACE Northwestern Division | 3082 | John Day | OR | Sherman | 9 | HY | OP | 135 | 135 | 135 |  | 8 | 1969 | WAT |  | N | Y | N | Electric Utility | [62 empty] | N/A | [39 empty] | 0 | 0 | 10.4
19400 | USACE Northwestern Division | 3083 | Lookout Point | OR | Lane | 1 | HY | OP | 40 | 40 | 40 |  | 5 | 1955 | WAT |  | N | Y | N | Electric Utility | [62 empty] | N/A | [39 empty] | 0 | 0 | 10.4
19400 | USACE Northwestern Division | 3083 | Lookout Point | OR | Lane | 2 | HY | OP | 40 | 40 | 40 |  | 3 | 1955 | WAT |  | N | Y | N | Electric Utility | [62 empty] | N/A | [39 empty] | 0 | 0 | 10.4
19400 | USACE Northwestern Division | 3083 | Lookout Point | OR | Lane | 3 | HY | OP | 40 | 40 | 40 |  | 1 | 1955 | WAT |  | N | Y | N | Electric Utility | [62 empty] | N/A | [39 empty] | 0 | 0 | 10.4
19400 | USACE Northwestern Division | 3084 | McNary | OR | Umatilla | 1 | HY | OP | 70 | 70 | 70 |  | 12 | 1953 | WAT |  | N | Y | N | Electric Utility | [62 empty] | N/A | [39 empty] | 0 | 0 | 10.4
19400 | USACE Northwestern Division | 3084 | McNary | OR | Umatilla | 10 | HY | OP | 70 | 70 | 70 |  | 11 | 1955 | WAT |  | N | Y | N | Electric Utility | [62 empty] | N/A | [39 empty] | 0 | 0 | 10.4
19400 | USACE Northwestern Division | 3084 | McNary | OR | Umatilla | 11 | HY | OP | 70 | 70 | 70 |  | 5 | 1956 | WAT |  | N | Y | N | Electric Utility | [62 empty] | N/A | [39 empty] | 0 | 0 | 10.4
19400 | USACE Northwestern Division | 3084 | McNary | OR | Umatilla | 12 | HY | OP | 70 | 70 | 70 |  | 5 | 1956 | WAT |  | N | Y | N | Electric Utility | [62 empty] | N/A | [39 empty] | 0 | 0 | 10.4
19400 | USACE Northwestern Division | 3084 | McNary | OR | Umatilla | 13 | HY | OP | 70 | 70 | 70 |  | 3 | 1957 | WAT |  | N | Y | N | Electric Utility | [62 empty] | N/A | [39 empty] | 0 | 0 | 10.4
19400 | USACE Northwestern Division | 3084 | McNary | OR | Umatilla | 14 | HY | OP | 80.5 | 80.5 | 80.5 |  | 3 | 1957 | WAT |  | N | Y | N | Electric Utility | [62 empty] | N/A | [39 empty] | 0 | 0 | 10.4
19400 | USACE Northwestern Division | 3084 | McNary | OR | Umatilla | 2 | HY | OP | 70 | 70 | 70 |  | 1 | 1954 | WAT |  | N | Y | N | Electric Utility | [62 empty] | N/A | [39 empty] | 0 | 0 | 10.4
19400 | USACE Northwestern Division | 3084 | McNary | OR | Umatilla | 3 | HY | OP | 70 | 70 | 70 |  | 5 | 1954 | WAT |  | N | Y | N | Electric Utility | [62 empty] | N/A | [39 empty] | 0 | 0 | 10.4
19400 | USACE Northwestern Division | 3084 | McNary | OR | Umatilla | 4 | HY | OP | 70 | 70 | 70 |  | 7 | 1954 | WAT |  | N | Y | N | Electric Utility | [62 empty] | N/A | [39 empty] | 0 | 0 | 10.4
19400 | USACE Northwestern Division | 3084 | McNary | OR | Umatilla | 5 | HY | OP | 70 | 70 | 70 |  | 10 | 1954 | WAT |  | N | Y | N | Electric Utility | [62 empty] | N/A | [39 empty] | 0 | 0 | 10.4
19400 | USACE Northwestern Division | 3084 | McNary | OR | Umatilla | 6 | HY | OP | 70 | 70 | 70 |  | 1 | 1955 | WAT |  | N | Y | N | Electric Utility | [62 empty] | N/A | [39 empty] | 0 | 0 | 10.4
19400 | USACE Northwestern Division | 3084 | McNary | OR | Umatilla | 7 | HY | OP | 70 | 70 | 70 |  | 3 | 1955 | WAT |  | N | Y | N | Electric Utility | [62 empty] | N/A | [39 empty] | 0 | 0 | 10.4
19400 | USACE Northwestern Division | 3084 | McNary | OR | Umatilla | 8 | HY | OP | 70 | 70 | 70 |  | 6 | 1955 | WAT |  | N | Y | N | Electric Utility | [62 empty] | N/A | [39 empty] | 0 | 0 | 10.4
19400 | USACE Northwestern Division | 3084 | McNary | OR | Umatilla | 9 | HY | OP | 70 | 70 | 70 |  | 9 | 1956 | WAT |  | N | Y | N | Electric Utility | [62 empty] | N/A | [39 empty] | 0 | 0 | 10.4
19400 | USACE Northwestern Division | 3895 | The Dalles | OR | Wasco | 1 | HY | OP | 78 | 78 | 78 |  | 10 | 1957 | WAT |  | N | Y | N | Electric Utility | [62 empty] | N/A | [39 empty] | 0 | 0 | 10.4
19400 | USACE Northwestern Division | 3895 | The Dalles | OR | Wasco | 10 | HY | OP | 78 | 78 | 78 |  | 11 | 1959 | WAT |  | N | Y | N | Electric Utility | [62 empty] | N/A | [39 empty] | 0 | 0 | 10.4
19400 | USACE Northwestern Division | 3895 | The Dalles | OR | Wasco | 11 | HY | OP | 78 | 78 | 78 |  | 2 | 1960 | WAT |  | N | Y | N | Electric Utility | [62 empty] | N/A | [39 empty] | 0 | 0 | 10.4
19400 | USACE Northwestern Division | 3895 | The Dalles | OR | Wasco | 12 | HY | OP | 78 | 78 | 78 |  | 5 | 1960 | WAT |  | N | Y | N | Electric Utility | [62 empty] | N/A | [39 empty] | 0 | 0 | 10.4
19400 | USACE Northwestern Division | 3895 | The Dalles | OR | Wasco | 13 | HY | OP | 78 | 78 | 78 |  | 8 | 1960 | WAT |  | N | Y | N | Electric Utility | [62 empty] | N/A | [39 empty] | 0 | 0 | 10.4
19400 | USACE Northwestern Division | 3895 | The Dalles | OR | Wasco | 14 | HY | OP | 78 | 78 | 78 |  | 11 | 1960 | WAT |  | N | Y | N | Electric Utility | [62 empty] | N/A | [39 empty] | 0 | 0 | 10.4
19400 | USACE Northwestern Division | 3895 | The Dalles | OR | Wasco | 15 | HY | OP | 86 | 86 | 86 |  | 2 | 1973 | WAT |  | N | Y | N | Electric Utility | [62 empty] | N/A | [39 empty] | 0 | 0 | 10.4
19400 | USACE Northwestern Division | 3895 | The Dalles | OR | Wasco | 16 | HY | OP | 86 | 86 | 86 |  | 2 | 1973 | WAT |  | N | Y | N | Electric Utility | [62 empty] | N/A | [39 empty] | 0 | 0 | 10.4
19400 | USACE Northwestern Division | 3895 | The Dalles | OR | Wasco | 17 | HY | OP | 86 | 86 | 86 |  | 3 | 1973 | WAT |  | N | Y | N | Electric Utility | [62 empty] | N/A | [39 empty] | 0 | 0 | 10.4
19400 | USACE Northwestern Division | 3895 | The Dalles | OR | Wasco | 18 | HY | OP | 86 | 86 | 86 |  | 3 | 1973 | WAT |  | N | Y | N | Electric Utility | [62 empty] | N/A | [39 empty] | 0 | 0 | 10.4
19400 | USACE Northwestern Division | 3895 | The Dalles | OR | Wasco | 19 | HY | OP | 86 | 86 | 86 |  | 5 | 1973 | WAT |  | N | Y | N | Electric Utility | [62 empty] | N/A | [39 empty] | 0 | 0 | 10.4
19400 | USACE Northwestern Division | 3895 | The Dalles | OR | Wasco | 2 | HY | OP | 78 | 78 | 78 |  | 11 | 1957 | WAT |  | N | Y | N | Electric Utility | [62 empty] | N/A | [39 empty] | 0 | 0 | 10.4
19400 | USACE Northwestern Division | 3895 | The Dalles | OR | Wasco | 20 | HY | OP | 86 | 86 | 86 |  | 6 | 1973 | WAT |  | N | Y | N | Electric Utility | [62 empty] | N/A | [39 empty] | 0 | 0 | 10.4
19400 | USACE Northwestern Division | 3895 | The Dalles | OR | Wasco | 21 | HY | OP | 86 | 86 | 86 |  | 11 | 1973 | WAT |  | N | Y | N | Electric Utility | [62 empty] | N/A | [39 empty] | 0 | 0 | 10.4
19400 | USACE Northwestern Division | 3895 | The Dalles | OR | Wasco | 22 | HY | OP | 86 | 86 | 86 |  | 12 | 1973 | WAT |  | N | Y | N | Electric Utility | [62 empty] | N/A | [39 empty] | 0 | 0 | 10.4
19400 | USACE Northwestern Division | 3895 | The Dalles | OR | Wasco | 3 | HY | OP | 78 | 78 | 78 |  | 2 | 1958 | WAT |  | N | Y | N | Electric Utility | [62 empty] | N/A | [39 empty] | 0 | 0 | 10.4
19400 | USACE Northwestern Division | 3895 | The Dalles | OR | Wasco | 4 | HY | OP | 78 | 78 | 78 |  | 5 | 1958 | WAT |  | N | Y | N | Electric Utility | [62 empty] | N/A | [39 empty] | 0 | 0 | 10.4
19400 | USACE Northwestern Division | 3895 | The Dalles | OR | Wasco | 5 | HY | OP | 89.7 | 92.7 | 92 |  | 10 | 1958 | WAT |  | N | Y | N | Electric Utility | [62 empty] | N/A | [39 empty] | 0 | 0 | 10.4
19400 | USACE Northwestern Division | 3895 | The Dalles | OR | Wasco | 6 | HY | OP | 78 | 78 | 78 |  | 11 | 1958 | WAT |  | N | Y | N | Electric Utility | [62 empty] | N/A | [39 empty] | 0 | 0 | 10.4
19400 | USACE Northwestern Division | 3895 | The Dalles | OR | Wasco | 7 | HY | OP | 78 | 78 | 78 |  | 2 | 1959 | WAT |  | N | Y | N | Electric Utility | [62 empty] | N/A | [39 empty] | 0 | 0 | 10.4
19400 | USACE Northwestern Division | 3895 | The Dalles | OR | Wasco | 8 | HY | OP | 78 | 78 | 78 |  | 5 | 1959 | WAT |  | N | Y | N | Electric Utility | [62 empty] | N/A | [39 empty] | 0 | 0 | 10.4
19400 | USACE Northwestern Division | 3895 | The Dalles | OR | Wasco | 9 | HY | OP | 78 | 78 | 78 |  | 11 | 1959 | WAT |  | N | Y | N | Electric Utility | [62 empty] | N/A | [39 empty] | 0 | 0 | 10.4
19400 | USACE Northwestern Division | 3895 | The Dalles | OR | Wasco | F1 | HY | OP | 14 | 14 | 14 |  | 6 | 1957 | WAT |  | N | Y | N | Electric Utility | [62 empty] | N/A | [39 empty] | 0 | 0 | 10.4
19400 | USACE Northwestern Division | 3895 | The Dalles | OR | Wasco | F2 | HY | OP | 14 | 14 | 14 |  | 7 | 1957 | WAT |  | N | Y | N | Electric Utility | [62 empty] | N/A | [39 empty] | 0 | 0 | 10.4
19400 | USACE Northwestern Division | 3921 | Chief Joseph | WA | Douglas | 1 | HY | OP | 88.2 | 88.2 | 88.2 |  | 10 | 1958 | WAT |  | N | Y | N | Electric Utility | [62 empty] | N/A | [39 empty] | 0 | 0 | 10.4
19400 | USACE Northwestern Division | 3921 | Chief Joseph | WA | Douglas | 10 | HY | OP | 88.2 | 88.2 | 88.2 |  | 9 | 1955 | WAT |  | N | Y | N | Electric Utility | [62 empty] | N/A | [39 empty] | 0 | 0 | 10.4
19400 | USACE Northwestern Division | 3921 | Chief Joseph | WA | Douglas | 11 | HY | OP | 88.2 | 88.2 | 88.2 |  | 9 | 1955 | WAT |  | N | Y | N | Electric Utility | [62 empty] | N/A | [39 empty] | 0 | 0 | 10.4
19400 | USACE Northwestern Division | 3921 | Chief Joseph | WA | Douglas | 12 | HY | OP | 88.2 | 88.2 | 88.2 |  | 9 | 1955 | WAT |  | N | Y | N | Electric Utility | [62 empty] | N/A | [39 empty] | 0 | 0 | 10.4
19400 | USACE Northwestern Division | 3921 | Chief Joseph | WA | Douglas | 13 | HY | OP | 88.2 | 88.2 | 88.2 |  | 2 | 1957 | WAT |  | N | Y | N | Electric Utility | [62 empty] | N/A | [39 empty] | 0 | 0 | 10.4
19400 | USACE Northwestern Division | 3921 | Chief Joseph | WA | Douglas | 14 | HY | OP | 88.2 | 88.2 | 88.2 |  | 7 | 1957 | WAT |  | N | Y | N | Electric Utility | [62 empty] | N/A | [39 empty] | 0 | 0 | 10.4
19400 | USACE Northwestern Division | 3921 | Chief Joseph | WA | Douglas | 15 | HY | OP | 88.2 | 88.2 | 88.2 |  | 9 | 1957 | WAT |  | N | Y | N | Electric Utility | [62 empty] | N/A | [39 empty] | 0 | 0 | 10.4
19400 | USACE Northwestern Division | 3921 | Chief Joseph | WA | Douglas | 16 | HY | OP | 88.2 | 88.2 | 88.2 |  | 11 | 1957 | WAT |  | N | Y | N | Electric Utility | [62 empty] | N/A | [39 empty] | 0 | 0 | 10.4
19400 | USACE Northwestern Division | 3921 | Chief Joseph | WA | Douglas | 17 | HY | OP | 95 | 95 | 95 |  | 7 | 1977 | WAT |  | N | Y | N | Electric Utility | [62 empty] | N/A | [39 empty] | 0 | 0 | 10.4
19400 | USACE Northwestern Division | 3921 | Chief Joseph | WA | Douglas | 18 | HY | OP | 95 | 95 | 95 |  | 8 | 1977 | WAT |  | N | Y | N | Electric Utility | [62 empty] | N/A | [39 empty] | 0 | 0 | 10.4
19400 | USACE Northwestern Division | 3921 | Chief Joseph | WA | Douglas | 19 | HY | OP | 95 | 95 | 95 |  | 11 | 1977 | WAT |  | N | Y | N | Electric Utility | [62 empty] | N/A | [39 empty] | 0 | 0 | 10.4
19400 | USACE Northwestern Division | 3921 | Chief Joseph | WA | Douglas | 2 | HY | OP | 88.2 | 88.2 | 88.2 |  | 7 | 1958 | WAT |  | N | Y | N | Electric Utility | [62 empty] | N/A | [39 empty] | 0 | 0 | 10.4
19400 | USACE Northwestern Division | 3921 | Chief Joseph | WA | Douglas | 20 | HY | OP | 95 | 95 | 95 |  | 6 | 1978 | WAT |  | N | Y | N | Electric Utility | [62 empty] | N/A | [39 empty] | 0 | 0 | 10.4
19400 | USACE Northwestern Division | 3921 | Chief Joseph | WA | Douglas | 21 | HY | OP | 95 | 95 | 95 |  | 6 | 1978 | WAT |  | N | Y | N | Electric Utility | [62 empty] | N/A | [39 empty] | 0 | 0 | 10.4
19400 | USACE Northwestern Division | 3921 | Chief Joseph | WA | Douglas | 22 | HY | OP | 95 | 95 | 95 |  | 6 | 1978 | WAT |  | N | Y | N | Electric Utility | [62 empty] | N/A | [39 empty] | 0 | 0 | 10.4
19400 | USACE Northwestern Division | 3921 | Chief Joseph | WA | Douglas | 23 | HY | OP | 95 | 95 | 95 |  | 9 | 1978 | WAT |  | N | Y | N | Electric Utility | [62 empty] | N/A | [39 empty] | 0 | 0 | 10.4
19400 | USACE Northwestern Division | 3921 | Chief Joseph | WA | Douglas | 24 | HY | OP | 95 | 95 | 95 |  | 1 | 1979 | WAT |  | N | Y | N | Electric Utility | [62 empty] | N/A | [39 empty] | 0 | 0 | 10.4
19400 | USACE Northwestern Division | 3921 | Chief Joseph | WA | Douglas | 25 | HY | OP | 95 | 95 | 95 |  | 1 | 1979 | WAT |  | N | Y | N | Electric Utility | [62 empty] | N/A | [39 empty] | 0 | 0 | 10.4
19400 | USACE Northwestern Division | 3921 | Chief Joseph | WA | Douglas | 26 | HY | OP | 95 | 95 | 95 |  | 2 | 1979 | WAT |  | N | Y | N | Electric Utility | [62 empty] | N/A | [39 empty] | 0 | 0 | 10.4
19400 | USACE Northwestern Division | 3921 | Chief Joseph | WA | Douglas | 27 | HY | OP | 95 | 95 | 95 |  | 5 | 1979 | WAT |  | N | Y | N | Electric Utility | [62 empty] | N/A | [39 empty] | 0 | 0 | 10.4
19400 | USACE Northwestern Division | 3921 | Chief Joseph | WA | Douglas | 3 | HY | OP | 88.2 | 88.2 | 88.2 |  | 5 | 1958 | WAT |  | N | Y | N | Electric Utility | [62 empty] | N/A | [39 empty] | 0 | 0 | 10.4
19400 | USACE Northwestern Division | 3921 | Chief Joseph | WA | Douglas | 4 | HY | OP | 88.2 | 88.2 | 88.2 |  | 2 | 1958 | WAT |  | N | Y | N | Electric Utility | [62 empty] | N/A | [39 empty] | 0 | 0 | 10.4
19400 | USACE Northwestern Division | 3921 | Chief Joseph | WA | Douglas | 5 | HY | OP | 88.2 | 88.2 | 88.2 |  | 2 | 1957 | WAT |  | N | Y | N | Electric Utility | [62 empty] | N/A | [39 empty] | 0 | 0 | 10.4
19400 | USACE Northwestern Division | 3921 | Chief Joseph | WA | Douglas | 6 | HY | OP | 88.2 | 88.2 | 88.2 |  | 12 | 1956 | WAT |  | N | Y | N | Electric Utility | [62 empty] | N/A | [39 empty] | 0 | 0 | 10.4
19400 | USACE Northwestern Division | 3921 | Chief Joseph | WA | Douglas | 7 | HY | OP | 88.2 | 88.2 | 88.2 |  | 11 | 1956 | WAT |  | N | Y | N | Electric Utility | [62 empty] | N/A | [39 empty] | 0 | 0 | 10.4
19400 | USACE Northwestern Division | 3921 | Chief Joseph | WA | Douglas | 8 | HY | OP | 88.2 | 88.2 | 88.2 |  | 9 | 1956 | WAT |  | N | Y | N | Electric Utility | [62 empty] | N/A | [39 empty] | 0 | 0 | 10.4
19400 | USACE Northwestern Division | 3921 | Chief Joseph | WA | Douglas | 9 | HY | OP | 88.2 | 88.2 | 88.2 |  | 12 | 1955 | WAT |  | N | Y | N | Electric Utility | [62 empty] | N/A | [39 empty] | 0 | 0 | 10.4
19400 | USACE Northwestern Division | 3925 | Ice Harbor | WA | Walla Walla | 1 | HY | OP | 90 | 90 | 90 |  | 1 | 1962 | WAT |  | N | Y | N | Electric Utility | [62 empty] | N/A | [39 empty] | 0 | 0 | 10.4
19400 | USACE Northwestern Division | 3925 | Ice Harbor | WA | Walla Walla | 2 | HY | OP | 90 | 90 | 90 |  | 3 | 1962 | WAT |  | N | Y | N | Electric Utility | [62 empty] | N/A | [39 empty] | 0 | 0 | 10.4
19400 | USACE Northwestern Division | 3925 | Ice Harbor | WA | Walla Walla | 3 | HY | OP | 90 | 90 | 90 |  | 3 | 1962 | WAT |  | N | Y | N | Electric Utility | [62 empty] | N/A | [39 empty] | 0 | 0 | 10.4
19400 | USACE Northwestern Division | 3925 | Ice Harbor | WA | Walla Walla | 4 | HY | OP | 111 | 111 | 111 |  | 12 | 1975 | WAT |  | N | Y | N | Electric Utility | [62 empty] | N/A | [39 empty] | 0 | 0 | 10.4
19400 | USACE Northwestern Division | 3925 | Ice Harbor | WA | Walla Walla | 5 | HY | OP | 111 | 111 | 111 |  | 12 | 1975 | WAT |  | N | Y | N | Electric Utility | [62 empty] | N/A | [39 empty] | 0 | 0 | 10.4
19400 | USACE Northwestern Division | 3925 | Ice Harbor | WA | Walla Walla | 6 | HY | OP | 111 | 111 | 111 |  | 2 | 1976 | WAT |  | N | Y | N | Electric Utility | [62 empty] | N/A | [39 empty] | 0 | 0 | 10.4
19400 | USACE Northwestern Division | 3926 | Little Goose | WA | Columbia | 1 | HY | OP | 135 | 135 | 135 |  | 4 | 1970 | WAT |  | N | Y | N | Electric Utility | [62 empty] | N/A | [39 empty] | 0 | 0 | 10.4
19400 | USACE Northwestern Division | 3926 | Little Goose | WA | Columbia | 2 | HY | OP | 135 | 135 | 135 |  | 4 | 1970 | WAT |  | N | Y | N | Electric Utility | [62 empty] | N/A | [39 empty] | 0 | 0 | 10.4
19400 | USACE Northwestern Division | 3926 | Little Goose | WA | Columbia | 3 | HY | OP | 135 | 135 | 135 |  | 1 | 1971 | WAT |  | N | Y | N | Electric Utility | [62 empty] | N/A | [39 empty] | 0 | 0 | 10.4
19400 | USACE Northwestern Division | 3926 | Little Goose | WA | Columbia | 4 | HY | OP | 135 | 135 | 135 |  | 2 | 1978 | WAT |  | N | Y | N | Electric Utility | [62 empty] | N/A | [39 empty] | 0 | 0 | 10.4
19400 | USACE Northwestern Division | 3926 | Little Goose | WA | Columbia | 5 | HY | OP | 135 | 135 | 135 |  | 6 | 1978 | WAT |  | N | Y | N | Electric Utility | [62 empty] | N/A | [39 empty] | 0 | 0 | 10.4
19400 | USACE Northwestern Division | 3926 | Little Goose | WA | Columbia | 6 | HY | OP | 135 | 135 | 135 |  | 6 | 1978 | WAT |  | N | Y | N | Electric Utility | [62 empty] | N/A | [39 empty] | 0 | 0 | 10.4
19400 | USACE Northwestern Division | 3927 | Lower Monumental | WA | Walla Walla | 1 | HY | OP | 135 | 135 | 135 |  | 6 | 1969 | WAT |  | N | Y | N | Electric Utility | [62 empty] | N/A | [39 empty] | 0 | 0 | 10.4
19400 | USACE Northwestern Division | 3927 | Lower Monumental | WA | Walla Walla | 2 | HY | OP | 135 | 135 | 135 |  | 10 | 1969 | WAT |  | N | Y | N | Electric Utility | [62 empty] | N/A | [39 empty] | 0 | 0 | 10.4
19400 | USACE Northwestern Division | 3927 | Lower Monumental | WA | Walla Walla | 3 | HY | OP | 135 | 135 | 135 |  | 2 | 1970 | WAT |  | N | Y | N | Electric Utility | [62 empty] | N/A | [39 empty] | 0 | 0 | 10.4
19400 | USACE Northwestern Division | 3927 | Lower Monumental | WA | Walla Walla | 4 | HY | OP | 135 | 135 | 135 |  | 3 | 1979 | WAT |  | N | Y | N | Electric Utility | [62 empty] | N/A | [39 empty] | 0 | 0 | 10.4
19400 | USACE Northwestern Division | 3927 | Lower Monumental | WA | Walla Walla | 5 | HY | OP | 135 | 135 | 135 |  | 4 | 1979 | WAT |  | N | Y | N | Electric Utility | [62 empty] | N/A | [39 empty] | 0 | 0 | 10.4
19400 | USACE Northwestern Division | 3927 | Lower Monumental | WA | Walla Walla | 6 | HY | OP | 135 | 135 | 135 |  | 7 | 1979 | WAT |  | N | Y | N | Electric Utility | [62 empty] | N/A | [39 empty] | 0 | 0 | 10.4
19400 | USACE Northwestern Division | 6172 | Libby | MT | Lincoln | 1 | HY | OP | 105 | 105 | 105 |  | 8 | 1975 | WAT |  | N | Y | N | Electric Utility | [62 empty] | N/A | [39 empty] | 0 | 0 | 10.4
19400 | USACE Northwestern Division | 6172 | Libby | MT | Lincoln | 2 | HY | OP | 105 | 105 | 105 |  | 10 | 1975 | WAT |  | N | Y | N | Electric Utility | [62 empty] | N/A | [39 empty] | 0 | 0 | 10.4
19400 | USACE Northwestern Division | 6172 | Libby | MT | Lincoln | 3 | HY | OP | 105 | 105 | 105 |  | 1 | 1976 | WAT |  | N | Y | N | Electric Utility | [62 empty] | N/A | [39 empty] | 0 | 0 | 10.4
19400 | USACE Northwestern Division | 6172 | Libby | MT | Lincoln | 4 | HY | OP | 105 | 105 | 105 |  | 4 | 1976 | WAT |  | N | Y | N | Electric Utility | [62 empty] | N/A | [39 empty] | 0 | 0 | 10.4
19400 | USACE Northwestern Division | 6172 | Libby | MT | Lincoln | 5 | HY | OP | 105 | 105 | 105 |  | 9 | 1984 | WAT |  | N | Y | N | Electric Utility | [62 empty] | N/A | [39 empty] | 0 | 0 | 10.4
19400 | USACE Northwestern Division | 6174 | Lost Creek | OR | Jackson | 1 | HY | OP | 24.5 | 24.5 | 24.5 |  | 9 | 1977 | WAT |  | N | Y | N | Electric Utility | [62 empty] | N/A | [39 empty] | 0 | 0 | 10.4
19400 | USACE Northwestern Division | 6174 | Lost Creek | OR | Jackson | 2 | HY | OP | 24.5 | 24.5 | 24.5 |  | 12 | 1977 | WAT |  | N | Y | N | Electric Utility | [62 empty] | N/A | [39 empty] | 0 | 0 | 10.4
19400 | USACE Northwestern Division | 6175 | Lower Granite | WA | Whitman | 1 | HY | OP | 135 | 135 | 135 |  | 4 | 1975 | WAT |  | N | Y | N | Electric Utility | [62 empty] | N/A | [39 empty] | 0 | 0 | 10.4
19400 | USACE Northwestern Division | 6175 | Lower Granite | WA | Whitman | 2 | HY | OP | 135 | 135 | 135 |  | 5 | 1975 | WAT |  | N | Y | N | Electric Utility | [62 empty] | N/A | [39 empty] | 0 | 0 | 10.4
19400 | USACE Northwestern Division | 6175 | Lower Granite | WA | Whitman | 3 | HY | OP | 135 | 135 | 135 |  | 6 | 1975 | WAT |  | N | Y | N | Electric Utility | [62 empty] | N/A | [39 empty] | 0 | 0 | 10.4
19400 | USACE Northwestern Division | 6175 | Lower Granite | WA | Whitman | 4 | HY | OP | 135 | 135 | 135 |  | 2 | 1978 | WAT |  | N | Y | N | Electric Utility | [62 empty] | N/A | [39 empty] | 0 | 0 | 10.4
19400 | USACE Northwestern Division | 6175 | Lower Granite | WA | Whitman | 5 | HY | OP | 135 | 135 | 135 |  | 4 | 1978 | WAT |  | N | Y | N | Electric Utility | [62 empty] | N/A | [39 empty] | 0 | 0 | 10.4
19400 | USACE Northwestern Division | 6175 | Lower Granite | WA | Whitman | 6 | HY | OP | 135 | 135 | 135 |  | 4 | 1978 | WAT |  | N | Y | N | Electric Utility | [62 empty] | N/A | [39 empty] | 0 | 0 | 10.4
19400 | USACE Northwestern Division | 6552 | Foster | OR | Linn | 1 | HY | OP | 10 | 10 | 10 |  | 9 | 1968 | WAT |  | N | Y | N | Electric Utility | [62 empty] | N/A | [39 empty] | 0 | 0 | 10.4
19400 | USACE Northwestern Division | 6552 | Foster | OR | Linn | 2 | HY | OP | 10 | 10 | 10 |  | 10 | 1968 | WAT |  | N | Y | N | Electric Utility | [62 empty] | N/A | [39 empty] | 0 | 0 | 10.4
19406 | USCE -Vickburg District | 187 | Degray | AR | Clark | 1 | HY | OP | 40 | 40 | 40 |  | 2 | 1972 | WAT |  | N | Y | N | Electric Utility | [62 empty] | N/A | [39 empty] | 0 | 0 | 10.4
19406 | USCE -Vickburg District | 187 | Degray | AR | Clark | 2 | PS | OP | 28 | 28 | 28 |  | 2 | 1972 | WAT |  | N | Y | N | Electric Utility | [62 empty] | N/A | [39 empty] | 0 | 0 | 10.4
19406 | USCE -Vickburg District | 195 | Narrows | AR | Pike | 1 | HY | OP | 8.5 | 9.7 | 9.7 |  | 5 | 1950 | WAT |  | N | Y | N | Electric Utility | [62 empty] | N/A | [39 empty] | 0 | 0 | 10.4
19406 | USCE -Vickburg District | 197 | Blakely Mountain | AR | Garland | 1 | HY | OP | 37.5 | 37.5 | 37.5 |  | 9 | 1955 | WAT |  | N | Y | N | Electric Utility | [62 empty] | N/A | [39 empty] | 0 | 0 | 10.4
19406 | USCE -Vickburg District | 197 | Blakely Mountain | AR | Garland | 2 | HY | OP | 37.5 | 37.5 | 37.5 |  | 10 | 1955 | WAT |  | N | Y | N | Electric Utility | [62 empty] | N/A | [39 empty] | 0 | 0 | 10.4
19406 | USCE -Vickburg District | 195 | Narrows | AR | Pike | 3 | HY | OP | 8.5 | 9.7 | 9.7 |  | 9 | 1969 | WAT |  | N | Y | N | Electric Utility | [62 empty] | N/A | [39 empty] | 0 | 0 | 10.4
19433 | Union Carbide C&P-Charleston | 50151 | Union Carbide South Charleston | WV | Kanawha | GEN8 | ST | OP | 6 | 5.6 | 5.6 |  | 11 | 1953 | NG | BIT | Y | N | Y | Industrial CHP |  |  |  |  | N | N |  | N | [54 empty] | GAS | [39 empty] | 0.53857 | 0.0013712 | 14.0168
19436 | Union Electric Co - (MO) | 913 | Venice | IL | Madison | GT2 | GT | OP | 61 | 49 | 58 |  | 6 | 2002 | NG | DFO | Y | Y | N | Electric Utility |  |  |  |  | N | [57 empty] | GAS | IL | Venice | 913 | CT2A | 2010 |  | ARP, CAIRNOX, CAIROS, CAIRSO2 | 477.77 | 12 | 10344.75 |  | 0.029 | 0.0979 | 4.231 | 5848.939 | 98530.089 | 5 | Mid-America Interconnected Network | Madison | Electric Utility | 4911 | Electric Services | 38.6642 | -90.1764 | Union Electric Company (Owner/Operator) | Phase 2 |  | Operating | Combustion turbine | Pipeline Natural Gas | Diesel Oil |  |  |  | 305 | 9.4096 | GAS | 30 | 33.3333 | 0.0979 | 0.000589 | 9.4096
19436 | Union Electric Co - (MO) | 913 | Venice | IL | Madison | GT3 | GT | OP | 200 | 169 | 191 |  | 6 | 2005 | NG |  | N | Y | N | Electric Utility |  |  |  |  | N | [57 empty] | GAS | IL | Venice | 913 | CT03 | 2010 |  | ARP, CAIRNOX, CAIROS, CAIRSO2 | 429.1 | 12 | 60274.35 |  | 0.188 | 0.0449 | 12.486 | 37145.268 | 625041.9 | 5 | Mid-America Interconnected Network | Madison | Electric Utility | 4911 | Electric Services | 38.6642 | -90.1764 | Union Electric Company (Owner/Operator) | Phase 2 |  | Operating | Combustion turbine | Pipeline Natural Gas |  |  | Dry Low NOx Burners Water Injection |  | 2121 | 10.1988 | GAS | 173 | 447.9769 | 0.0449 | 0.000602 | 10.1988
19436 | Union Electric Co - (MO) | 913 | Venice | IL | Madison | GT4 | GT | OP | 200 | 169 | 191 |  | 6 | 2005 | NG |  | N | Y | N | Electric Utility |  |  |  |  | N | [57 empty] | GAS | IL | Venice | 913 | CT04 | 2010 |  | ARP, CAIRNOX, CAIROS, CAIRSO2 | 468.21 | 12 | 65362.96 |  | 0.206 | 0.0413 | 13.081 | 40899.926 | 688209.305 | 5 | Mid-America Interconnected Network | Madison | Electric Utility | 4911 | Electric Services | 38.6642 | -90.1764 | Union Electric Company (Owner/Operator) | Phase 2 |  | Operating | Combustion turbine | Pipeline Natural Gas |  |  | Dry Low NOx Burners Water Injection |  | 2121 | 10.2937 | GAS | 174 | 451.1494 | 0.0413 | 0.000599 | 10.2937
19436 | Union Electric Co - (MO) | 913 | Venice | IL | Madison | GT5 | GT | OP | 125 | 104 | 124 |  | 10 | 2005 | NG |  | N | Y | N | Electric Utility |  |  |  |  | N | [57 empty] | GAS | IL | Venice | 913 | CT05 | 2010 |  | ARP, CAIRNOX, CAIROS, CAIRSO2 | 190.36 | 12 | 16533.54 |  | 0.061 | 0.0455 | 3.985 | 12131.347 | 204095.921 | 5 | Mid-America Interconnected Network | Madison | Electric Utility | 4911 | Electric Services | 38.6642 | -90.1764 | Union Electric Company (Owner/Operator) | Phase 2 |  | Operating | Combustion turbine | Pipeline Natural Gas |  |  | Dry Low NOx Burners Water Injection |  | 1524 | 12.0425 | GAS | 113 | 451.3274 | 0.0455 | 0.000598 | 12.0425
19436 | Union Electric Co - (MO) | 1109 | Keokuk | IA | Lee | 1 | HY | OP | 7.6 | 9.9 | 9.5 |  | 8 | 1913 | WAT |  | N | Y | N | Electric Utility |  |  |  |  | N | [57 empty] | N/A | [39 empty] | 0 | 0 | 10.4
19436 | Union Electric Co - (MO) | 1109 | Keokuk | IA | Lee | 10 | HY | OP | 8.8 | 9.9 | 9.5 |  | 8 | 1913 | WAT |  | N | Y | N | Electric Utility |  |  |  |  | N | [57 empty] | N/A | [39 empty] | 0 | 0 | 10.4
19436 | Union Electric Co - (MO) | 1109 | Keokuk | IA | Lee | 11 | HY | OP | 8.8 | 9.9 | 9.5 |  | 8 | 1913 | WAT |  | N | Y | N | Electric Utility |  |  |  |  | N | [57 empty] | N/A | [39 empty] | 0 | 0 | 10.4
19436 | Union Electric Co - (MO) | 1109 | Keokuk | IA | Lee | 12 | HY | OP | 8.8 | 9.9 | 9.5 |  | 8 | 1913 | WAT |  | N | Y | N | Electric Utility |  |  |  |  | N | [57 empty] | N/A | [39 empty] | 0 | 0 | 10.4
19436 | Union Electric Co - (MO) | 1109 | Keokuk | IA | Lee | 13 | HY | OP | 8.8 | 9.9 | 9.5 |  | 8 | 1913 | WAT |  | N | Y | N | Electric Utility |  |  |  |  | N | [57 empty] | N/A | [39 empty] | 0 | 0 | 10.4
19436 | Union Electric Co - (MO) | 1109 | Keokuk | IA | Lee | 14 | HY | OP | 8.8 | 8.1 | 7.8 |  | 8 | 1913 | WAT |  | N | Y | N | Electric Utility |  |  |  |  | N | [57 empty] | N/A | [39 empty] | 0 | 0 | 10.4
19436 | Union Electric Co - (MO) | 1109 | Keokuk | IA | Lee | 15 | HY | OP | 8.8 | 8.1 | 7.8 |  | 8 | 1913 | WAT |  | N | Y | N | Electric Utility |  |  |  |  | N | [57 empty] | N/A | [39 empty] | 0 | 0 | 10.4
19436 | Union Electric Co - (MO) | 1109 | Keokuk | IA | Lee | 2 | HY | OP | 7.6 | 8.1 | 7.8 |  | 8 | 1913 | WAT |  | N | Y | N | Electric Utility |  |  |  |  | N | [57 empty] | N/A | [39 empty] | 0 | 0 | 10.4
19436 | Union Electric Co - (MO) | 1109 | Keokuk | IA | Lee | 3 | HY | OP | 7.6 | 9.9 | 9.5 |  | 8 | 1913 | WAT |  | N | Y | N | Electric Utility |  |  |  |  | N | [57 empty] | N/A | [39 empty] | 0 | 0 | 10.4
19436 | Union Electric Co - (MO) | 1109 | Keokuk | IA | Lee | 4 | HY | OP | 7.6 | 8.1 | 7.8 |  | 8 | 1913 | WAT |  | N | Y | N | Electric Utility |  |  |  |  | N | [57 empty] | N/A | [39 empty] | 0 | 0 | 10.4
19436 | Union Electric Co - (MO) | 1109 | Keokuk | IA | Lee | 5 | HY | OP | 7.6 | 8.1 | 7.8 |  | 8 | 1913 | WAT |  | N | Y | N | Electric Utility |  |  |  |  | N | [57 empty] | N/A | [39 empty] | 0 | 0 | 10.4
19436 | Union Electric Co - (MO) | 1109 | Keokuk | IA | Lee | 6 | HY | OP | 7.6 | 8.1 | 7.8 |  | 8 | 1913 | WAT |  | N | Y | N | Electric Utility |  |  |  |  | N | [57 empty] | N/A | [39 empty] | 0 | 0 | 10.4
19436 | Union Electric Co - (MO) | 1109 | Keokuk | IA | Lee | 7 | HY | OP | 8.8 | 9.9 | 9.5 |  | 8 | 1913 | WAT |  | N | Y | N | Electric Utility |  |  |  |  | N | [57 empty] | N/A | [39 empty] | 0 | 0 | 10.4
19436 | Union Electric Co - (MO) | 1109 | Keokuk | IA | Lee | 8 | HY | OP | 8.8 | 9.9 | 9.5 |  | 8 | 1913 | WAT |  | N | Y | N | Electric Utility |  |  |  |  | N | [57 empty] | N/A | [39 empty] | 0 | 0 | 10.4
19436 | Union Electric Co - (MO) | 1109 | Keokuk | IA | Lee | 9 | HY | OP | 8.8 | 9.9 | 9.5 |  | 8 | 1913 | WAT |  | N | Y | N | Electric Utility |  |  |  |  | N | [57 empty] | N/A | [39 empty] | 0 | 0 | 10.4
19436 | Union Electric Co - (MO) | 2082 | Fairgrounds | MO | Cole | 1 | GT | OP | 68.3 | 55 | 68 |  | 8 | 1974 | DFO |  | N | Y | N | Electric Utility |  |  |  |  | N | [57 empty] | LIQUID | MO | Fairgrounds | 2082 | CT01 | 2010 |  | CAIRNOX, CAIROS, CAIRSO2 | 3.09 | 12 | 124.25 |  | 0.688 | 1.2 | 1.652 |  | 2753.2 | 7 |  | Cole | Electric Utility |  |  | 38.5935 | -92.2203 | Union Electric Company (Owner/Operator) |  |  | Operating | Combustion turbine | Diesel Oil |  |  |  |  | 891 | 17.1346 | LIQUID | 52 | 346.1538 | 1.2 | 0.49978 | 17.1346
19436 | Union Electric Co - (MO) | 2083 | Kirksville | MO | Adair | 1 | GT | OP | 15 | 13 | 16 |  | 12 | 1967 | NG |  | N | Y | N | Electric Utility |  |  |  |  | N | [57 empty] | GAS | [39 empty] | 0.28852 | 0.0039413 | 11.6286
19436 | Union Electric Co - (MO) | 2102 | Howard Bend | MO | St Louis | 1 | GT | OP | 47.4 | 39 | 48 |  | 7 | 1973 | DFO |  | N | Y | N | Electric Utility |  |  |  |  | N | [57 empty] | LIQUID | MO | Howard Bend | 2102 | CT1A | 2010 |  | CAIRNOX, CAIROS, CAIRSO2 | 4.62 | 12 | 25.32 |  | 0.428 | 1.1999 | 1.026 |  | 1709.4 | 7 |  | Saint Louis | Electric Utility |  |  | 38.6818 | -90.5403 | Union Electric Company (Owner/Operator) |  |  | Operating | Combustion turbine | Diesel Oil |  |  |  |  | 370 | 17.619 | LIQUID | 21 | -142.8571 | 1.1999 | 0.50076 | 17.619
19436 | Union Electric Co - (MO) | 2103 | Labadie | MO | Franklin | 1 | ST | OP | 573.7 | 604 | 616 |  | 6 | 1970 | SUB |  | N | Y | N | Electric Utility |  |  |  |  | N | Y |  | Y |  |  |  | 1 | 1970 | 1210000 | [31 empty] | OP | EC |  |  | 9.5 |  | 2.3 |  |  |  | 99.2 | 462 | 2200000 |  |  |  |  | COAL | MO | Labadie | 2103 | 1 | 2010 |  | ARP, CAIRNOX, CAIROS, CAIRSO2 | 8454.95 | 12 | 5035467.02 |  | 16026.804 | 0.1013 | 2244.758 | 4649163.231 | 44328423.83 | 7 |  | Franklin | Electric Utility | 4911 | Electric Services | 38.5583 | -90.8361 | Union Electric Company (Owner/Operator) | Table 1 | Phase 1 Group 1 | Operating | Tangentially-fired | Coal |  |  | Low NOx Burner Technology w/ Closed-coupled/Separated OFA | Electrostatic Precipitator | 6183 | 8.8178 | COAL | 655 | 1968.3442 | 0.1013 | 0.72309 | 8.8032
19436 | Union Electric Co - (MO) | 2103 | Labadie | MO | Franklin | 2 | ST | OP | 573.7 | 594 | 598 |  | 6 | 1971 | SUB |  | N | Y | N | Electric Utility |  |  |  |  | N | Y |  | Y |  |  |  | 2 | 1971 | 1210000 | [31 empty] | OP | EC |  |  | 9.5 |  | 2.3 |  |  |  | 99.2 | 462 | 2200000 |  |  |  |  | COAL | MO | Labadie | 2103 | 2 | 2010 |  | ARP, CAIRNOX, CAIROS, CAIRSO2 | 7913.17 | 12 | 4478185.3 |  | 16113.314 | 0.1091 | 2392.559 | 4594424.151 | 43806470.87 | 7 |  | Franklin | Electric Utility | 4911 | Electric Services | 38.5583 | -90.8361 | Union Electric Company (Owner/Operator) | Table 1 | Phase 1 Group 1 | Operating | Tangentially-fired | Coal |  |  | Low NOx Burner Technology w/ Closed-coupled/Separated OFA | Electrostatic Precipitator | 6183 | 9.7497 | COAL | 634 | 1969.8997 | 0.1091 | 0.73566 | 9.7497
19436 | Union Electric Co - (MO) | 2103 | Labadie | MO | Franklin | 3 | ST | OP | 621 | 601 | 616 |  | 8 | 1972 | SUB |  | N | Y | N | Electric Utility |  |  |  |  | N | Y |  | Y |  |  |  | 3 | 1972 | 1210000 | [31 empty] | OP | EC |  |  | 9.5 |  | 2.3 |  |  |  | 99.2 | 462 | 2200000 |  |  |  |  | COAL | MO | Labadie | 2103 | 3 | 2010 |  | ARP, CAIRNOX, CAIROS, CAIRSO2 | 8318.25 | 12 | 4918054.68 |  | 17230.188 | 0.1109 | 2548.324 | 4815584.851 | 45915201.91 | 7 |  | Franklin | Electric Utility | 4911 | Electric Services | 38.5583 | -90.8361 | Union Electric Company (Owner/Operator) | Table 1 | Phase 1 Group 1 | Operating | Tangentially-fired | Coal |  |  | Low NOx Burner Technology w/ Closed-coupled/Separated OFA | Electrostatic Precipitator | 6107 | 9.3221 | COAL | 654 | 1969.1558 | 0.1109 | 0.75052 | 9.3221
19436 | Union Electric Co - (MO) | 2103 | Labadie | MO | Franklin | 4 | ST | OP | 621 | 602 | 617 |  | 8 | 1973 | SUB |  | N | Y | N | Electric Utility |  |  |  |  | N | Y |  | Y |  |  |  | 3 | 1972 | 1210000 | [31 empty] | OP | EC |  |  | 9.5 |  | 2.3 |  |  |  | 99.2 | 462 | 2200000 |  |  |  |  | COAL | MO | Labadie | 2103 | 4 | 2010 |  | ARP, CAIRNOX, CAIROS, CAIRSO2 | 8378.12 | 12 | 4909435.15 |  | 17424.054 | 0.1103 | 2610.701 | 4937414.717 | 47076798.03 | 7 |  | Franklin | Electric Utility | 4911 | Electric Services | 38.5583 | -90.8361 | Union Electric Company (Owner/Operator) | Table 1 | Phase 1 Group 1 | Operating | Tangentially-fired | Coal |  |  | Low NOx Burner Technology w/ Closed-coupled/Separated OFA | Electrostatic Precipitator | 6107 | 9.5405 | COAL | 654 | 1970.0162 | 0.1103 | 0.74024 | 9.5405
19436 | Union Electric Co - (MO) | 2104 | Meramec | MO | St Louis | 1 | ST | OP | 137.5 | 119 | 125 |  | 5 | 1953 | SUB | NG | N | Y | N | Electric Utility |  |  |  |  | N | Y |  | Y |  |  |  | 1 | 1953 | 330000 | [31 empty] | OP | EK |  |  | 6.4 |  | 1 |  |  |  | 99 | 60 | 600000 |  |  |  |  | COAL | MO | Meramec | 2104 | 1 | 2010 |  | ARP, CAIRNOX, CAIROS, CAIRSO2 | 8547.91 | 12 | 875902.62 |  | 2798.441 | 0.1203 | 575.924 | 1016241.926 | 9689622.513 | 7 |  | Saint Louis | Electric Utility | 4911 | Electric Services | 38.4017 | -90.3358 | Union Electric Company (Owner/Operator) | Phase 2 | Phase 1 Group 1 | Operating | Tangentially-fired | Coal |  |  | Low NOx Burner Technology w/ Separated OFA | Electrostatic Precipitator | 1566 | 11.0318 | COAL | 140 | 1940 | 0.1203 | 0.57762 | 11.0318
19436 | Union Electric Co - (MO) | 2104 | Meramec | MO | St Louis | 2 | ST | OP | 137.5 | 121 | 127 |  | 7 | 1954 | SUB | NG | N | Y | N | Electric Utility |  |  |  |  | N | Y |  | Y |  |  |  | 2 | 1954 | 330000 | [31 empty] | OP | EK |  |  | 6.4 |  | 1 |  |  |  | 99 | 60 | 600000 |  |  |  |  | COAL | MO | Meramec | 2104 | 2 | 2010 |  | ARP, CAIRNOX, CAIROS, CAIRSO2 | 7904.98 | 12 | 792428.81 |  | 2510.46 | 0.116 | 492.974 | 915445.48 | 8728480.846 | 7 |  | Saint Louis | Electric Utility | 4911 | Electric Services | 38.4017 | -90.3358 | Union Electric Company (Owner/Operator) | Phase 2 | Phase 1 Group 1 | Operating | Tangentially-fired | Coal |  |  | Low NOx Burner Technology w/ Separated OFA | Electrostatic Precipitator | 1566 | 10.792 | COAL | 142 | 1940.9449 | 0.116 | 0.57523 | 10.792
19436 | Union Electric Co - (MO) | 2104 | Meramec | MO | St Louis | 3 | ST | OP | 289 | 261 | 266 |  | 1 | 1959 | SUB |  | N | Y | N | Electric Utility |  |  |  |  | N | Y |  | Y |  |  |  | 3 | 1959 | 640750 | [31 empty] | OP | EK |  |  | 6.4 |  | 1 |  |  |  | 99 | 122 | 1165000 |  |  |  |  | COAL | MO | Meramec | 2104 | 3 | 2010 |  | ARP, CAIRNOX, CAIROS, CAIRSO2 | 7630.44 | 12 | 1895670.17 |  | 5087.111 | 0.1721 | 1515.907 | 1855306.502 | 17689796.14 | 7 |  | Saint Louis | Electric Utility | 4911 | Electric Services | 38.4017 | -90.3358 | Union Electric Company (Owner/Operator) | Phase 2 | Phase 1 Group 1 | Operating | Dry bottom wall-fired boiler | Coal |  |  | Low NOx Burner Technology w/ Overfire Air | Electrostatic Precipitator | 3172 | 9.2448 | COAL | 304 | 1928.5714 | 0.1721 | 0.57515 | 9.2448
19436 | Union Electric Co - (MO) | 2104 | Meramec | MO | St Louis | 4 | ST | OP | 359 | 334 | 355 |  | 7 | 1961 | SUB |  | N | Y | N | Electric Utility |  |  |  |  | N | Y |  | Y |  |  |  | 4 | 1961 | 797500 | [31 empty] | OP | EK |  |  | 6.4 |  | 1 |  |  |  | 99 | 148 | 1450000 |  |  |  |  | COAL | MO | Meramec | 2104 | 4 | 2010 |  | ARP, CAIRNOX, CAIROS, CAIRSO2 | 7142.19 | 12 | 2162814.33 |  | 6678.9 | 0.1805 | 2040.777 | 2339035.188 | 22302013.79 | 7 |  | Saint Louis | Electric Utility | 4911 | Electric Services | 38.4017 | -90.3358 | Union Electric Company (Owner/Operator) | Phase 2 | Phase 1 Group 1 | Operating | Dry bottom wall-fired boiler | Coal |  |  | Low NOx Burner Technology w/ Overfire Air | Electrostatic Precipitator | 3782 | 10.2519 | COAL | 383 | 1960.5634 | 0.1805 | 0.59895 | 10.2519
19436 | Union Electric Co - (MO) | 2104 | Meramec | MO | St Louis | GT1 | GT | OP | 62 | 59 | 69 |  | 6 | 1974 | DFO |  | N | Y | N | Electric Utility |  |  |  |  | N | [57 empty] | LIQUID | MO | Meramec | 2104 | CT01 | 2010 |  | CAIRNOX, CAIROS, CAIRSO2 | 4.32 | 12 | 93.62 |  | 0.962 | 1.1999 | 2.309 |  | 3849.1 | 7 |  | Saint Louis | Electric Utility | 4911 | Electric Services | 38.4017 | -90.3358 | Union Electric Company (Owner/Operator) |  |  | Operating | Combustion turbine | Diesel Oil |  |  |  |  | 891 | 22.275 | LIQUID | 40 | 137.5 | 1.1999 | 0.49986 | 20
19436 | Union Electric Co - (MO) | 2106 | Osage | MO | Miller | 1 | HY | OP | 27.5 | 32.6 | 31.9 |  | 10 | 1931 | WAT |  | N | Y | N | Electric Utility |  |  |  |  | N | [57 empty] | N/A | [39 empty] | 0 | 0 | 10.4
19436 | Union Electric Co - (MO) | 2106 | Osage | MO | Miller | 2 | HY | OP | 27.5 | 25.7 | 25.1 |  | 10 | 1931 | WAT |  | N | Y | N | Electric Utility |  |  |  |  | N | [57 empty] | N/A | [39 empty] | 0 | 0 | 10.4
19436 | Union Electric Co - (MO) | 2106 | Osage | MO | Miller | 3 | HY | OP | 27.5 | 32.6 | 31.9 |  | 10 | 1931 | WAT |  | N | Y | N | Electric Utility |  |  |  |  | N | [57 empty] | N/A | [39 empty] | 0 | 0 | 10.4
19436 | Union Electric Co - (MO) | 2106 | Osage | MO | Miller | 4 | HY | OP | 27.5 | 25.7 | 25.1 |  | 10 | 1931 | WAT |  | N | Y | N | Electric Utility |  |  |  |  | N | [57 empty] | N/A | [39 empty] | 0 | 0 | 10.4
19436 | Union Electric Co - (MO) | 2106 | Osage | MO | Miller | 5 | HY | OP | 27.5 | 32.6 | 31.9 |  | 10 | 1931 | WAT |  | N | Y | N | Electric Utility |  |  |  |  | N | [57 empty] | N/A | [39 empty] | 0 | 0 | 10.4
19436 | Union Electric Co - (MO) | 2106 | Osage | MO | Miller | 6 | HY | OP | 27.5 | 25.7 | 25.1 |  | 10 | 1931 | WAT |  | N | Y | N | Electric Utility |  |  |  |  | N | [57 empty] | N/A | [39 empty] | 0 | 0 | 10.4
19436 | Union Electric Co - (MO) | 2106 | Osage | MO | Miller | 7 | HY | OP | 21.5 | 32.6 | 31.9 |  | 10 | 1953 | WAT |  | N | Y | N | Electric Utility |  |  |  |  | N | [57 empty] | N/A | [39 empty] | 0 | 0 | 10.4
19436 | Union Electric Co - (MO) | 2106 | Osage | MO | Miller | 8 | HY | OP | 21.5 | 32.6 | 31.9 |  | 10 | 1953 | WAT |  | N | Y | N | Electric Utility |  |  |  |  | N | [57 empty] | N/A | [39 empty] | 0 | 0 | 10.4
19436 | Union Electric Co - (MO) | 2107 | Sioux | MO | St Charles | 1 | ST | OP | 549.7 | 485 | 495 |  | 5 | 1967 | SUB | BIT | N | Y | N | Electric Utility |  |  |  |  | N |  |  |  | Y | [21 empty] | OP: OP; DP: SP; LS: LS; N: N | 0.8 | 99 | 101 | 1519013 | 100 | OP | EC |  |  | 15.3 |  | 3.5 |  |  |  | 99.6 | 168 | 2000000 |  |  |  |  | COAL | MO | Sioux | 2107 | 1 | 2010 |  | ARP, CAIRNOX, CAIROS, CAIRSO2 | 8045 | 12 | 3260328.72 |  | 21495.09 | 0.2715 | 4027.519 | 3126538.342 | 29810630.75 | 7 |  | Saint Charles | Electric Utility | 4911 | Electric Services | 38.9158 | -90.2917 | Union Electric Company (Owner/Operator) | Table 1 | Group 2 | Operating | Cyclone boiler | Coal |  | Wet Limestone (Began Nov 15, 2010) | Overfire Air Other | Electrostatic Precipitator | 4920 | 8.919 | COAL | 530 | 1964.6465 | 0.2715 | 1.4421 | 8.919
19436 | Union Electric Co - (MO) | 2107 | Sioux | MO | St Charles | 2 | ST | OP | 549.7 | 485 | 495 |  | 5 | 1968 | SUB | BIT | N | Y | N | Electric Utility |  |  |  |  | N |  |  |  | Y | [21 empty] | OP: OP; DP: SP; LS: LS; N: N | 0.8 | 99 | 101 | 1519013 | 100 | OP | EC |  |  | 15.3 |  | 3.5 |  |  |  | 99.6 | 168 | 2000000 |  |  |  |  | COAL | MO | Sioux | 2107 | 2 | 2010 |  | ARP, CAIRNOX, CAIROS, CAIRSO2 | 7144.14 | 12 | 2872164.4 |  | 18836.838 | 0.2551 | 3472.069 | 2830424.311 | 26987294.05 | 7 |  | Saint Charles | Electric Utility | 4911 | Electric Services | 38.9158 | -90.2917 | Union Electric Company (Owner/Operator) | Table 1 | Group 2 | Operating | Cyclone boiler | Coal |  | Wet Limestone (Began Oct 26, 2010) | Overfire Air Other | Electrostatic Precipitator | 4920 | 8.9375 | COAL | 499 | 1995.9596 | 0.2551 | 1.396 | 8.9375
19436 | Union Electric Co - (MO) | 2108 | Taum Sauk | MO | Reynolds | 2 | PS | OP | 204 | 225 | 225 |  | 12 | 1963 | WAT |  | N | Y | N | Electric Utility |  |  |  |  | N | [57 empty] | N/A | [39 empty] | 0 | 0 | 10.4
19436 | Union Electric Co - (MO) | 6153 | Callaway | MO | Callaway | 1 | ST | OP | 1235.8 | 1190 | 1240 |  | 12 | 1984 | NUC |  | N | Y | N | Electric Utility |  |  |  |  | N | [57 empty] | N/A | [39 empty] | 0 | 0 | 10.4
19436 | Union Electric Co - (MO) | 6155 | Rush Island | MO | Jefferson | 1 | ST | OP | 621 | 611 | 610 |  | 3 | 1976 | SUB |  | N | Y | N | Electric Utility |  |  |  |  | N | Y |  | Y | N |  |  | 1 | 1976 | 1116500 | [31 empty] | OP | EC |  |  | 19 |  | 1 |  |  |  | 99.6 | 148 | 2030000 |  |  |  |  | COAL | MO | Rush Island | 6155 | 1 | 2010 |  | ARP, CAIRNOX, CAIROS, CAIRSO2 | 8589.12 | 12 | 4506082.6 |  | 14963.595 | 0.0848 | 1934.839 | 4746670.728 | 45258126.77 | 7 |  | Jefferson | Electric Utility | 4911 | Electric Services | 38.1306 | -90.2625 | Union Electric Company (Owner/Operator) | Phase 2 | Phase 1 Group 1 | Operating | Tangentially-fired | Coal |  |  | Low NOx Burner Technology w/ Closed-coupled/Separated OFA | Electrostatic Precipitator | 5922 | 9.9723 | COAL | 615 | 1995.9016 | 0.0848 | 0.66126 | 9.9723
19436 | Union Electric Co - (MO) | 6155 | Rush Island | MO | Jefferson | 2 | ST | OP | 621 | 611 | 623 |  | 3 | 1977 | SUB |  | N | Y | N | Electric Utility |  |  |  |  | N | Y |  | Y |  |  |  | 2 | 1977 | 1116500 | [31 empty] | OP | EC |  |  | 19 |  | 1 |  |  |  | 99.6 | 148 | 2030000 |  |  |  |  | COAL | MO | Rush Island | 6155 | 2 | 2010 |  | ARP, CAIRNOX, CAIROS, CAIRSO2 | 6060.58 | 12 | 3360292.99 |  | 11102.517 | 0.0893 | 1448.588 | 3450704.334 | 32901530.66 | 7 |  | Jefferson | Electric Utility | 4911 | Electric Services | 38.1306 | -90.2625 | Union Electric Company (Owner/Operator) | Phase 2 | Phase 1 Group 1 | Operating | Tangentially-fired | Coal |  |  | Low NOx Burner Technology w/ Closed-coupled/Separated OFA | Electrostatic Precipitator | 5922 | 9.6952 | COAL | 673 | 1959.8716 | 0.0893 | 0.67489 | 9.6952
19436 | Union Electric Co - (MO) | 6650 | Mexico | MO | Audrain | 1 | GT | OP | 60.7 | 54 | 69 |  | 9 | 1978 | DFO |  | N | Y | N | Electric Utility |  |  |  |  | N | [57 empty] | LIQUID | MO | Mexico | 6650 | CT01 | 2010 |  | CAIRNOX, CAIROS, CAIRSO2 | 2.67 | 12 | 107.45 |  | 0.595 | 1.2 | 1.427 |  | 2379 | 7 |  | Audrain | Electric Utility |  |  | 39.1481 | -91.8306 | Union Electric Company (Owner/Operator) |  |  | Operating | Combustion turbine | Diesel Oil |  |  |  |  | 891 | 17.82 | LIQUID | 50 | 310 | 1.2 | 0.50021 | 17.82
19436 | Union Electric Co - (MO) | 6651 | Moberly | MO | Randolph | 1 | GT | OP | 60.6 | 54 | 69 |  | 8 | 1978 | DFO |  | N | Y | N | Electric Utility |  |  |  |  | N | [57 empty] | LIQUID | MO | Moberly | 6651 | CT01 | 2010 |  | CAIRNOX, CAIROS, CAIRSO2 | 16.21 | 12 | 675.49 |  | 3.611 | 1.2 | 8.666 |  | 14443.1 | 7 |  | Randolph | Electric Utility |  |  | 39.4244 | -92.4837 | Union Electric Company (Owner/Operator) |  |  | Operating | Combustion turbine | Diesel Oil |  |  |  |  | 891 | 18.0608 | LIQUID | 50 | 310 | 1.2 | 0.50003 | 18.0608
19436 | Union Electric Co - (MO) | 6652 | Moreau | MO | Cole | 1 | GT | OP | 60.8 | 54 | 69 |  | 8 | 1978 | DFO |  | N | Y | N | Electric Utility |  |  |  |  | N | [57 empty] | LIQUID | MO | Moreau | 6652 | CT01 | 2010 |  | CAIRNOX, CAIROS, CAIRSO2 | 3.22 | 12 | 93.78 |  | 0.717 | 1.2 | 1.721 |  | 2869 | 7 |  | Cole | Electric Utility |  |  | 38.5553 | -92.102 | Union Electric Company (Owner/Operator) |  |  | Operating | Combustion turbine | Diesel Oil |  |  |  |  | 891 | 24.7358 | LIQUID | 39 | 115.3846 | 1.2 | 0.49983 | 20
19436 | Union Electric Co - (MO) | 7964 | Peno Creek | MO | Pike | GT1 | GT | OP | 60 | 47 | 57 |  | 5 | 2002 | NG | DFO | Y | Y | N | Electric Utility |  |  |  |  | N | [57 empty] | GAS | MO | Peno Creek Energy Center | 7964 | CT1A | 2010 |  | ARP, CAIRNOX, CAIROS, CAIRSO2 | 646.97 | 12 | 15178.44 |  | 0.058 | 0.1117 | 8.112 | 9791.794 | 164754.952 | 7 |  | Pike | Electric Utility | 4911 | Electric Services | 39.3531 | -91.2295 | Union Electric Company (Owner/Operator) | Phase 2 |  | Operating | Combustion turbine | Pipeline Natural Gas | Diesel Oil |  | Water Injection |  | 325 | 10.1972 | GAS | 31 | 80.6452 | 0.1117 | 0.000704 | 10.1972
19436 | Union Electric Co - (MO) | 7964 | Peno Creek | MO | Pike | GT2 | GT | OP | 60 | 47 | 57 |  | 5 | 2002 | NG | DFO | Y | Y | N | Electric Utility |  |  |  |  | N | [57 empty] | GAS | MO | Peno Creek Energy Center | 7964 | CT2A | 2010 |  | ARP, CAIRNOX, CAIROS, CAIRSO2 | 550.06 | 12 | 12477.42 |  | 0.051 | 0.1042 | 6.775 | 8442.229 | 142066.618 | 7 |  | Pike | Electric Utility | 4911 | Electric Services | 39.3531 | -91.2295 | Union Electric Company (Owner/Operator) | Phase 2 |  | Operating | Combustion turbine | Pipeline Natural Gas | Diesel Oil |  | Water Injection |  | 325 | 10.6471 | GAS | 31 | 80.6452 | 0.1042 | 0.000718 | 10.6471
19436 | Union Electric Co - (MO) | 7964 | Peno Creek | MO | Pike | GT3 | GT | OP | 60 | 47 | 57 |  | 5 | 2002 | NG | DFO | Y | Y | N | Electric Utility |  |  |  |  | N | [57 empty] | GAS | MO | Peno Creek Energy Center | 7964 | CT3A | 2010 |  | ARP, CAIRNOX, CAIROS, CAIRSO2 | 690.75 | 12 | 15410.15 |  | 0.048 | 0.0782 | 6.471 | 10066.418 | 169373.96 | 7 |  | Pike | Electric Utility | 4911 | Electric Services | 39.3531 | -91.2295 | Union Electric Company (Owner/Operator) | Phase 2 |  | Operating | Combustion turbine | Pipeline Natural Gas | Diesel Oil |  | Water Injection |  | 325 | 10.2439 | GAS | 34 | 161.7647 | 0.0782 | 0.000567 | 10.2439
19436 | Union Electric Co - (MO) | 7964 | Peno Creek | MO | Pike | GT4 | GT | OP | 60 | 47 | 57 |  | 5 | 2002 | NG | DFO | Y | Y | N | Electric Utility |  |  |  |  | N | [57 empty] | GAS | MO | Peno Creek Energy Center | 7964 | CT4B | 2010 |  | ARP, CAIRNOX, CAIROS, CAIRSO2 | 708.23 | 12 | 16568.54 |  | 0.062 | 0.0917 | 7.516 | 10558.545 | 177663.954 | 7 |  | Pike | Electric Utility | 4911 | Electric Services | 39.3531 | -91.2295 | Union Electric Company (Owner/Operator) | Phase 2 |  | Operating | Combustion turbine | Pipeline Natural Gas | Diesel Oil |  | Water Injection |  | 325 | 10.1365 | GAS | 32 | 109.375 | 0.0917 | 0.000698 | 10.1365
19436 | Union Electric Co - (MO) | 55202 | Pinckneyville | IL | Perry | 1 | GT | OP | 45 | 44 | 45 |  | 6 | 2000 | NG |  | N | Y | N | Electric Utility | [62 empty] | GAS | IL | Pinckneyville Power Plant | 55202 | CT01 | 2010 |  | ARP, CAIRNOX, CAIROS, CAIRSO2 | 909.02 | 12 | 37940.82 |  | 0.11 | 0.0891 | 15.055 | 21842.497 | 367535.987 | 5 |  | Perry | Electric Utility | 4911 | Electric Services | 38.1114 | -89.3467 | Union Electric Company (Owner/Operator) | Phase 2 |  | Operating | Combustion turbine | Pipeline Natural Gas |  |  | Water Injection |  | 444 | 9.4825 | GAS | 45 | 500 | 0.0891 | 0.000599 | 9.4825
19436 | Union Electric Co - (MO) | 55202 | Pinckneyville | IL | Perry | 2 | GT | OP | 45 | 44 | 45 |  | 6 | 2000 | NG |  | N | Y | N | Electric Utility | [62 empty] | GAS | IL | Pinckneyville Power Plant | 55202 | CT02 | 2010 |  | ARP, CAIRNOX, CAIROS, CAIRSO2 | 883.56 | 12 | 36666 |  | 0.108 | 0.0889 | 14.716 | 21322.954 | 358807.87 | 5 |  | Perry | Electric Utility | 4911 | Electric Services | 38.1114 | -89.3467 | Union Electric Company (Owner/Operator) | Phase 2 |  | Operating | Combustion turbine | Pipeline Natural Gas |  |  | Water Injection |  | 444 | 9.5877 | GAS | 45 | 500 | 0.0889 | 0.000602 | 9.5877
19436 | Union Electric Co - (MO) | 55202 | Pinckneyville | IL | Perry | 3 | GT | OP | 45 | 44 | 45 |  | 6 | 2000 | NG |  | N | Y | N | Electric Utility | [62 empty] | GAS | IL | Pinckneyville Power Plant | 55202 | CT03 | 2010 |  | ARP, CAIRNOX, CAIROS, CAIRSO2 | 846.44 | 12 | 35245.92 |  | 0.105 | 0.0896 | 14.322 | 20763.481 | 349389.93 | 5 |  | Perry | Electric Utility | 4911 | Electric Services | 38.1114 | -89.3467 | Union Electric Company (Owner/Operator) | Phase 2 |  | Operating | Combustion turbine | Pipeline Natural Gas |  |  | Water Injection |  | 444 | 9.6878 | GAS | 45 | 500 | 0.0896 | 0.000601 | 9.6878
19436 | Union Electric Co - (MO) | 55202 | Pinckneyville | IL | Perry | 4 | GT | OP | 45 | 44 | 45 |  | 6 | 2000 | NG |  | N | Y | N | Electric Utility | [62 empty] | GAS | IL | Pinckneyville Power Plant | 55202 | CT04 | 2010 |  | ARP, CAIRNOX, CAIROS, CAIRSO2 | 867.65 | 12 | 36116.9 |  | 0.107 | 0.0894 | 14.665 | 21201.34 | 356720.528 | 5 |  | Perry | Electric Utility | 4911 | Electric Services | 38.1114 | -89.3467 | Union Electric Company (Owner/Operator) | Phase 2 |  | Operating | Combustion turbine | Pipeline Natural Gas |  |  | Water Injection |  | 444 | 9.6616 | GAS | 45 | 500 | 0.0894 | 0.0006 | 9.6616
19436 | Union Electric Co - (MO) | 55202 | Pinckneyville | IL | Perry | 5 | GT | OP | 50 | 35 | 44 |  | 6 | 2001 | NG |  | N | Y | N | Electric Utility | [62 empty] | GAS | IL | Pinckneyville Power Plant | 55202 | CT05 | 2010 |  | ARP, CAIRNOX, CAIROS, CAIRSO2 | 170.96 | 12 | 5871.45 |  | 0.02 | 0.0351 | 1.024 | 4012.065 | 67513.46 | 5 |  | Perry | Electric Utility | 4911 | Electric Services | 38.1114 | -89.3467 | Union Electric Company (Owner/Operator) | Phase 2 |  | Operating | Combustion turbine | Pipeline Natural Gas |  |  | Dry Low NOx Burners |  | 553 | 11.395 | GAS | 38 | 421.0526 | 0.0351 | 0.000592 | 11.395
19436 | Union Electric Co - (MO) | 55202 | Pinckneyville | IL | Perry | 6 | GT | OP | 50 | 35 | 44 |  | 6 | 2001 | NG |  | N | Y | N | Electric Utility | [62 empty] | GAS | IL | Pinckneyville Power Plant | 55202 | CT06 | 2010 |  | ARP, CAIRNOX, CAIROS, CAIRSO2 | 162.63 | 12 | 5564.14 |  | 0.02 | 0.0343 | 0.997 | 3877.988 | 65262.809 | 5 |  | Perry | Electric Utility | 4911 | Electric Services | 38.1114 | -89.3467 | Union Electric Company (Owner/Operator) | Phase 2 |  | Operating | Combustion turbine | Pipeline Natural Gas |  |  | Dry Low NOx Burners |  | 553 | 11.6053 | GAS | 38 | 421.0526 | 0.0343 | 0.000613 | 11.6053
19436 | Union Electric Co - (MO) | 55202 | Pinckneyville | IL | Perry | 7 | GT | OP | 50 | 35 | 44 |  | 6 | 2001 | NG |  | N | Y | N | Electric Utility | [62 empty] | GAS | IL | Pinckneyville Power Plant | 55202 | CT01 | 2010 |  | ARP, CAIRNOX, CAIROS, CAIRSO2 | 909.02 | 12 | 37940.82 |  | 0.11 | 0.0891 | 15.055 | 21842.497 | 367535.987 | 5 |  | Perry | Electric Utility | 4911 | Electric Services | 38.1114 | -89.3467 | Union Electric Company (Owner/Operator) | Phase 2 |  | Operating | Combustion turbine | Pipeline Natural Gas |  |  | Water Injection |  | 444 | 9.4825 | GAS | 45 | -11.3636 | 0.0891 | 0.000599 | 9.4825
19436 | Union Electric Co - (MO) | 55202 | Pinckneyville | IL | Perry | 8 | GT | OP | 50 | 35 | 44 |  | 7 | 2001 | NG |  | N | Y | N | Electric Utility | [62 empty] | GAS | IL | Pinckneyville Power Plant | 55202 | CT01 | 2010 |  | ARP, CAIRNOX, CAIROS, CAIRSO2 | 909.02 | 12 | 37940.82 |  | 0.11 | 0.0891 | 15.055 | 21842.497 | 367535.987 | 5 |  | Perry | Electric Utility | 4911 | Electric Services | 38.1114 | -89.3467 | Union Electric Company (Owner/Operator) | Phase 2 |  | Operating | Combustion turbine | Pipeline Natural Gas |  |  | Water Injection |  | 444 | 9.4825 | GAS | 45 | -11.3636 | 0.0891 | 0.000599 | 9.4825
19436 | Union Electric Co - (MO) | 55204 | Kinmundy | IL | Marion | 1 | GT | OP | 135 | 104 | 124 |  | 4 | 2001 | NG | DFO | Y | Y | N | Electric Utility | [62 empty] | GAS | IL | Kinmundy Power Plant | 55204 | KCTG1 | 2010 |  | ARP, CAIRNOX, CAIROS, CAIRSO2 | 63.85 | 12 | 5324.61 |  | 0.019 | 0.0726 | 1.985 | 3725.037 | 62675.422 | 5 |  | Marion | Electric Utility | 4911 | Electric Services | 38.7619 | -89.0128 | Union Electric Company (Owner/Operator) | Phase 2 |  | Operating | Combustion turbine | Pipeline Natural Gas | Diesel Oil |  | Dry Low NOx Burners Water Injection |  | 1459 | 11.4122 | GAS | 102 | 392.1569 | 0.0726 | 0.000606 | 11.4122
19436 | Union Electric Co - (MO) | 55204 | Kinmundy | IL | Marion | 2 | GT | OP | 135 | 104 | 124 |  | 5 | 2001 | NG | DFO | Y | Y | N | Electric Utility | [62 empty] | GAS | IL | Kinmundy Power Plant | 55204 | KCTG2 | 2010 |  | ARP, CAIRNOX, CAIROS, CAIRSO2 | 105.56 | 12 | 8892.96 |  | 0.03 | 0.0762 | 3.469 | 5988.548 | 100768.152 | 5 |  | Marion | Electric Utility | 4911 | Electric Services | 38.7619 | -89.0128 | Union Electric Company (Owner/Operator) | Phase 2 |  | Operating | Combustion turbine | Pipeline Natural Gas | Diesel Oil |  | Dry Low NOx Burners Water Injection |  | 1459 | 10.9515 | GAS | 104 | 403.8462 | 0.0762 | 0.000595 | 10.9515
19436 | Union Electric Co - (MO) | 55234 | Audrain Generating Station | MO | Audrain | GT1 | GT | OP | 101.8 | 75 | 91 |  | 2 | 2001 | NG |  | N | Y | N | Electric Utility |  |  |  |  | N | [57 empty] | GAS | MO | Audrain Power Plant | 55234 | CT1 | 2010 |  | ARP, CAIRNOX, CAIROS, CAIRSO2 | 122.99 | 12 | 7096.85 |  | 0.026 | 0.0444 | 1.333 | 5201.712 | 87527.626 | 7 |  | Audrain | Electric Utility | 4911 | Electric Services | 39.3092 | -91.5369 | Union Electric Company (Owner/Operator) | Phase 2 |  | Operating | Combustion turbine | Pipeline Natural Gas |  |  | Dry Low NOx Burners |  | 971 | 12.1887 | GAS | 74 | 385.1351 | 0.0444 | 0.000594 | 12.1887
19436 | Union Electric Co - (MO) | 55234 | Audrain Generating Station | MO | Audrain | GT2 | GT | OP | 101.8 | 75 | 91 |  | 2 | 2001 | NG |  | N | Y | N | Electric Utility |  |  |  |  | N | [57 empty] | GAS | MO | Audrain Power Plant | 55234 | CT2 | 2010 |  | ARP, CAIRNOX, CAIROS, CAIRSO2 | 120.7 | 12 | 7065.16 |  | 0.026 | 0.0422 | 1.269 | 5177.488 | 87121.649 | 7 |  | Audrain | Electric Utility | 4911 | Electric Services | 39.3092 | -91.5369 | Union Electric Company (Owner/Operator) | Phase 2 |  | Operating | Combustion turbine | Pipeline Natural Gas |  |  | Dry Low NOx Burners |  | 971 | 12.1927 | GAS | 75 | 393.3333 | 0.0422 | 0.000597 | 12.1927
19436 | Union Electric Co - (MO) | 55234 | Audrain Generating Station | MO | Audrain | GT3 | GT | OP | 101.8 | 75 | 91 |  | 2 | 2001 | NG |  | N | Y | N | Electric Utility |  |  |  |  | N | [57 empty] | GAS | MO | Audrain Power Plant | 55234 | CT3 | 2010 |  | ARP, CAIRNOX, CAIROS, CAIRSO2 | 173.59 | 12 | 9907.23 |  | 0.036 | 0.0416 | 1.931 | 7223.424 | 121542.242 | 7 |  | Audrain | Electric Utility | 4911 | Electric Services | 39.3092 | -91.5369 | Union Electric Company (Owner/Operator) | Phase 2 |  | Operating | Combustion turbine | Pipeline Natural Gas |  |  | Dry Low NOx Burners |  | 971 | 12.0969 | GAS | 78 | 416.6667 | 0.0416 | 0.000592 | 12.0969
19436 | Union Electric Co - (MO) | 55234 | Audrain Generating Station | MO | Audrain | GT4 | GT | OP | 101.8 | 75 | 91 |  | 2 | 2001 | NG |  | N | Y | N | Electric Utility |  |  |  |  | N | [57 empty] | GAS | MO | Audrain Power Plant | 55234 | CT4 | 2010 |  | ARP, CAIRNOX, CAIROS, CAIRSO2 | 143.01 | 12 | 8262.26 |  | 0.031 | 0.0405 | 1.515 | 6067.969 | 102110.52 | 7 |  | Audrain | Electric Utility | 4911 | Electric Services | 39.3092 | -91.5369 | Union Electric Company (Owner/Operator) | Phase 2 |  | Operating | Combustion turbine | Pipeline Natural Gas |  |  | Dry Low NOx Burners |  | 971 | 12.2023 | GAS | 79 | 424.0506 | 0.0405 | 0.000607 | 12.2023
19436 | Union Electric Co - (MO) | 55234 | Audrain Generating Station | MO | Audrain | GT5 | GT | OP | 101.8 | 75 | 91 |  | 3 | 2001 | NG |  | N | Y | N | Electric Utility |  |  |  |  | N | [57 empty] | GAS | MO | Audrain Power Plant | 55234 | CT5 | 2010 |  | ARP, CAIRNOX, CAIROS, CAIRSO2 | 119.92 | 12 | 6983.76 |  | 0.026 | 0.0386 | 1.164 | 5051.099 | 84999.15 | 7 |  | Audrain | Electric Utility | 4911 | Electric Services | 39.3092 | -91.5369 | Union Electric Company (Owner/Operator) | Phase 2 |  | Operating | Combustion turbine | Pipeline Natural Gas |  |  | Dry Low NOx Burners |  | 971 | 12.0378 | GAS | 78 | 416.6667 | 0.0386 | 0.000612 | 12.0378
19436 | Union Electric Co - (MO) | 55234 | Audrain Generating Station | MO | Audrain | GT6 | GT | OP | 101.8 | 75 | 91 |  | 4 | 2001 | NG |  | N | Y | N | Electric Utility |  |  |  |  | N | [57 empty] | GAS | MO | Audrain Power Plant | 55234 | CT6 | 2010 |  | ARP, CAIRNOX, CAIROS, CAIRSO2 | 106.45 | 12 | 6229.31 |  | 0.024 | 0.0377 | 1.06 | 4666.097 | 78517.278 | 7 |  | Audrain | Electric Utility | 4911 | Electric Services | 39.3092 | -91.5369 | Union Electric Company (Owner/Operator) | Phase 2 |  | Operating | Combustion turbine | Pipeline Natural Gas |  |  | Dry Low NOx Burners |  | 971 | 12.488 | GAS | 78 | 416.6667 | 0.0377 | 0.000611 | 12.488
19436 | Union Electric Co - (MO) | 55234 | Audrain Generating Station | MO | Audrain | GT7 | GT | OP | 101.8 | 75 | 91 |  | 4 | 2001 | NG |  | N | Y | N | Electric Utility |  |  |  |  | N | [57 empty] | GAS | MO | Audrain Power Plant | 55234 | CT7 | 2010 |  | ARP, CAIRNOX, CAIROS, CAIRSO2 | 80.87 | 12 | 4713.67 |  | 0.018 | 0.0378 | 0.868 | 3511.594 | 59094.92 | 7 |  | Audrain | Electric Utility | 4911 | Electric Services | 39.3092 | -91.5369 | Union Electric Company (Owner/Operator) | Phase 2 |  | Operating | Combustion turbine | Pipeline Natural Gas |  |  | Dry Low NOx Burners |  | 971 | 12.3975 | GAS | 77 | 409.0909 | 0.0378 | 0.000609 | 12.3975
19436 | Union Electric Co - (MO) | 55234 | Audrain Generating Station | MO | Audrain | GT8 | GT | OP | 101.8 | 75 | 91 |  | 4 | 2001 | NG |  | N | Y | N | Electric Utility |  |  |  |  | N | [57 empty] | GAS | MO | Audrain Power Plant | 55234 | CT8 | 2010 |  | ARP, CAIRNOX, CAIROS, CAIRSO2 | 67.85 | 12 | 4095.2 |  | 0.015 | 0.0351 | 0.634 | 2923.372 | 49188.722 | 7 |  | Audrain | Electric Utility | 4911 | Electric Services | 39.3092 | -91.5369 | Union Electric Company (Owner/Operator) | Phase 2 |  | Operating | Combustion turbine | Pipeline Natural Gas |  |  | Dry Low NOx Burners |  | 971 | 11.9256 | GAS | 75 | 393.3333 | 0.0351 | 0.00061 | 11.9256
19436 | Union Electric Co - (MO) | 55417 | Raccoon Creek Energy Center | IL | Clay | CT01 | GT | OP | 114 | 75 | 91 |  | 6 | 2002 | NG |  | N | Y | N | Electric Utility |  |  |  |  | N | [57 empty] | GAS | IL | Raccoon Creek Power Plant | 55417 | CT-01 | 2010 |  | ARP, CAIRNOX, CAIROS, CAIRSO2 | 110.56 | 12 | 5779.15 |  | 0.022 | 0.0292 | 1.093 | 4297.018 | 72304.893 | 5 |  | Clay | Electric Utility | 4911 | Electric Services | 38.6996 | -88.5392 | Union Electric Company (Owner/Operator) | Phase 2 |  | Operating | Combustion turbine | Pipeline Natural Gas |  |  | Dry Low NOx Burners |  | 1060 | 11.7748 | GAS | 84 | 458.3333 | 0.0292 | 0.000609 | 11.7748
19436 | Union Electric Co - (MO) | 55417 | Raccoon Creek Energy Center | IL | Clay | CT02 | GT | OP | 114 | 75 | 91 |  | 6 | 2002 | NG |  | N | Y | N | Electric Utility |  |  |  |  | N | [57 empty] | GAS | IL | Raccoon Creek Power Plant | 55417 | CT-02 | 2010 |  | ARP, CAIRNOX, CAIROS, CAIRSO2 | 67.45 | 12 | 3663.51 |  | 0.014 | 0.0234 | 0.592 | 2683.042 | 45141.265 | 5 |  | Clay | Electric Utility | 4911 | Electric Services | 38.6996 | -88.5392 | Union Electric Company (Owner/Operator) | Phase 2 |  | Operating | Combustion turbine | Pipeline Natural Gas |  |  | Dry Low NOx Burners |  | 1060 | 11.9069 | GAS | 78 | 416.6667 | 0.0234 | 0.00062 | 11.9069
19436 | Union Electric Co - (MO) | 55417 | Raccoon Creek Energy Center | IL | Clay | CT03 | GT | OP | 114 | 75 | 91 |  | 6 | 2002 | NG |  | N | Y | N | Electric Utility |  |  |  |  | N | [57 empty] | GAS | IL | Raccoon Creek Power Plant | 55417 | CT-03 | 2010 |  | ARP, CAIRNOX, CAIROS, CAIRSO2 | 60.48 | 12 | 3511.7 |  | 0.013 | 0.0241 | 0.544 | 2517.631 | 42359.901 | 5 |  | Clay | Electric Utility | 4911 | Electric Services | 38.6996 | -88.5392 | Union Electric Company (Owner/Operator) | Phase 2 |  | Operating | Combustion turbine | Pipeline Natural Gas |  |  | Dry Low NOx Burners |  | 1060 | 11.7528 | GAS | 85 | 464.7059 | 0.0241 | 0.000614 | 11.7528
19436 | Union Electric Co - (MO) | 55417 | Raccoon Creek Energy Center | IL | Clay | CT04 | GT | OP | 114 | 75 | 91 |  | 6 | 2002 | NG |  | N | Y | N | Electric Utility |  |  |  |  | N | [57 empty] | GAS | IL | Raccoon Creek Power Plant | 55417 | CT-04 | 2010 |  | ARP, CAIRNOX, CAIROS, CAIRSO2 | 76.45 | 12 | 3971.38 |  | 0.015 | 0.0269 | 0.716 | 2999.632 | 50472.835 | 5 |  | Clay | Electric Utility | 4911 | Electric Services | 38.6996 | -88.5392 | Union Electric Company (Owner/Operator) | Phase 2 |  | Operating | Combustion turbine | Pipeline Natural Gas |  |  | Dry Low NOx Burners |  | 1060 | 11.8796 | GAS | 84 | 458.3333 | 0.0269 | 0.000594 | 11.8796
19436 | Union Electric Co - (MO) | 55496 | Goose Creek Energy Center | IL | Piatt | CT01 | GT | OP | 114 | 72 | 91 |  | 5 | 2003 | NG |  | N | Y | N | Electric Utility |  |  |  |  | N | [57 empty] | GAS | IL | Goose Creek Power Plant | 55496 | CT-01 | 2010 |  | ARP, CAIRNOX, CAIROS, CAIRSO2 | 307.42 | 12 | 17969.94 |  | 0.064 | 0.0335 | 2.832 | 12714.495 | 213941.327 | 5 |  | Piatt | Electric Utility | 4911 | Electric Services | 40.1083 | -88.5986 | Union Electric Company (Owner/Operator) | Phase 2 |  | Operating | Combustion turbine | Pipeline Natural Gas |  |  | Dry Low NOx Burners |  | 1082 | 11.5845 | GAS | 76 | 401.3158 | 0.0335 | 0.000598 | 11.5845
19436 | Union Electric Co - (MO) | 55496 | Goose Creek Energy Center | IL | Piatt | CT02 | GT | OP | 114 | 72 | 91 |  | 5 | 2003 | NG |  | N | Y | N | Electric Utility |  |  |  |  | N | [57 empty] | GAS | IL | Goose Creek Power Plant | 55496 | CT-02 | 2010 |  | ARP, CAIRNOX, CAIROS, CAIRSO2 | 314.81 | 12 | 18093.86 |  | 0.064 | 0.0333 | 2.729 | 12760.496 | 214721.028 | 5 |  | Piatt | Electric Utility | 4911 | Electric Services | 40.1083 | -88.5986 | Union Electric Company (Owner/Operator) | Phase 2 |  | Operating | Combustion turbine | Pipeline Natural Gas |  |  | Dry Low NOx Burners |  | 1082 | 11.3393 | GAS | 84 | 458.3333 | 0.0333 | 0.000596 | 11.3393
19436 | Union Electric Co - (MO) | 55496 | Goose Creek Energy Center | IL | Piatt | CT03 | GT | OP | 114 | 72 | 91 |  | 5 | 2003 | NG |  | N | Y | N | Electric Utility |  |  |  |  | N | [57 empty] | GAS | IL | Goose Creek Power Plant | 55496 | CT-03 | 2010 |  | ARP, CAIRNOX, CAIROS, CAIRSO2 | 212.4 | 12 | 12465.46 |  | 0.044 | 0.0322 | 1.888 | 8767.295 | 147523.596 | 5 |  | Piatt | Electric Utility | 4911 | Electric Services | 40.1083 | -88.5986 | Union Electric Company (Owner/Operator) | Phase 2 |  | Operating | Combustion turbine | Pipeline Natural Gas |  |  | Dry Low NOx Burners |  | 1082 | 11.3235 | GAS | 84 | 458.3333 | 0.0322 | 0.000597 | 11.3235
19436 | Union Electric Co - (MO) | 55496 | Goose Creek Energy Center | IL | Piatt | CT04 | GT | OP | 114 | 72 | 91 |  | 5 | 2003 | NG |  | N | Y | N | Electric Utility |  |  |  |  | N | [57 empty] | GAS | IL | Goose Creek Power Plant | 55496 | CT-04 | 2010 |  | ARP, CAIRNOX, CAIROS, CAIRSO2 | 210.1 | 12 | 12527.78 |  | 0.044 | 0.0335 | 2.03 | 8771.193 | 147598.544 | 5 |  | Piatt | Electric Utility | 4911 | Electric Services | 40.1083 | -88.5986 | Union Electric Company (Owner/Operator) | Phase 2 |  | Operating | Combustion turbine | Pipeline Natural Gas |  |  | Dry Low NOx Burners |  | 1082 | 11.165 | GAS | 93 | 489.011 | 0.0335 | 0.000596 | 11.165
19436 | Union Electric Co - (MO) | 55496 | Goose Creek Energy Center | IL | Piatt | CT05 | GT | OP | 114 | 72 | 91 |  | 5 | 2003 | NG |  | N | Y | N | Electric Utility |  |  |  |  | N | [57 empty] | GAS | IL | Goose Creek Power Plant | 55496 | CT-05 | 2010 |  | ARP, CAIRNOX, CAIROS, CAIRSO2 | 129.74 | 12 | 7549.84 |  | 0.027 | 0.0367 | 1.298 | 5393.252 | 90752.598 | 5 |  | Piatt | Electric Utility | 4911 | Electric Services | 40.1083 | -88.5986 | Union Electric Company (Owner/Operator) | Phase 2 |  | Operating | Combustion turbine | Pipeline Natural Gas |  |  | Dry Low NOx Burners |  | 1082 | 11.613 | GAS | 76 | 401.3158 | 0.0367 | 0.000595 | 11.613
19436 | Union Electric Co - (MO) | 55496 | Goose Creek Energy Center | IL | Piatt | CT06 | GT | OP | 114 | 72 | 91 |  | 5 | 2003 | NG |  | N | Y | N | Electric Utility |  |  |  |  | N | [57 empty] | GAS | IL | Goose Creek Power Plant | 55496 | CT-06 | 2010 |  | ARP, CAIRNOX, CAIROS, CAIRSO2 | 82.89 | 12 | 4756.53 |  | 0.017 | 0.0244 | 0.59 | 3364.051 | 56599.383 | 5 |  | Piatt | Electric Utility | 4911 | Electric Services | 40.1083 | -88.5986 | Union Electric Company (Owner/Operator) | Phase 2 |  | Operating | Combustion turbine | Pipeline Natural Gas |  |  | Dry Low NOx Burners |  | 1082 | 11.4943 | GAS | 76 | 401.3158 | 0.0244 | 0.000601 | 11.4943
19436 | Union Electric Co - (MO) | 2104 | Meramec | MO | St Louis | GT2 | GT | OP | 56 | 53 | 64 |  | 6 | 2000 | NG | DFO | Y | Y | N | Electric Utility |  |  |  |  | N | [57 empty] | GAS | MO | Meramec | 2104 | CT2B | 2010 |  | CAIRNOX, CAIROS, CAIRSO2 | 15.11 | 12 | 254.47 |  | 0.002 | 0.6998 | 2.449 |  | 6995.9 | 7 |  | Saint Louis | Electric Utility | 4911 | Electric Services | 38.4017 | -90.3358 | Union Electric Company (Owner/Operator) |  |  | Operating | Combustion turbine | Pipeline Natural Gas | Diesel Oil |  | Water Injection |  | 463 | 21.0492 | GAS | 23 | -391.3043 | 0.6998 | 0.000572 | 20
19449 | USCE-Fort Worth District | 6413 | Sam Rayburn | TX | Jasper | 1 | HY | OP | 26 | 26 | 26 |  | 9 | 1965 | WAT |  | N | Y | N | Electric Utility | [62 empty] | N/A | [39 empty] | 0 | 0 | 10.4
19449 | USCE-Fort Worth District | 6414 | Whitney | TX | Bosque | 1 | HY | OP | 15 | 15 | 15 |  | 6 | 1953 | WAT |  | N | Y | N | Electric Utility |  |  |  |  | N | [57 empty] | N/A | [39 empty] | 0 | 0 | 10.4
19449 | USCE-Fort Worth District | 6414 | Whitney | TX | Bosque | 2 | HY | OP | 15 | 15 | 15 |  | 6 | 1953 | WAT |  | N | Y | N | Electric Utility |  |  |  |  | N | [57 empty] | N/A | [39 empty] | 0 | 0 | 10.4
19449 | USCE-Fort Worth District | 6413 | Sam Rayburn | TX | Jasper | 2 | HY | OP | 26 | 26 | 26 |  | 9 | 1965 | WAT |  | N | Y | N | Electric Utility | [62 empty] | N/A | [39 empty] | 0 | 0 | 10.4
19449 | USCE-Fort Worth District | 7200 | Robert D Willis | TX | Jasper | 1 | HY | OP | 4 | 4 | 4 |  | 12 | 1989 | WAT |  | N | Y | N | Electric Utility |  |  |  |  | N | [57 empty] | N/A | [39 empty] | 0 | 0 | 10.4
19449 | USCE-Fort Worth District | 7200 | Robert D Willis | TX | Jasper | 2 | HY | OP | 4 | 4 | 4 |  | 12 | 1989 | WAT |  | N | Y | N | Electric Utility |  |  |  |  | N | [57 empty] | N/A | [39 empty] | 0 | 0 | 10.4
19450 | Union Carbide Corp-Seadrift | 50150 | Union Carbide Seadrift Cogen | TX | Calhoun | GE10 | CA | OP | 15 | 15 | 15 | G621 | 1 | 1964 | NG |  | N | Y | Y | Industrial CHP |  |  |  |  | N | [57 empty] | GAS | [39 empty] | 0 | 0 | 10.4
19450 | Union Carbide Corp-Seadrift | 50150 | Union Carbide Seadrift Cogen | TX | Calhoun | GE11 | CT | OP | 35 | 35 | 43 | G621 | 11 | 2000 | NG |  | N | Y | Y | Industrial CHP |  |  |  |  | N | [57 empty] | GAS | [39 empty] | 0.063139 | 0.000983 | 10.4934
19450 | Union Carbide Corp-Seadrift | 50150 | Union Carbide Seadrift Cogen | TX | Calhoun | GEN5 | CA | OP | 15 | 15 | 15 | G621 | 11 | 1987 | NG |  | N | Y | Y | Industrial CHP |  |  |  |  | N | [57 empty] | GAS | [39 empty] | 0 | 0 | 10.4
19450 | Union Carbide Corp-Seadrift | 50150 | Union Carbide Seadrift Cogen | TX | Calhoun | GEN6 | CT | OP | 35 | 35 | 43 | G621 | 11 | 1987 | NG |  | N | Y | Y | Industrial CHP |  |  |  |  | N | [57 empty] | GAS | [39 empty] | 0.090382 | 0.0010053 | 12.4069
19450 | Union Carbide Corp-Seadrift | 50150 | Union Carbide Seadrift Cogen | TX | Calhoun | GEN7 | CA | OP | 6 | 6 | 6 | G621 | 11 | 1987 | NG |  | N | N | Y | Industrial CHP |  |  |  |  | N | [57 empty] | GAS | [39 empty] | 0 | 0 | 10.4
19450 | Union Carbide Corp-Seadrift | 50150 | Union Carbide Seadrift Cogen | TX | Calhoun | GEN8 | CT | OP | 35 | 35 | 43 | G621 | 11 | 1987 | NG |  | N | Y | Y | Industrial CHP |  |  |  |  | N | [57 empty] | GAS | [39 empty] | 0.090382 | 0.0010053 | 12.4069
19450 | Union Carbide Corp-Seadrift | 50150 | Union Carbide Seadrift Cogen | TX | Calhoun | GEN9 | CA | OP | 15 | 15 | 15 | G621 | 11 | 1987 | NG |  | N | Y | Y | Industrial CHP |  |  |  |  | N | [57 empty] | GAS | [39 empty] | 0 | 0 | 10.4
19454 | City of Unalaska | 7502 | Dutch Harbor | AK | Aleutian Islands | 10 | IC | OP | 5.2 | 4.4 | 4.4 |  | 11 | 2010 | DFO |  | N | Y | N | Electric Utility | [62 empty] | LIQUID | [39 empty] | 0.7385 | 0.025484 | 12.5895
19454 | City of Unalaska | 7502 | Dutch Harbor | AK | Aleutian Islands | 11 | IC | OP | 5.2 | 4.4 | 4.4 |  | 11 | 2010 | DFO |  | N | Y | N | Electric Utility | [62 empty] | LIQUID | [39 empty] | 0.7385 | 0.025484 | 12.5895
19454 | City of Unalaska | 7502 | Dutch Harbor | AK | Aleutian Islands | 13 | IC | OP | 4.4 | 3.7 | 3.7 |  | 12 | 2011 | DFO |  | N | Y | N | Electric Utility | [62 empty] | LIQUID | [39 empty] | 0.7385 | 0.025484 | 12.5895
19454 | City of Unalaska | 7502 | Dutch Harbor | AK | Aleutian Islands | 8 | IC | OP | 1.2 | 1 | 1 |  | 11 | 1989 | DFO |  | N | Y | N | Electric Utility |  |  |  |  | N | [57 empty] | LIQUID | [39 empty] | 0.7385 | 0.025484 | 12.5895
19454 | City of Unalaska | 7502 | Dutch Harbor | AK | Aleutian Islands | 9 | IC | OP | 1.2 | 1 | 1 |  | 5 | 1994 | DFO |  | N | Y | N | Electric Utility |  |  |  |  | N | [57 empty] | LIQUID | [39 empty] | 0.7385 | 0.025484 | 12.5895
19454 | City of Unalaska | 7503 | Unalaska Power Module | AK | Aleutian Islands | 7 | IC | OP | 1.1 | 0.8 | 0.8 |  | 11 | 1993 | DFO |  | N | Y | N | Electric Utility |  |  |  | 2014 | N | [57 empty] | LIQUID | [39 empty] | 0.7385 | 0.025484 | 12.5895
19462 | USCE-Nashville District | 1371 | Barkley | KY | Lyon | 1 | HY | OP | 32.5 | 37 | 37 |  | 1 | 1966 | WAT |  | N | Y | N | Electric Utility | [62 empty] | N/A | [39 empty] | 0 | 0 | 10.4
19462 | USCE-Nashville District | 1371 | Barkley | KY | Lyon | 2 | HY | OP | 32.5 | 37 | 37 |  | 2 | 1966 | WAT |  | N | Y | N | Electric Utility | [62 empty] | N/A | [39 empty] | 0 | 0 | 10.4
19462 | USCE-Nashville District | 1371 | Barkley | KY | Lyon | 3 | HY | OP | 32.5 | 37 | 37 |  | 3 | 1966 | WAT |  | N | Y | N | Electric Utility | [62 empty] | N/A | [39 empty] | 0 | 0 | 10.4
19462 | USCE-Nashville District | 1371 | Barkley | KY | Lyon | 4 | HY | OP | 32.5 | 37 | 37 |  | 3 | 1966 | WAT |  | N | Y | N | Electric Utility | [62 empty] | N/A | [39 empty] | 0 | 0 | 10.4
19462 | USCE-Nashville District | 1380 | Wolf Creek | KY | Russell | 1 | HY | OP | 45 | 52 | 52 |  | 8 | 1952 | WAT |  | N | Y | N | Electric Utility | [62 empty] | N/A | [39 empty] | 0 | 0 | 10.4
19462 | USCE-Nashville District | 1380 | Wolf Creek | KY | Russell | 2 | HY | OP | 45 | 52 | 52 |  | 7 | 1952 | WAT |  | N | Y | N | Electric Utility | [62 empty] | N/A | [39 empty] | 0 | 0 | 10.4
19462 | USCE-Nashville District | 1380 | Wolf Creek | KY | Russell | 3 | HY | OP | 45 | 52 | 52 |  | 3 | 1952 | WAT |  | N | Y | N | Electric Utility | [62 empty] | N/A | [39 empty] | 0 | 0 | 10.4
19462 | USCE-Nashville District | 1380 | Wolf Creek | KY | Russell | 4 | HY | OP | 45 | 52 | 52 |  | 12 | 1951 | WAT |  | N | Y | N | Electric Utility | [62 empty] | N/A | [39 empty] | 0 | 0 | 10.4
19462 | USCE-Nashville District | 1380 | Wolf Creek | KY | Russell | 5 | HY | OP | 45 | 52 | 52 |  | 10 | 1951 | WAT |  | N | Y | N | Electric Utility | [62 empty] | N/A | [39 empty] | 0 | 0 | 10.4
19462 | USCE-Nashville District | 1380 | Wolf Creek | KY | Russell | 6 | HY | OP | 45 | 52 | 52 |  | 10 | 1951 | WAT |  | N | Y | N | Electric Utility | [62 empty] | N/A | [39 empty] | 0 | 0 | 10.4
19462 | USCE-Nashville District | 3423 | Cordell Hull | TN | Smith | 1 | HY | OP | 33.3 | 38 | 38 |  | 8 | 1973 | WAT |  | N | Y | N | Electric Utility | [62 empty] | N/A | [39 empty] | 0 | 0 | 10.4
19462 | USCE-Nashville District | 3423 | Cordell Hull | TN | Smith | 2 | HY | OP | 33.3 | 38 | 38 |  | 10 | 1973 | WAT |  | N | Y | N | Electric Utility | [62 empty] | N/A | [39 empty] | 0 | 0 | 10.4
19462 | USCE-Nashville District | 3423 | Cordell Hull | TN | Smith | 3 | HY | OP | 33.3 | 38 | 38 |  | 2 | 1974 | WAT |  | N | Y | N | Electric Utility | [62 empty] | N/A | [39 empty] | 0 | 0 | 10.4
19462 | USCE-Nashville District | 3424 | Dale Hollow | TN | Clay | 1 | HY | OP | 18 | 20.7 | 20.7 |  | 12 | 1948 | WAT |  | N | Y | N | Electric Utility | [62 empty] | N/A | [39 empty] | 0 | 0 | 10.4
19462 | USCE-Nashville District | 3426 | Old Hickory | TN | Sumner | 1 | HY | OP | 28.7 | 28.7 | 28.7 |  | 4 | 1957 | WAT |  | N | Y | N | Electric Utility | [62 empty] | N/A | [39 empty] | 0 | 0 | 10.4
19462 | USCE-Nashville District | 3426 | Old Hickory | TN | Sumner | 2 | HY | OP | 25 | 29 | 29 |  | 7 | 1957 | WAT |  | N | Y | N | Electric Utility | [62 empty] | N/A | [39 empty] | 0 | 0 | 10.4
19462 | USCE-Nashville District | 3426 | Old Hickory | TN | Sumner | 3 | HY | OP | 25 | 29 | 29 |  | 9 | 1957 | WAT |  | N | Y | N | Electric Utility | [62 empty] | N/A | [39 empty] | 0 | 0 | 10.4
19462 | USCE-Nashville District | 3426 | Old Hickory | TN | Sumner | 4 | HY | OP | 25 | 29 | 29 |  | 12 | 1957 | WAT |  | N | Y | N | Electric Utility | [62 empty] | N/A | [39 empty] | 0 | 0 | 10.4
19462 | USCE-Nashville District | 3428 | J P Priest | TN | DAVIDSON | 1 | HY | OP | 28 | 30 | 30 |  | 2 | 1970 | WAT |  | N | Y | N | Electric Utility | [62 empty] | N/A | [39 empty] | 0 | 0 | 10.4
19462 | USCE-Nashville District | 6171 | Laurel | KY | Laurel | 1 | HY | OP | 70 | 61 | 61 |  | 11 | 1977 | WAT |  | N | Y | N | Electric Utility | [62 empty] | N/A | [39 empty] | 0 | 0 | 10.4
19462 | USCE-Nashville District | 6417 | Center Hill | TN | De Kalb | 1 | HY | OP | 45 | 52 | 52 |  | 11 | 1950 | WAT |  | N | Y | N | Electric Utility | [62 empty] | N/A | [39 empty] | 0 | 0 | 10.4
19462 | USCE-Nashville District | 6417 | Center Hill | TN | De Kalb | 2 | HY | OP | 45 | 52 | 52 |  | 1 | 1951 | WAT |  | N | Y | N | Electric Utility | [62 empty] | N/A | [39 empty] | 0 | 0 | 10.4
19462 | USCE-Nashville District | 6417 | Center Hill | TN | De Kalb | 3 | HY | OP | 45 | 52 | 52 |  | 4 | 1951 | WAT |  | N | Y | N | Electric Utility | [62 empty] | N/A | [39 empty] | 0 | 0 | 10.4
19462 | USCE-Nashville District | 6418 | Cheatham | TN | Dickson | 1 | HY | OP | 12 | 13.8 | 13.8 |  | 5 | 1958 | WAT |  | N | Y | N | Electric Utility | [62 empty] | N/A | [39 empty] | 0 | 0 | 10.4
19462 | USCE-Nashville District | 6418 | Cheatham | TN | Dickson | 2 | HY | OP | 12 | 13.8 | 13.8 |  | 9 | 1958 | WAT |  | N | Y | N | Electric Utility | [62 empty] | N/A | [39 empty] | 0 | 0 | 10.4
19462 | USCE-Nashville District | 6418 | Cheatham | TN | Dickson | 3 | HY | OP | 12 | 13.8 | 13.8 |  | 11 | 1958 | WAT |  | N | Y | N | Electric Utility | [62 empty] | N/A | [39 empty] | 0 | 0 | 10.4
19462 | USCE-Nashville District | 3424 | Dale Hollow | TN | Clay | 2 | HY | OP | 18 | 20.7 | 20.7 |  | 1 | 1949 | WAT |  | N | Y | N | Electric Utility | [62 empty] | N/A | [39 empty] | 0 | 0 | 10.4
19462 | USCE-Nashville District | 3424 | Dale Hollow | TN | Clay | 3 | HY | OP | 18 | 20.7 | 20.7 |  | 11 | 1953 | WAT |  | N | Y | N | Electric Utility | [62 empty] | N/A | [39 empty] | 0 | 0 | 10.4
19474 | City of Unionville | 2164 | Unionville City of | MO | PUTNAM | 1 | IC | OP | 0.8 | 0.6 | 0.6 |  | 12 | 1970 | DFO |  | N | Y | N | Electric Utility |  |  |  |  | N | [57 empty] | LIQUID | [39 empty] | 0.7385 | 0.025484 | 12.5895
19474 | City of Unionville | 2164 | Unionville City of | MO | PUTNAM | 2 | IC | OP | 1.7 | 1.7 | 1.7 |  | 10 | 1975 | DFO | NG | Y | Y | N | Electric Utility |  |  |  |  | N | [57 empty] | LIQUID | [39 empty] | 0.7385 | 0.025484 | 12.5895
19474 | City of Unionville | 2164 | Unionville City of | MO | PUTNAM | 3 | IC | OP | 0.2 | 0.2 | 0.2 |  | 1 | 1935 | DFO |  | N | Y | N | Electric Utility |  |  |  |  | N | [57 empty] | LIQUID | [39 empty] | 0.7385 | 0.025484 | 12.5895
19474 | City of Unionville | 2164 | Unionville City of | MO | PUTNAM | 4 | IC | OP | 1 | 0.9 | 0.9 |  | 7 | 1970 | DFO |  | N | Y | N | Electric Utility | [62 empty] | LIQUID | [39 empty] | 0.7385 | 0.025484 | 12.5895
19474 | City of Unionville | 2164 | Unionville City of | MO | PUTNAM | 5 | IC | OP | 0.3 | 0.3 | 0.3 |  | 1 | 1955 | DFO |  | N | Y | N | Electric Utility | [62 empty] | LIQUID | [39 empty] | 0.7385 | 0.025484 | 12.5895
19474 | City of Unionville | 2164 | Unionville City of | MO | PUTNAM | 6 | IC | OP | 0.3 | 0.3 | 0.3 |  | 1 | 1955 | DFO |  | N | Y | N | Electric Utility | [62 empty] | LIQUID | [39 empty] | 0.7385 | 0.025484 | 12.5895
19474 | City of Unionville | 2164 | Unionville City of | MO | PUTNAM | 7 | IC | OP | 1.1 | 0.9 | 0.9 |  | 1 | 1962 | DFO |  | N | Y | N | Electric Utility |  |  |  |  | N | [57 empty] | LIQUID | [39 empty] | 0.7385 | 0.025484 | 12.5895
19474 | City of Unionville | 2164 | Unionville City of | MO | PUTNAM | 8 | IC | OP | 1.3 | 1.1 | 1.1 |  | 1 | 1967 | DFO | NG | Y | Y | N | Electric Utility |  |  |  |  | N | [57 empty] | LIQUID | [39 empty] | 0.7385 | 0.025484 | 12.5895
19474 | City of Unionville | 2164 | Unionville City of | MO | PUTNAM | 9 | IC | OP | 2 | 2 | 2 |  | 12 | 1994 | DFO |  | N | Y | N | Electric Utility |  |  |  |  | N | [57 empty] | LIQUID | [39 empty] | 0.7385 | 0.025484 | 12.5895
19491 | United Cogen Inc | 50104 | United Cogen | CA | San Mateo | G-1 | CT | OP | 23 | 22 | 22 |  | 12 | 1985 | NG | JF | Y | Y | Y | Commercial CHP |  |  |  | 2012 | N | [57 empty] | GAS | [39 empty] | 0.10805 | 0.0010637 | 13.0871
19491 | United Cogen Inc | 50104 | United Cogen | CA | San Mateo | G-2 | CA | OP | 8 | 7 | 7 |  | 12 | 1985 | NG |  | N | Y | Y | Commercial CHP |  |  |  | 2012 | N | [57 empty] | GAS | [39 empty] | 0 | 0 | 10.4
19511 | University of Alaska | 50711 | University of Alaska Fairbanks | AK | Fairbanks North Star | GEN1 | ST | OP | 1.5 | 0.5 | 1.4 |  | 1 | 1964 | SUB | DFO | Y | Y | Y | Commercial CHP |  |  |  |  | N |  |  | Y | [37 empty] | OP | BP | MC |  | 6.2 |  | 0.2 | 0.4 |  |  | 93.3 | 3.2¦¦ 3 | 31575 |  |  |  |  | COAL | [39 empty] | 0.9228 | 0.53555 | 14.3576
19511 | University of Alaska | 50711 | University of Alaska Fairbanks | AK | Fairbanks North Star | GEN2 | ST | OP | 1.5 | 0.5 | 1.4 |  | 1 | 1964 | SUB | DFO | Y | Y | Y | Commercial CHP |  |  |  |  | N |  |  | Y | [37 empty] | OP | BP | MC |  | 6.2 |  | 0.2 | 0.4 |  |  | 93.3 | 3.2¦¦ 3 | 31575 |  |  |  |  | COAL | [39 empty] | 0.9228 | 0.53555 | 14.3576
19511 | University of Alaska | 50711 | University of Alaska Fairbanks | AK | Fairbanks North Star | GEN3 | ST | OP | 10 | 8.1 | 10 |  | 4 | 1981 | SUB | DFO | Y | Y | Y | Commercial CHP |  |  |  |  | N |  |  | Y | [37 empty] | OP | BP | MC |  | 6.2 |  | 0.2 | 0.4 |  |  | 93.3 | 3.2¦¦ 3 | 31575 |  |  |  |  | COAL | [39 empty] | 0.9228 | 0.36636 | 13.3801
19511 | University of Alaska | 50711 | University of Alaska Fairbanks | AK | Fairbanks North Star | GEN4 | IC | OP | 9.6 | 9.6 | 9.6 |  | 8 | 2000 | DFO |  | N | Y | Y | Commercial CHP |  |  |  |  | N | [57 empty] | LIQUID | [39 empty] | 0.7385 | 0.025484 | 12.5895
19517 | United States Steel- Clairton | 50729 | Clairton Works | PA | Allegheny | GEN1 | ST | OP | 21 | 16 | 18 |  | 1 | 1955 | OG | NG | N | N | Y | Industrial CHP |  |  |  |  | N | [57 empty] | GAS | PA | US Steel (Clairton Coke) | 50729 | CLBLR2 | 2010 |  | SIPNOX | 319.68 | 6 |  | 51662.8 |  | 0.0891 | 2.972 |  | 66250.004 | 3 |  | Allegheny | Iron & Steel |  |  | 40.3097 | -79.8819 | US Steel Corporation (Owner) US Steel Corporation - Clairton Coke Ops (Operator) |  |  | Operating | Dry bottom wall-fired boiler | Other Gas |  |  |  |  | 481 | 10.4 | GAS | 31.3146 | -369.8506 | 0.0891 | 0.0044251 | 10.4
19517 | United States Steel- Clairton | 50729 | Clairton Works | PA | Allegheny | GEN3 | ST | OP | 10 | 6 | 9.4 |  | 1 | 1955 | OG | NG | N | N | N | Industrial CHP |  |  |  |  | N | [57 empty] | GAS | [39 empty] | 0.1167 | 0.0044251 | 10.4
19519 | United States Steel-Mon Valley | 50732 | Mon Valley Works | PA | Allegheny | GEN1 | ST | OP | 25 | 28 | 30 |  | 6 | 1943 | BFG | OG | Y | N | N | Industrial CHP |  |  |  |  | N | [57 empty] | GAS | PA | US Steel (Edgar Thomson) | 50732 | ETBLR1 | 2010 |  | SIPNOX | 3524.79 | 6 |  | 1001295.51 |  | 0.0184 | 12.673 |  | 1407802.081 | 3 |  | Allegheny | Iron & Steel | 3312 | Blast Furnaces and Steel Mills | 40.3925 | -79.8564 | US Steel Corporation - Edgar Thompson (Operator) US Steel Corporation (Owner) |  |  | Operating | Dry bottom wall-fired boiler | Process Gas | Other Gas |  |  |  | 525 | 10.4 | GAS | 53.1758 | 113.7371 | 0.0184 | 0.0019484 | 10.4
19519 | United States Steel-Mon Valley | 50732 | Mon Valley Works | PA | Allegheny | GEN2 | ST | OP | 25 | 28 | 30 |  | 6 | 1943 | BFG | OG | Y | N | N | Industrial CHP |  |  |  |  | N | [57 empty] | GAS | PA | US Steel (Edgar Thomson) | 50732 | ETBLR2 | 2010 |  | SIPNOX | 3595.84 | 6 |  | 1017037.44 |  | 0.0156 | 11.678 |  | 1546840.632 | 3 |  | Allegheny | Iron & Steel | 3312 | Blast Furnaces and Steel Mills | 40.3925 | -79.8564 | US Steel Corporation - Edgar Thompson (Operator) US Steel Corporation (Owner) |  |  | Operating | Dry bottom wall-fired boiler | Process Gas | Other Gas |  |  |  | 525 | 10.4 | GAS | 53.7666 | 103.8897 | 0.0156 | 0.0019484 | 10.4
19519 | United States Steel-Mon Valley | 50732 | Mon Valley Works | PA | Allegheny | GEN3 | ST | OP | 2.5 | 1.9 | 1.9 |  | 2 | 2002 | BFG | OG | Y | N | Y | Industrial CHP |  |  |  |  | N | [57 empty] | GAS | [39 empty] | 0.023461 | 0.0019484 | 10.4
19524 | University of California-LA | 52073 | UCLA So Campus Cogen Project | CA | LOS ANGELES | GEN1 | CT | OP | 14.5 | 12.5 | 13.5 |  | 10 | 1993 | NG | WO | Y | Y | Y | Commercial CHP | [62 empty] | GAS | [39 empty] | 0.12298 | 0.0012102 | 12.1961
19524 | University of California-LA | 52073 | UCLA So Campus Cogen Project | CA | LOS ANGELES | GEN2 | CT | OP | 14.5 | 12.5 | 13.5 |  | 10 | 1993 | NG | WO | Y | Y | Y | Commercial CHP | [62 empty] | GAS | [39 empty] | 0.12298 | 0.0012102 | 12.1961
19524 | University of California-LA | 52073 | UCLA So Campus Cogen Project | CA | LOS ANGELES | GEN3 | CA | OP | 14 | 11 | 12 |  | 10 | 1993 | NG | WO | N | Y | Y | Commercial CHP | [62 empty] | GAS | [39 empty] | 0 | 0 | 10.4
19526 | United States Steel-Gary | 50733 | Gary Works | IN | Lake | STG1 | ST | OP | 161 | 161 | 140 |  | 4 | 1997 | BFG | OG | Y | Y | Y | Industrial CHP |  |  |  |  | N | [6 empty] | 4BH1S¦¦4BH2S¦¦4BH3S¦¦TBB1S¦¦TBB2S¦¦TBB3S¦¦TBB5S¦¦TBB6S | 1967¦¦ 1948¦¦ 1948¦¦ 1948¦¦ 1956¦¦ 1971 | [49 empty] | GAS | IN | US Steel Corp - Gary Works | 50733 | 701B6 | 2010 |  | CAIROS | 3622.29 | 6 |  | 923593.97 |  | 0.0356 | 21.811 |  | 1192489.564 | 5 |  | Lake | Industrial Boiler |  |  | 41.6133 | -87.3281 | US Steel Corp., Gary Works (Operator) United States Steel Corporation (Owner) |  |  | Operating | Dry bottom wall-fired boiler | Process Gas | Pipeline Natural Gas |  |  |  | 710 | 10.4 | GAS | 49.483 | -914.6269 | 0.0356 | 0.0019484 | 10.4
19528 | University of Illinois | 54044 | University of Illinois Cogen Facility | IL | Cook | CT1 | GT | OP | 7.8 | 6.4 | 7.8 |  | 1 | 2002 | NG |  | N | Y | Y | Commercial CHP |  |  |  |  | N | [57 empty] | GAS | [39 empty] | 0.16092 | 0.0018516 | 10.4895
19528 | University of Illinois | 54044 | University of Illinois Cogen Facility | IL | Cook | CT2 | GT | OP | 7.8 | 6.4 | 7.8 |  | 1 | 2002 | NG |  | N | Y | Y | Commercial CHP |  |  |  |  | N | [57 empty] | GAS | [39 empty] | 0.16092 | 0.0018516 | 10.4895
19528 | University of Illinois | 54044 | University of Illinois Cogen Facility | IL | Cook | CT3 | GT | OP | 7.8 | 6.4 | 7.8 |  | 1 | 2002 | NG |  | N | Y | Y | Commercial CHP |  |  |  |  | N | [57 empty] | GAS | [39 empty] | 0.16092 | 0.0018516 | 10.4895
19528 | University of Illinois | 54044 | University of Illinois Cogen Facility | IL | Cook | GEN1 | IC | OP | 6.3 | 6.3 | 6.3 |  | 4 | 1993 | NG | DFO | Y | Y | Y | Commercial CHP |  |  |  |  | N | [57 empty] | GAS | [39 empty] | 1.1659 | 0.0016829 | 10.4
19528 | University of Illinois | 54044 | University of Illinois Cogen Facility | IL | Cook | GEN2 | IC | OP | 6.3 | 6.3 | 6.3 |  | 5 | 1993 | NG | DFO | Y | Y | Y | Commercial CHP |  |  |  |  | N | [57 empty] | GAS | [39 empty] | 1.1659 | 0.0016829 | 10.4
19528 | University of Illinois | 54044 | University of Illinois Cogen Facility | IL | Cook | GEN3 | IC | OP | 3.7 | 3.7 | 3.7 |  | 7 | 2000 | NG |  | N | Y | Y | Commercial CHP |  |  |  |  | N | [57 empty] | GAS | [39 empty] | 1.1659 | 0.0016829 | 10.4
19528 | University of Illinois | 54044 | University of Illinois Cogen Facility | IL | Cook | GEN4 | IC | OP | 3.7 | 3.7 | 3.7 |  | 7 | 2000 | NG |  | N | Y | Y | Commercial CHP |  |  |  |  | N | [57 empty] | GAS | [39 empty] | 1.1659 | 0.0016829 | 10.4
19528 | University of Illinois | 54044 | University of Illinois Cogen Facility | IL | Cook | RE1 | IC | OP | 5.5 | 5.5 | 5.5 |  | 1 | 2002 | NG |  | N | Y | Y | Commercial CHP |  |  |  |  | N | [57 empty] | GAS | [39 empty] | 1.1659 | 0.0016829 | 10.4
19528 | University of Illinois | 54044 | University of Illinois Cogen Facility | IL | Cook | RE2 | IC | OP | 5.5 | 5.5 | 5.5 |  | 1 | 2002 | NG |  | N | Y | Y | Commercial CHP |  |  |  |  | N | [57 empty] | GAS | [39 empty] | 1.1659 | 0.0016829 | 10.4
19528 | University of Illinois | 54044 | University of Illinois Cogen Facility | IL | Cook | RE3 | IC | OP | 5.5 | 5.5 | 5.5 |  | 1 | 2002 | NG |  | N | Y | Y | Commercial CHP |  |  |  |  | N | [57 empty] | GAS | [39 empty] | 1.1659 | 0.0016829 | 10.4
19528 | University of Illinois | 54780 | University of Illinois Abbott Power Plt | IL | Champaign | T1 | ST | OP | 3 | 3 | 3 |  | 11 | 1940 | NG | DFO | Y | Y | Y | Commercial CHP |  |  |  |  | N | [25 empty] | OP: ¦¦OP¦¦OP; DP: ¦¦BR¦¦BR; LS: ¦¦LS¦¦LS; N: ¦¦Y¦¦Y | ¦¦ 3.4¦¦ 3.4 | ¦¦ 90¦¦ 90 | ¦¦ 207¦¦ 207 | ¦¦ 110000¦¦ 110000 | ¦¦ 100¦¦ 100 | OP | EW |  |  | 10¦¦ 10.4¦¦ 10.1 |  | 4.5 |  |  |  | 99.8 | 6¦¦ 3¦¦ 3 | 75000¦¦ 80000 |  |  |  |  | GAS | [39 empty] | 0.52862 | 0.0008105 | 15.9478
19528 | University of Illinois | 54780 | University of Illinois Abbott Power Plt | IL | Champaign | T10 | ST | OP | 12.5 | 12.5 | 12.5 |  | 8 | 2004 | BIT | NG | Y | Y | Y | Commercial CHP |  |  |  |  | N |  |  | Y | [22 empty] | OP: ¦¦OP¦¦OP; DP: ¦¦BR¦¦BR; LS: ¦¦LS¦¦LS; N: ¦¦Y¦¦Y | ¦¦ 3.4¦¦ 3.4 | ¦¦ 90¦¦ 90 | ¦¦ 207¦¦ 207 | ¦¦ 110000¦¦ 110000 | ¦¦ 100¦¦ 100 | OP | EW |  |  | 10¦¦ 10.4¦¦ 10.1 |  | 4.5 |  |  |  | 99.8 | 6¦¦ 3¦¦ 3 | 75000¦¦ 80000 |  |  |  |  | COAL | [39 empty] | 0.44199 | 0.1247 | 10.9386
19528 | University of Illinois | 54780 | University of Illinois Abbott Power Plt | IL | Champaign | T11 | ST | OP | 12.5 | 12.5 | 12.5 |  | 6 | 2004 | BIT | NG | Y | Y | Y | Commercial CHP |  |  |  |  | N |  |  | Y | [22 empty] | OP: ¦¦OP¦¦OP; DP: ¦¦BR¦¦BR; LS: ¦¦LS¦¦LS; N: ¦¦Y¦¦Y | ¦¦ 3.4¦¦ 3.4 | ¦¦ 90¦¦ 90 | ¦¦ 207¦¦ 207 | ¦¦ 110000¦¦ 110000 | ¦¦ 100¦¦ 100 | OP | EW |  |  | 10¦¦ 10.4¦¦ 10.1 |  | 4.5 |  |  |  | 99.8 | 6¦¦ 3¦¦ 3 | 75000¦¦ 80000 |  |  |  |  | COAL | [39 empty] | 0.44199 | 0.1247 | 10.9386
19528 | University of Illinois | 54780 | University of Illinois Abbott Power Plt | IL | Champaign | T12 | ST | OP | 7 | 7 | 7 |  | 4 | 2004 | BIT | NG | Y | Y | Y | Commercial CHP |  |  |  |  | N |  |  | Y | [22 empty] | OP: ¦¦OP¦¦OP; DP: ¦¦BR¦¦BR; LS: ¦¦LS¦¦LS; N: ¦¦Y¦¦Y | ¦¦ 3.4¦¦ 3.4 | ¦¦ 90¦¦ 90 | ¦¦ 207¦¦ 207 | ¦¦ 110000¦¦ 110000 | ¦¦ 100¦¦ 100 | OP | EW |  |  | 10¦¦ 10.4¦¦ 10.1 |  | 4.5 |  |  |  | 99.8 | 6¦¦ 3¦¦ 3 | 75000¦¦ 80000 |  |  |  |  | COAL | [39 empty] | 0.55015 | 0.14141 | 10.9913
19528 | University of Illinois | 54780 | University of Illinois Abbott Power Plt | IL | Champaign | T2 | ST | OP | 3 | 3 | 3 |  | 11 | 1940 | NG | DFO | Y | Y | Y | Commercial CHP |  |  |  |  | N | [25 empty] | OP: ¦¦OP¦¦OP; DP: ¦¦BR¦¦BR; LS: ¦¦LS¦¦LS; N: ¦¦Y¦¦Y | ¦¦ 3.4¦¦ 3.4 | ¦¦ 90¦¦ 90 | ¦¦ 207¦¦ 207 | ¦¦ 110000¦¦ 110000 | ¦¦ 100¦¦ 100 | OP | EW |  |  | 10¦¦ 10.4¦¦ 10.1 |  | 4.5 |  |  |  | 99.8 | 6¦¦ 3¦¦ 3 | 75000¦¦ 80000 |  |  |  |  | GAS | [39 empty] | 0.52862 | 0.0008105 | 15.9478
19528 | University of Illinois | 54780 | University of Illinois Abbott Power Plt | IL | Champaign | T3 | ST | OP | 3 | 3 | 3 |  | 11 | 1948 | NG | DFO | Y | Y | Y | Commercial CHP |  |  |  |  | N | [25 empty] | OP: ¦¦OP¦¦OP; DP: ¦¦BR¦¦BR; LS: ¦¦LS¦¦LS; N: ¦¦Y¦¦Y | ¦¦ 3.4¦¦ 3.4 | ¦¦ 90¦¦ 90 | ¦¦ 207¦¦ 207 | ¦¦ 110000¦¦ 110000 | ¦¦ 100¦¦ 100 | OP | EW |  |  | 10¦¦ 10.4¦¦ 10.1 |  | 4.5 |  |  |  | 99.8 | 6¦¦ 3¦¦ 3 | 75000¦¦ 80000 |  |  |  |  | GAS | [39 empty] | 0.54582 | 0.0008351 | 15.1258
19528 | University of Illinois | 54780 | University of Illinois Abbott Power Plt | IL | Champaign | T4 | ST | OP | 3 | 3 | 3 |  | 2 | 1951 | NG | DFO | Y | Y | Y | Commercial CHP |  |  |  |  | N | [25 empty] | OP: ¦¦OP¦¦OP; DP: ¦¦BR¦¦BR; LS: ¦¦LS¦¦LS; N: ¦¦Y¦¦Y | ¦¦ 3.4¦¦ 3.4 | ¦¦ 90¦¦ 90 | ¦¦ 207¦¦ 207 | ¦¦ 110000¦¦ 110000 | ¦¦ 100¦¦ 100 | OP | EW |  |  | 10¦¦ 10.4¦¦ 10.1¦¦ 10 |  | 4.5 |  |  |  | 99.8 | 6¦¦ 3¦¦ 3¦¦ 6 | 75000¦¦ 80000¦¦ 75000 |  |  |  |  | GAS | [39 empty] | 0.55301 | 0.0008453 | 14.8175
19528 | University of Illinois | 54780 | University of Illinois Abbott Power Plt | IL | Champaign | T6 | ST | OP | 7.5 | 7.5 | 7.5 |  | 6 | 1959 | BIT | NG | Y | Y | Y | Commercial CHP |  |  |  |  | N |  |  | Y | [22 empty] | OP: OP; DP: BR; LS: LS; N: Y | 3.4 | 90 | 207 | 110000 | 100 | OP | EW |  |  | 10.4¦¦ 10.1¦¦ 10 |  | 4.5 |  |  |  | 99.8 | 3¦¦ 6 | 75000¦¦ 80000¦¦ 75000 |  |  |  |  | COAL | [39 empty] | 0.86535 | 0.57765 | 13.4178
19528 | University of Illinois | 54780 | University of Illinois Abbott Power Plt | IL | Champaign | T7 | ST | OP | 7.5 | 7.5 | 7.5 |  | 8 | 1962 | BIT | NG | Y | Y | Y | Commercial CHP |  |  |  |  | N |  |  | Y | [22 empty] | OP: OP; DP: BR; LS: LS; N: Y | 3.4 | 90 | 207 | 110000 | 100 | OP | EW |  |  | 10.4¦¦ 10.1¦¦ 10 |  | 4.5 |  |  |  | 99.8 | 3¦¦ 6 | 75000¦¦ 80000¦¦ 75000 |  |  |  |  | COAL | [39 empty] | 0.85369 | 0.55483 | 13.2556
19528 | University of Illinois | 54780 | University of Illinois Abbott Power Plt | IL | Champaign | T8 | GT | OP | 13 | 13 | 13 |  | 9 | 2003 | NG | DFO | Y | Y | Y | Commercial CHP |  |  |  |  | N | [57 empty] | GAS | [39 empty] | 0.12297 | 0.0015024 | 10.6326
19528 | University of Illinois | 54780 | University of Illinois Abbott Power Plt | IL | Champaign | T9 | GT | OP | 13 | 13 | 13 |  | 11 | 2003 | NG | DFO | Y | Y | Y | Commercial CHP |  |  |  |  | N | [57 empty] | GAS | [39 empty] | 0.12297 | 0.0015024 | 10.6326
19533 | University of Oklahoma | 50307 | University of Oklahoma | OK | Cleveland | GEN1 | ST | OP | 7.5 | 7.5 | 7.5 |  | 9 | 1964 | NG |  | N | N | Y | Commercial CHP |  |  |  |  | N | [57 empty] | GAS | [39 empty] | 0.30026 | 0.0006282 | 12.915
19533 | University of Oklahoma | 50307 | University of Oklahoma | OK | Cleveland | GEN2 | ST | OP | 2.5 | 2.5 | 2.5 |  | 1 | 2001 | NG |  | N | N | Y | Commercial CHP |  |  |  |  | N | [57 empty] | GAS | [39 empty] | 0.7164 | 0.0008053 | 9.6473
19533 | University of Oklahoma | 50307 | University of Oklahoma | OK | Cleveland | GEN3 | ST | OP | 2.5 | 2.5 | 2.5 |  | 8 | 1949 | NG |  | N | N | Y | Commercial CHP |  |  |  |  | N | [57 empty] | GAS | [39 empty] | 0.43246 | 0.0005029 | 15.197
19533 | University of Oklahoma | 50307 | University of Oklahoma | OK | Cleveland | GEN4 | ST | OP | 4.3 | 4.3 | 4.3 |  | 1 | 1985 | NG |  | N | N | Y | Commercial CHP |  |  |  |  | N | [57 empty] | GAS | [39 empty] | 0.4405 | 0.0006755 | 11.2666
19533 | University of Oklahoma | 50307 | University of Oklahoma | OK | Cleveland | GEN5 | IC | OP | 1.8 | 1.8 | 1.8 |  | 1 | 2001 | DFO |  | N | N | Y | Commercial CHP |  |  |  |  | N | [57 empty] | LIQUID | [39 empty] | 0.7385 | 0.025484 | 12.5895
19537 | University of Texas at Austin | 50118 | Hal C Weaver Power Plant | TX | Travis | GEN10 | CT | OP | 34.4 | 33 | 32.5 |  | 3 | 2010 | NG |  | N | Y | Y | Commercial CHP |  |  |  |  | N | [57 empty] | GAS | [39 empty] | 0.023558 | 0.0009257 | 9.1328
19537 | University of Texas at Austin | 50118 | Hal C Weaver Power Plant | TX | Travis | GEN4 | CA | OP | 7.6 | 7.6 | 7.6 |  | 10 | 1951 | NG | DFO | Y | Y | Y | Commercial CHP |  |  |  |  | N | [57 empty] | GAS | [39 empty] | 0 | 0 | 10.4
19537 | University of Texas at Austin | 50118 | Hal C Weaver Power Plant | TX | Travis | GEN5 | CA | OP | 6 | 6 | 6 |  | 9 | 1959 | NG | DFO | Y | Y | Y | Commercial CHP |  |  |  |  | N | [57 empty] | GAS | [39 empty] | 0 | 0 | 10.4
19537 | University of Texas at Austin | 50118 | Hal C Weaver Power Plant | TX | Travis | GEN7 | CA | OP | 28.8 | 27.6 | 27.2 |  | 1 | 1979 | NG | DFO | Y | Y | Y | Commercial CHP | [62 empty] | GAS | [39 empty] | 0 | 0 | 10.4
19537 | University of Texas at Austin | 50118 | Hal C Weaver Power Plant | TX | Travis | GEN8 | CT | OP | 48.5 | 46.5 | 45.8 |  | 11 | 1987 | NG |  | N | Y | Y | Commercial CHP |  |  |  |  | N | [57 empty] | GAS | [39 empty] | 0.073801 | 0.0009143 | 11.9684
19537 | University of Texas at Austin | 50118 | Hal C Weaver Power Plant | TX | Travis | GEN9 | CA | OP | 27.2 | 26.1 | 25.7 |  | 11 | 2004 | NG | DFO | Y | Y | Y | Commercial CHP |  |  |  |  | N | [57 empty] | GAS | [39 empty] | 0 | 0 | 10.4
19539 | University of Iowa | 54775 | University of Iowa Main Power Plant | IA | Johnson | GEN1 | ST | OP | 3 | 3 | 3 |  | 1 | 1947 | BIT | OBS | Y | Y | Y | Commercial CHP |  |  |  |  | N |  | Y | Y | [37 empty] | OP | EK¦¦BP | MC |  | 9.9¦¦ 8.4 |  | 1.5 |  |  |  | 97.5¦¦ 99 | 25¦¦ 8 | 100522¦¦ 83478 |  |  |  |  | COAL | [39 empty] | 0.9544 | 1.8392 | 15.1414
19539 | University of Iowa | 54775 | University of Iowa Main Power Plant | IA | Johnson | GEN2 | ST | OP | 3 | 3 | 3 |  | 1 | 1956 | BIT | OBS | Y | Y | Y | Commercial CHP |  |  |  |  | N |  | Y | Y | [37 empty] | OP | EK¦¦BP | MC |  | 9.9¦¦ 8.4 |  | 1.5 |  |  |  | 97.5¦¦ 99 | 25¦¦ 8 | 100522¦¦ 83478 |  |  |  |  | COAL | [39 empty] | 0.9544 | 1.6601 | 14.4911
19539 | University of Iowa | 54775 | University of Iowa Main Power Plant | IA | Johnson | GEN6 | ST | OP | 15 | 15 | 15 |  | 1 | 1974 | BIT | OBS | Y | Y | Y | Commercial CHP |  |  |  |  | N |  | Y | Y | [37 empty] | OP | EK¦¦BP | MC |  | 9.9¦¦ 8.4 |  | 1.5 |  |  |  | 97.5¦¦ 99 | 25¦¦ 8 | 100522¦¦ 83478 |  |  |  |  | COAL | [39 empty] | 0.65091 | 0.89448 | 12.0857
19539 | University of Iowa | 57672 | Oakdale Renewable Energy Plant | IA | Johnson | GE1 | IC | OP | 1.4 | 1.4 | 1.4 |  | 6 | 2010 | NG |  | N | Y | N | Commercial Non-CHP |  | LFG | 2012 | [59 empty] | GAS | [39 empty] | 1.1659 | 0.0016829 | 10.4
19539 | University of Iowa | 57672 | Oakdale Renewable Energy Plant | IA | Johnson | GE2 | IC | OP | 1.4 | 1.4 | 1.4 |  | 6 | 2010 | NG |  | N | Y | N | Commercial Non-CHP |  | LFG | 2012 | [59 empty] | GAS | [39 empty] | 1.1659 | 0.0016829 | 10.4
19541 | University of North Carolina | 54276 | Univ of NC Chapel Hill Cogen Facility | NC | Orange | TG3 | ST | OP | 28 | 28.7 | 28.7 |  | 7 | 1991 | BIT | NG | N | Y | Y | Commercial CHP |  |  |  |  | N |  | Y | [38 empty] | OP | BP |  |  | 15 |  | 2.5¦¦ 2.1 |  | 0.5 |  | 99.8 | 0.61 | 214000 |  |  |  |  | COAL | NC | University of NC Chapel Hill | 54276 | ES002 | 2010 |  | CAIROS | 3022.75 | 6 |  | 322675 |  | 0.2762 | 74.963 |  | 523857.675 | 4 |  | Orange | Cogeneration |  |  | 35.9069 | -79.0617 | University of North Carolina at Chapel Hill (Owner/Operator) |  |  | Operating | Circulating fluidized bed boiler | Coal | Diesel Oil, Pipeline Natural Gas | Fluidized Bed Limestone Injection |  | Baghouse | 335 | 10.4 | COAL | 33.9734 | -91.8713 | 0.2762 | 0.61028 | 11.3516
19545 | Black Hills Power Inc | 3325 | Ben French | SD | Pennington | GT1 | GT | OP | 25 | 17 | 25 |  | 7 | 1977 | NG | DFO | Y | Y | N | Electric Utility |  |  |  |  | N | [57 empty] | GAS | [39 empty] | 0.18657 | 0.0023959 | 12.5495
19545 | Black Hills Power Inc | 3325 | Ben French | SD | Pennington | GT2 | GT | OP | 25 | 17 | 25 |  | 8 | 1977 | NG | DFO | Y | Y | N | Electric Utility |  |  |  |  | N | [57 empty] | GAS | [39 empty] | 0.18657 | 0.0023959 | 12.5495
19545 | Black Hills Power Inc | 3325 | Ben French | SD | Pennington | GT3 | GT | OP | 25 | 17 | 25 |  | 6 | 1978 | NG | DFO | Y | Y | N | Electric Utility |  |  |  |  | N |  |  | N | [54 empty] | GAS | [39 empty] | 0.1836 | 0.0023523 | 12.4879
19545 | Black Hills Power Inc | 3325 | Ben French | SD | Pennington | GT4 | GT | OP | 25 | 17 | 25 |  | 6 | 1979 | NG | DFO | Y | Y | N | Electric Utility |  |  |  |  | N | [57 empty] | GAS | [39 empty] | 0.18058 | 0.0023081 | 12.4264
19545 | Black Hills Power Inc | 3325 | Ben French | SD | Pennington | ST1 | ST | OP | 25 | 21.6 | 21.6 |  | 1 | 1961 | SUB | DFO | Y | Y | N | Electric Utility |  |  |  | 2014 | N |  |  | Y | [37 empty] | OP | EK |  |  | 5.2 |  | 0.3 | 0.3 | 0.1 | 0.1 | 98.6 | 8.7 | 164927 |  |  |  |  | COAL | [39 empty] | 0.47854 | 0.62806 | 12.5318
19545 | Black Hills Power Inc | 4150 | Neil Simpson | WY | Campbell | 5 | ST | OP | 21.7 | 14.6 | 18.6 |  | 9 | 1969 | SUB | DFO | N | Y | N | Electric Utility |  |  |  | 2014 | N | Y |  | N | [37 empty] | OP | EC |  |  | 6.1 | 0 | 0.5 | 0.5 | 0.1 | 0.1 | 99.9 | 1.57 | 113590 |  |  |  |  | COAL | [39 empty] | 0.48921 | 0.57991 | 12.4727
19545 | Black Hills Power Inc | 7504 | Neil Simpson II | WY | Campbell | 2 | ST | OP | 80 | 80 | 80 |  | 9 | 1995 | SUB | DFO | N | Y | N | Electric Utility |  |  |  |  | N | Y | [56 empty] | COAL | WY | Neil Simpson II | 7504 | 1 | 2010 |  | ARP | 8574.07 | 12 | 770803.44 |  | 558.741 | 0.1483 | 630.622 | 890584.485 | 8491472.054 | 8 | Western Electricity Coordinating Council | Campbell | Electric Utility | 4911 | Electric Services | 44.2853 | -105.3841 | Black Hills Power, Inc (Owner/Operator) | Phase 2 |  | Operating | Dry bottom wall-fired boiler | Coal |  | Dry Lime FGD | Low NOx Burner Technology w/ Overfire Air | Electrostatic Precipitator | 1300 | 10.4 | COAL | 125 | 218.75 | 0.1483 | 0.1316 | 11.4243
19545 | Black Hills Power Inc | 7504 | Neil Simpson II | WY | Campbell | GT1 | GT | OP | 40 | 34 | 39.2 |  | 6 | 2000 | NG |  | N | Y | N | Electric Utility |  |  |  |  | N | [57 empty] | GAS | WY | Neil Simpson II | 7504 | CT1 | 2010 |  | ARP | 493.59 | 12 | 14035.71 |  | 0.041 | 0.0528 | 3.264 | 8204.348 | 138054.869 | 8 | Western Electricity Coordinating Council | Campbell | Electric Utility | 4911 | Electric Services | 44.2853 | -105.3841 | Black Hills Power, Inc (Owner/Operator) | Phase 2 |  | Operating | Combustion turbine | Pipeline Natural Gas |  |  | Dry Low NOx Burners |  | 373 | 9.2677 | GAS | 40 | 489.7959 | 0.0528 | 0.000594 | 9.2677
19545 | Black Hills Power Inc | 55477 | Neil Simpson Gas Turbine #2 | WY | Campbell | GT2 | GT | OP | 40 | 34 | 39.2 |  | 4 | 2001 | NG |  | N | Y | N | IPP Non-CHP |  |  |  |  | N | [57 empty] | GAS | WY | Neil Simpson II (CT2) | 55477 | CT2 | 2010 |  | ARP | 86.61 | 12 | 2019.19 |  | 0.006 | 0.0744 | 0.736 | 1209.031 | 20346.76 | 8 |  | Campbell | Electric Utility | 4911 | Electric Services | 44.2853 | -105.3841 | Black Hills Wyoming, LLC (Owner) Black Hills Power, Inc (Operator) | Phase 2 |  | Operating | Combustion turbine | Pipeline Natural Gas |  |  | Dry Low NOx Burners |  | 373 | 8.9612 | GAS | 39 | 497.4359 | 0.0744 | 0.00059 | 8.9612
19545 | Black Hills Power Inc | 55478 | Lange Gas Turbines | SD | Pennington | 1 | GT | OP | 40 | 34 | 39.2 |  | 3 | 2002 | NG |  | N | Y | N | Electric Utility |  |  |  |  | N | [57 empty] | GAS | SD | Lange | 55478 | CT1 | 2010 |  | ARP | 207.74 | 12 | 5999.83 |  | 0.018 | 0.0686 | 1.777 | 3504.812 | 58969.711 | 8 |  | Pennington | Electric Utility | 4911 | Electric Services | 44.1212 | -103.2608 | Black Hills Power, Inc (Owner/Operator) | Phase 2 |  | Operating | Combustion turbine | Pipeline Natural Gas |  |  | Dry Low NOx Burners |  | 392 | 9.2707 | GAS | 42 | 464.2857 | 0.0686 | 0.00061 | 9.2707
19545 | Black Hills Power Inc | 55479 | Wygen 1 | WY | CAMPBELL | 1 | ST | OP | 88 | 70 | 90 |  | 1 | 2003 | SUB | NG | N | Y | N | IPP Non-CHP |  |  |  |  | N | Y |  | N | [54 empty] | COAL | WY | Wygen I | 55479 | 1 | 2010 |  | ARP | 7731.01 | 12 | 711878.76 |  | 538.525 | 0.1355 | 528.875 | 819665.75 | 7815306.308 | 8 |  | Campbell | Electric Utility | 4911 | Electric Services | 44.2862 | -105.3843 | Municipal Energy Agency of Nebraska (Owner) Black Hills Wyoming, LLC (Owner) Black Hills Power, Inc (Operator) | Phase 2 |  | Operating | Dry bottom wall-fired boiler | Coal |  | Dry Lime FGD | Low NOx Burner Technology w/ Overfire Air Selective Catalytic Reduction | Baghouse | 1300 | 10.4 | COAL | 125 | 1805.5556 | 0.1355 | 0.13781 | 11.3562
19545 | Black Hills Power Inc | 56319 | Wygen 2 | WY | Campbell | 1 | ST | OP | 95 | 85 | 95 |  | 1 | 2008 | SUB | NG | N | N | N | Electric Utility |  |  |  |  | N | Y | [56 empty] | COAL | WY | Wygen II | 56319 | 1 | 2010 |  | ARP | 8429.94 | 12 | 795139.27 |  | 213.481 | 0.0632 | 288.591 | 959720.889 | 9150621.463 | 8 | Western Electricity Coordinating Council | Campbell | Electric Utility | 4911 | Electric Services | 44.2911 | -105.3815 | Cheyenne Light, Fuel and Power (Owner) Black Hills Power, Inc (Operator) | Phase 2 |  | Operating | Dry bottom wall-fired boiler | Coal |  | Dry Lime FGD | Low NOx Burner Technology w/ Overfire Air Selective Catalytic Reduction | Baghouse | 1300 | 10.4 | COAL | 125 | 1842.1053 | 0.0632 | 0.046659 | 11.3208
19545 | Black Hills Power Inc | 56596 | Wygen III | WY | CAMPBELL | 5 | ST | OP | 116.2 | 100 | 100 |  | 4 | 2010 | SUB | NG | N | Y | N | Electric Utility | [5 empty] | Y |  | N | [54 empty] | COAL | WY | Wygen III | 56596 | 1 | 2010 |  | ARP | 5507.21 | 9 | 602860.55 |  | 173.079 | 0.0456 | 130.386 | 625869.537 | 5967481.86 | 8 | Western Electricity Coordinating Council | Campbell | Electric Utility |  |  | 44.2892 | -105.3795 | Montana Dakota Utilities Company (Owner) Black Hills Power, Inc (Owner/Operator) Consolidated WY Municipalities Electric Power System JPB (Owner) (Started Sep 08, 2010) | Phase 2 |  | Operating (Started 01/11/2010) | Dry bottom wall-fired boiler (Started Jan 11, 2010) | Coal |  |  |  |  | 1300 | 10.4 | COAL | 131.3316 | 343.3422 | 0.0456 | 0.058007 | 9.8986
19547 | Hawaiian Electric Co Inc | 764 | Honolulu | HI | Honolulu | H8 | ST | OP | 50 | 48.6 | 48.6 |  | 12 | 1954 | RFO |  | N | Y | N | Electric Utility |  |  |  |  | N | [57 empty] | LIQUID | [39 empty] | 0.3758 | 0.75624 | 11.4917
19547 | Hawaiian Electric Co Inc | 764 | Honolulu | HI | Honolulu | H9 | ST | OP | 54.4 | 51.7 | 51.7 |  | 11 | 1957 | RFO |  | N | Y | N | Electric Utility |  |  |  |  | N | [57 empty] | LIQUID | [39 empty] | 0.3758 | 0.85814 | 11.3117
19547 | Hawaiian Electric Co Inc | 765 | Kahe | HI | Honolulu | K1 | ST | OP | 81.6 | 77.9 | 77.9 |  | 3 | 1963 | RFO |  | N | Y | N | Electric Utility | [62 empty] | LIQUID | [39 empty] | 0.3758 | 0.98091 | 10.8145
19547 | Hawaiian Electric Co Inc | 765 | Kahe | HI | Honolulu | K2 | ST | OP | 81.6 | 78.1 | 78.1 |  | 9 | 1964 | RFO |  | N | Y | N | Electric Utility | [62 empty] | LIQUID | [39 empty] | 0.3758 | 1.053 | 10.8069
19547 | Hawaiian Electric Co Inc | 765 | Kahe | HI | Honolulu | K3 | ST | OP | 85.8 | 82.1 | 82.1 |  | 8 | 1970 | RFO |  | N | Y | N | Electric Utility | [62 empty] | LIQUID | [39 empty] | 0.3758 | 1.6151 | 10.7333
19547 | Hawaiian Electric Co Inc | 765 | Kahe | HI | Honolulu | K4 | ST | OP | 90.9 | 87.2 | 87.2 |  | 6 | 1972 | RFO |  | N | Y | N | Electric Utility | [62 empty] | LIQUID | [39 empty] | 0.3758 | 1.8419 | 10.6947
19547 | Hawaiian Electric Co Inc | 765 | Kahe | HI | Honolulu | K5 | ST | OP | 134.9 | 128.1 | 128.1 |  | 12 | 1974 | RFO |  | N | Y | N | Electric Utility | [62 empty] | LIQUID | [39 empty] | 0.3758 | 1.7013 | 10.5328
19547 | Hawaiian Electric Co Inc | 765 | Kahe | HI | Honolulu | K6 | ST | OP | 134.9 | 128.7 | 128.7 |  | 3 | 1981 | RFO |  | N | Y | N | Electric Utility | [62 empty] | LIQUID | [39 empty] | 0.3758 | 2.7914 | 10.6303
19547 | Hawaiian Electric Co Inc | 766 | Waiau | HI | Honolulu | W10 | GT | OP | 51.3 | 51.2 | 51.2 |  | 12 | 1973 | DFO |  | N | Y | N | Electric Utility | [62 empty] | LIQUID | [39 empty] | 1.3507 | 0.0070064 | 16.3753
19547 | Hawaiian Electric Co Inc | 766 | Waiau | HI | Honolulu | W3 | ST | OP | 50 | 47.2 | 47.2 |  | 12 | 1947 | RFO |  | N | Y | N | Electric Utility | [62 empty] | LIQUID | [39 empty] | 0.3758 | 0.51337 | 11.6952
19547 | Hawaiian Electric Co Inc | 766 | Waiau | HI | Honolulu | W4 | ST | OP | 50 | 47.7 | 47.7 |  | 10 | 1950 | RFO |  | N | Y | N | Electric Utility | [62 empty] | LIQUID | [39 empty] | 0.3758 | 0.60292 | 11.6099
19547 | Hawaiian Electric Co Inc | 766 | Waiau | HI | Honolulu | W5 | ST | OP | 54.4 | 51.9 | 51.9 |  | 9 | 1959 | RFO |  | N | Y | N | Electric Utility | [62 empty] | LIQUID | [39 empty] | 0.3758 | 0.97488 | 11.2664
19547 | Hawaiian Electric Co Inc | 766 | Waiau | HI | Honolulu | W6 | ST | OP | 54.4 | 51.8 | 51.8 |  | 6 | 1961 | RFO |  | N | Y | N | Electric Utility | [62 empty] | LIQUID | [39 empty] | 0.3758 | 1.1123 | 11.2167
19547 | Hawaiian Electric Co Inc | 766 | Waiau | HI | Honolulu | W7 | ST | OP | 81.6 | 77.8 | 77.8 |  | 10 | 1966 | RFO |  | N | Y | N | Electric Utility | [62 empty] | LIQUID | [39 empty] | 0.3758 | 1.2172 | 10.7937
19547 | Hawaiian Electric Co Inc | 766 | Waiau | HI | Honolulu | W8 | ST | OP | 81.6 | 77.8 | 77.8 |  | 11 | 1968 | RFO |  | N | Y | N | Electric Utility | [62 empty] | LIQUID | [39 empty] | 0.3758 | 1.4188 | 10.7786
19547 | Hawaiian Electric Co Inc | 766 | Waiau | HI | Honolulu | W9 | GT | OP | 51.3 | 51.2 | 51.2 |  | 6 | 1973 | DFO |  | N | Y | N | Electric Utility | [62 empty] | LIQUID | [39 empty] | 1.3507 | 0.0070064 | 16.3753
19547 | Hawaiian Electric Co Inc | 56329 | Campbell Industrial Park | HI | Honolulu | CIP1 | GT | OP | 113 | 113 | 113 |  | 7 | 2009 | OBL | DFO | Y | Y | N | Electric Utility |  |  |  |  | N |  |  |  | N | [53 empty] | LIQUID | [39 empty] | 0.06748 | 0.026988 | 10.4
19553 | Unisea Inc | 54422 | Unisea G 2 | AK | Aleutian Islands | GEN1 | IC | OP | 2.5 | 2.2 | 2.2 |  | 8 | 1990 | DFO | OBL | N | N | N | Industrial Non-CHP |  |  |  |  | N | [57 empty] | LIQUID | [39 empty] | 0.7385 | 0.025484 | 12.5895
19553 | Unisea Inc | 54422 | Unisea G 2 | AK | Aleutian Islands | GEN2 | IC | OP | 2.6 | 2.3 | 2.3 |  | 8 | 1990 | DFO | OBL | N | N | N | Industrial Non-CHP |  |  |  |  | N | [57 empty] | LIQUID | [39 empty] | 0.7385 | 0.025484 | 12.5895
19553 | Unisea Inc | 54422 | Unisea G 2 | AK | Aleutian Islands | GEN3 | IC | OP | 2.7 | 2.3 | 2.3 |  | 8 | 1990 | DFO | OBL | N | N | N | Industrial Non-CHP |  |  |  |  | N | [57 empty] | LIQUID | [39 empty] | 0.7385 | 0.025484 | 12.5895
19553 | Unisea Inc | 54422 | Unisea G 2 | AK | Aleutian Islands | GEN4 | IC | OP | 2.5 | 2.2 | 2.2 |  | 8 | 1990 | DFO | OBL | N | Y | N | Industrial Non-CHP |  |  |  |  | N | [57 empty] | LIQUID | [39 empty] | 0.7385 | 0.025484 | 12.5895
19553 | Unisea Inc | 54422 | Unisea G 2 | AK | Aleutian Islands | GEN5 | IC | OP | 2.7 | 2.3 | 2.3 |  | 8 | 1990 | DFO | OBL | N | Y | N | Industrial Non-CHP |  |  |  |  | N | [57 empty] | LIQUID | [39 empty] | 0.7385 | 0.025484 | 12.5895
19553 | Unisea Inc | 54422 | Unisea G 2 | AK | Aleutian Islands | GEN6 | IC | OP | 2.5 | 2.2 | 2.2 |  | 8 | 1990 | DFO | OBL | N | Y | N | Industrial Non-CHP |  |  |  |  | N | [57 empty] | LIQUID | [39 empty] | 0.7385 | 0.025484 | 12.5895
19558 | Homer Electric Assn Inc | 7367 | Bradley Lake | AK | Kenai Peninsula | 1 | HY | OP | 63 | 63 | 63 |  | 6 | 1991 | WAT |  | N | Y | N | Electric Utility |  |  |  |  | N | [57 empty] | N/A | [39 empty] | 0 | 0 | 10.4
19558 | Homer Electric Assn Inc | 7367 | Bradley Lake | AK | Kenai Peninsula | 2 | HY | OP | 63 | 63 | 63 |  | 6 | 1991 | WAT |  | N | Y | N | Electric Utility |  |  |  |  | N | [57 empty] | N/A | [39 empty] | 0 | 0 | 10.4
19558 | Homer Electric Assn Inc | 55966 | Nikiski Co-Generation | AK | Kenai Peninsula | GT1 | GT | OP | 37.9 | 37.9 | 42 |  | 9 | 1986 | NG |  | N | Y | N | Electric Utility | CT |  | 2012 | [59 empty] | GAS | [39 empty] | 0.09534 | 0.0008574 | 13.0382
19560 | Tri-Dam Power Authority | 50400 | Sand Bar Power Plant | CA | Tuolumne | GEN1 | HY | OP | 16.2 | 15 | 14 |  | 5 | 1986 | WAT |  | N | Y | N | IPP Non-CHP | [62 empty] | N/A | [39 empty] | 0 | 0 | 10.4
19564 | University of Notre Dame | 50366 | University of Notre Dame | IN | ST JOSEPH | GEN1 | ST | OP | 3 | 3 | 3 |  | 6 | 1962 | BIT | NG | Y | N | Y | Commercial CHP |  |  |  |  | N |  |  | Y | [54 empty] | COAL | [39 empty] | 0.9544 | 1.6503 | 14.0561
19564 | University of Notre Dame | 50366 | University of Notre Dame | IN | ST JOSEPH | GEN2 | ST | OP | 1.7 | 1.7 | 1.7 |  | 7 | 1952 | BIT | NG | Y | N | Y | Commercial CHP |  |  |  |  | N |  |  | Y | [54 empty] | COAL | [39 empty] | 0.9544 | 2.1168 | 15.4002
19564 | University of Notre Dame | 50366 | University of Notre Dame | IN | ST JOSEPH | GEN5 | ST | OP | 2 | 2 | 2 |  | 9 | 1956 | BIT | NG | Y | N | Y | Commercial CHP |  |  |  |  | N |  |  | Y | [54 empty] | COAL | [39 empty] | 0.9544 | 1.9487 | 14.9128
19564 | University of Notre Dame | 50366 | University of Notre Dame | IN | ST JOSEPH | GEN6 | ST | OP | 5 | 5 | 5 |  | 2 | 1967 | BIT | NG | Y | N | Y | Commercial CHP |  |  |  |  | N |  |  | Y | [54 empty] | COAL | [39 empty] | 0.93789 | 1.3732 | 13.2731
19564 | University of Notre Dame | 50366 | University of Notre Dame | IN | ST JOSEPH | GEN7 | ST | OP | 9.4 | 9.4 | 9.4 |  | 3 | 2000 | BIT | NG | Y | N | Y | Commercial CHP |  |  |  |  | N |  |  | Y | [54 empty] | COAL | [39 empty] | 0.53317 | 0.45425 | 11.1159
19564 | University of Notre Dame | 50366 | University of Notre Dame | IN | ST JOSEPH | GEN8 | IC | OP | 1.9 | 1.7 | 1.8 |  | 10 | 2006 | DFO |  | N | N | N | Commercial CHP |  |  |  |  | N | [57 empty] | LIQUID | [39 empty] | 0.7385 | 0.025484 | 12.5895
19564 | University of Notre Dame | 50366 | University of Notre Dame | IN | ST JOSEPH | GEN9 | IC | OP | 1.9 | 1.7 | 1.8 |  | 10 | 2006 | DFO |  | N | N | N | Commercial CHP |  |  |  |  | N | [57 empty] | LIQUID | [39 empty] | 0.7385 | 0.025484 | 12.5895
19564 | University of Notre Dame | 50366 | University of Notre Dame | IN | ST JOSEPH | GN10 | IC | OP | 1.9 | 1.7 | 1.8 |  | 10 | 2006 | DFO |  | N | N | N | Commercial CHP |  |  |  |  | N | [57 empty] | LIQUID | [39 empty] | 0.7385 | 0.025484 | 12.5895
19578 | Upper Peninsula Power Co | 1771 | Escanaba | MI | Delta | 1 | ST | OP | 11.5 | 13 | 13 |  | 5 | 1958 | BIT |  | N | Y | N | Electric Utility |  |  |  |  | N |  |  | Y | [54 empty] | COAL | [39 empty] | 0.85204 | 1.1277 | 13.1047
19578 | Upper Peninsula Power Co | 1771 | Escanaba | MI | Delta | 2 | ST | OP | 11.5 | 13 | 13 |  | 5 | 1958 | BIT |  | N | Y | N | Electric Utility |  |  |  |  | N |  |  | Y | [54 empty] | COAL | [39 empty] | 0.85204 | 1.1277 | 13.1047
19578 | Upper Peninsula Power Co | 1771 | Escanaba | MI | Delta | 3 | GT | OP | 17.9 | 15.5 | 19.5 |  | 3 | 2003 | DFO |  | N | Y | N | Electric Utility |  |  |  |  | N | [57 empty] | LIQUID | [39 empty] | 0.29729 | 0.016954 | 15.3295
19578 | Upper Peninsula Power Co | 1773 | Prickett | MI | Baraga | 1 | HY | OP | 1.1 | 0.4 | 0.4 |  | 11 | 1931 | WAT |  | N | Y | N | Electric Utility |  |  |  |  | N | [57 empty] | N/A | [39 empty] | 0 | 0 | 10.4
19578 | Upper Peninsula Power Co | 1774 | Victoria | MI | Ontonagon | 1 | HY | OP | 6 | 5.3 | 5.3 |  | 1 | 1931 | WAT |  | N | Y | N | Electric Utility |  |  |  |  | N | [57 empty] | N/A | [39 empty] | 0 | 0 | 10.4
19578 | Upper Peninsula Power Co | 1774 | Victoria | MI | Ontonagon | 2 | HY | OP | 6 | 5.3 | 5.3 |  | 1 | 1931 | WAT |  | N | Y | N | Electric Utility |  |  |  |  | N | [57 empty] | N/A | [39 empty] | 0 | 0 | 10.4
19578 | Upper Peninsula Power Co | 7116 | McClure | MI | Marquette | 1 | HY | OP | 4 | 3.1 | 2 |  | 2 | 1988 | WAT |  | N | Y | N | Electric Utility |  |  |  |  | N | [57 empty] | N/A | [39 empty] | 0 | 0 | 10.4
19578 | Upper Peninsula Power Co | 7118 | Cataract | MI | Marquette | 1 | HY | OP | 2 | 0.6 | 0.3 |  | 2 | 1988 | WAT |  | N | Y | N | Electric Utility |  |  |  |  | N | [57 empty] | N/A | [39 empty] | 0 | 0 | 10.4
19578 | Upper Peninsula Power Co | 7119 | Gladstone | MI | Delta | 1 | GT | OP | 22.6 | 18.6 | 24.6 |  | 11 | 1975 | DFO |  | N | Y | N | Electric Utility |  |  |  |  | N | [57 empty] | LIQUID | [39 empty] | 0.82383 | 0.13186 | 12.7035
19578 | Upper Peninsula Power Co | 1773 | Prickett | MI | Baraga | 2 | HY | OP | 1.1 | 0.4 | 0.4 |  | 11 | 1931 | WAT |  | N | Y | N | Electric Utility |  |  |  |  | N | [57 empty] | N/A | [39 empty] | 0 | 0 | 10.4
19578 | Upper Peninsula Power Co | 7115 | Hoist | MI | Marquette | 2 | HY | OP | 1.4 | 0.9 | 0.5 |  | 2 | 1988 | WAT |  | N | Y | N | Electric Utility |  |  |  |  | N | [57 empty] | N/A | [39 empty] | 0 | 0 | 10.4
19578 | Upper Peninsula Power Co | 7115 | Hoist | MI | Marquette | 3 | HY | OP | 2 | 1.3 | 0.8 |  | 2 | 1988 | WAT |  | N | Y | N | Electric Utility |  |  |  |  | N | [57 empty] | N/A | [39 empty] | 0 | 0 | 10.4
19578 | Upper Peninsula Power Co | 7116 | McClure | MI | Marquette | 2 | HY | OP | 4 | 3.1 | 2 |  | 2 | 1988 | WAT |  | N | Y | N | Electric Utility |  |  |  |  | N | [57 empty] | N/A | [39 empty] | 0 | 0 | 10.4
19586 | Utica Power Authority | 215 | Angels | CA | Calaveras | 1 | HY | OP | 1.4 | 1 | 1 |  | 1 | 1940 | WAT |  | N | Y | N | Electric Utility |  |  |  |  | N | [57 empty] | N/A | [39 empty] | 0 | 0 | 10.4
19586 | Utica Power Authority | 261 | Murphys | CA | Calaveras | 1 | HY | OP | 4.5 | 3 | 3.8 |  | 3 | 1954 | WAT |  | N | Y | N | Electric Utility |  |  |  |  | N | [57 empty] | N/A | [39 empty] | 0 | 0 | 10.4
19588 | University of Michigan | 50431 | University of Michigan | MI | Washtenaw | TG1 | CA | OP | 12.5 | 11.5 | 11.5 |  | 1 | 1986 | NG | DFO | Y | Y | Y | Commercial CHP |  |  |  |  | N | [57 empty] | GAS | [39 empty] | 0 | 0 | 10.4
19588 | University of Michigan | 50431 | University of Michigan | MI | Washtenaw | TG10 | CT | OP | 3.5 | 3 | 3.6 |  | 6 | 1992 | NG | DFO | Y | Y | Y | Commercial CHP |  |  |  |  | N | [57 empty] | GAS | [39 empty] | 0.35235 | 0.0019922 | 13.5761
19588 | University of Michigan | 50431 | University of Michigan | MI | Washtenaw | TG7 | CA | OP | 12.5 | 11.5 | 11.5 |  | 1 | 1975 | NG | DFO | Y | Y | Y | Commercial CHP |  |  |  |  | N | [57 empty] | GAS | [39 empty] | 0 | 0 | 10.4
19588 | University of Michigan | 50431 | University of Michigan | MI | Washtenaw | TG8 | CA | OP | 12.5 | 11.5 | 11.5 |  | 1 | 1975 | NG | DFO | Y | Y | Y | Commercial CHP |  |  |  |  | N | [57 empty] | GAS | [39 empty] | 0 | 0 | 10.4
19588 | University of Michigan | 50431 | University of Michigan | MI | Washtenaw | TG9 | CT | OP | 3.5 | 3 | 3.6 |  | 8 | 1990 | NG | DFO | Y | Y | Y | Commercial CHP |  |  |  |  | N | [57 empty] | GAS | [39 empty] | 0.36871 | 0.0019979 | 14.1369
19635 | USCE-Missouri River District | 2815 | Garrison | ND | Mercer | 1 | HY | OP | 128 | 102 | 102 |  | 1 | 1956 | WAT |  | N | Y | N | Electric Utility |  |  |  |  | N | [57 empty] | N/A | [39 empty] | 0 | 0 | 10.4
19635 | USCE-Missouri River District | 2815 | Garrison | ND | Mercer | 2 | HY | OP | 128 | 102 | 102 |  | 3 | 1956 | WAT |  | N | Y | N | Electric Utility |  |  |  |  | N | [57 empty] | N/A | [39 empty] | 0 | 0 | 10.4
19635 | USCE-Missouri River District | 2815 | Garrison | ND | Mercer | 3 | HY | OP | 128 | 102 | 102 |  | 8 | 1956 | WAT |  | N | Y | N | Electric Utility |  |  |  |  | N | [57 empty] | N/A | [39 empty] | 0 | 0 | 10.4
19635 | USCE-Missouri River District | 2815 | Garrison | ND | Mercer | 4 | HY | OP | 115 | 102 | 102 |  | 3 | 1960 | WAT |  | N | Y | N | Electric Utility |  |  |  |  | N | [57 empty] | N/A | [39 empty] | 0 | 0 | 10.4
19635 | USCE-Missouri River District | 2815 | Garrison | ND | Mercer | 5 | HY | OP | 115 | 100 | 100 |  | 5 | 1960 | WAT |  | N | Y | N | Electric Utility |  |  |  |  | N | [57 empty] | N/A | [39 empty] | 0 | 0 | 10.4
19635 | USCE-Missouri River District | 3356 | Oahe | SD | Hughes | 1 | HY | OP | 112 | 102 | 102 |  | 4 | 1962 | WAT |  | N | Y | N | Electric Utility | [62 empty] | N/A | [39 empty] | 0 | 0 | 10.4
19635 | USCE-Missouri River District | 3356 | Oahe | SD | Hughes | 2 | HY | OP | 112 | 102 | 102 |  | 12 | 1962 | WAT |  | N | Y | N | Electric Utility | [62 empty] | N/A | [39 empty] | 0 | 0 | 10.4
19635 | USCE-Missouri River District | 3356 | Oahe | SD | Hughes | 3 | HY | OP | 112 | 102 | 102 |  | 7 | 1962 | WAT |  | N | Y | N | Electric Utility | [62 empty] | N/A | [39 empty] | 0 | 0 | 10.4
19635 | USCE-Missouri River District | 3356 | Oahe | SD | Hughes | 4 | HY | OP | 112 | 102 | 102 |  | 10 | 1962 | WAT |  | N | Y | N | Electric Utility | [62 empty] | N/A | [39 empty] | 0 | 0 | 10.4
19635 | USCE-Missouri River District | 3356 | Oahe | SD | Hughes | 5 | HY | OP | 112 | 102 | 102 |  | 3 | 1963 | WAT |  | N | Y | N | Electric Utility | [62 empty] | N/A | [39 empty] | 0 | 0 | 10.4
19635 | USCE-Missouri River District | 3356 | Oahe | SD | Hughes | 6 | HY | OP | 112 | 102 | 102 |  | 5 | 1963 | WAT |  | N | Y | N | Electric Utility | [62 empty] | N/A | [39 empty] | 0 | 0 | 10.4
19635 | USCE-Missouri River District | 3356 | Oahe | SD | Hughes | 7 | HY | OP | 112 | 102 | 102 |  | 6 | 1963 | WAT |  | N | Y | N | Electric Utility | [62 empty] | N/A | [39 empty] | 0 | 0 | 10.4
19635 | USCE-Missouri River District | 3373 | Fort Randall | SD | Charles Mix | 1 | HY | OP | 40 | 45 | 45 |  | 3 | 1954 | WAT |  | N | Y | N | Electric Utility | [62 empty] | N/A | [39 empty] | 0 | 0 | 10.4
19635 | USCE-Missouri River District | 3373 | Fort Randall | SD | Charles Mix | 2 | HY | OP | 40 | 45 | 45 |  | 5 | 1954 | WAT |  | N | Y | N | Electric Utility | [62 empty] | N/A | [39 empty] | 0 | 0 | 10.4
19635 | USCE-Missouri River District | 3373 | Fort Randall | SD | Charles Mix | 3 | HY | OP | 40 | 45 | 45 |  | 10 | 1954 | WAT |  | N | Y | N | Electric Utility | [62 empty] | N/A | [39 empty] | 0 | 0 | 10.4
19635 | USCE-Missouri River District | 3373 | Fort Randall | SD | Charles Mix | 4 | HY | OP | 40 | 45 | 45 |  | 10 | 1954 | WAT |  | N | Y | N | Electric Utility | [62 empty] | N/A | [39 empty] | 0 | 0 | 10.4
19635 | USCE-Missouri River District | 3373 | Fort Randall | SD | Charles Mix | 5 | HY | OP | 40 | 45 | 45 |  | 2 | 1955 | WAT |  | N | Y | N | Electric Utility | [62 empty] | N/A | [39 empty] | 0 | 0 | 10.4
19635 | USCE-Missouri River District | 3373 | Fort Randall | SD | Charles Mix | 6 | HY | OP | 40 | 45 | 45 |  | 6 | 1955 | WAT |  | N | Y | N | Electric Utility | [62 empty] | N/A | [39 empty] | 0 | 0 | 10.4
19635 | USCE-Missouri River District | 3373 | Fort Randall | SD | Charles Mix | 7 | HY | OP | 40 | 45 | 45 |  | 10 | 1955 | WAT |  | N | Y | N | Electric Utility | [62 empty] | N/A | [39 empty] | 0 | 0 | 10.4
19635 | USCE-Missouri River District | 3373 | Fort Randall | SD | Charles Mix | 8 | HY | OP | 40 | 45 | 45 |  | 1 | 1956 | WAT |  | N | Y | N | Electric Utility | [62 empty] | N/A | [39 empty] | 0 | 0 | 10.4
19635 | USCE-Missouri River District | 3375 | Big Bend | SD | Buffalo | 1 | HY | OP | 67.2 | 65 | 65 |  | 9 | 1964 | WAT |  | N | Y | N | Electric Utility | [62 empty] | N/A | [39 empty] | 0 | 0 | 10.4
19635 | USCE-Missouri River District | 3375 | Big Bend | SD | Buffalo | 2 | HY | OP | 67.2 | 65 | 65 |  | 11 | 1964 | WAT |  | N | Y | N | Electric Utility | [62 empty] | N/A | [39 empty] | 0 | 0 | 10.4
19635 | USCE-Missouri River District | 3375 | Big Bend | SD | Buffalo | 3 | HY | OP | 67.2 | 65 | 65 |  | 2 | 1965 | WAT |  | N | Y | N | Electric Utility | [62 empty] | N/A | [39 empty] | 0 | 0 | 10.4
19635 | USCE-Missouri River District | 3375 | Big Bend | SD | Buffalo | 4 | HY | OP | 58.5 | 65 | 65 |  | 5 | 1965 | WAT |  | N | Y | N | Electric Utility | [62 empty] | N/A | [39 empty] | 0 | 0 | 10.4
19635 | USCE-Missouri River District | 3375 | Big Bend | SD | Buffalo | 5 | HY | OP | 58.5 | 65 | 65 |  | 9 | 1965 | WAT |  | N | Y | N | Electric Utility | [62 empty] | N/A | [39 empty] | 0 | 0 | 10.4
19635 | USCE-Missouri River District | 3375 | Big Bend | SD | Buffalo | 6 | HY | OP | 58.5 | 65 | 65 |  | 12 | 1965 | WAT |  | N | Y | N | Electric Utility | [62 empty] | N/A | [39 empty] | 0 | 0 | 10.4
19635 | USCE-Missouri River District | 3375 | Big Bend | SD | Buffalo | 7 | HY | OP | 58.5 | 65 | 65 |  | 5 | 1966 | WAT |  | N | Y | N | Electric Utility | [62 empty] | N/A | [39 empty] | 0 | 0 | 10.4
19635 | USCE-Missouri River District | 3375 | Big Bend | SD | Buffalo | 8 | HY | OP | 58.5 | 65 | 65 |  | 7 | 1966 | WAT |  | N | Y | N | Electric Utility | [62 empty] | N/A | [39 empty] | 0 | 0 | 10.4
19635 | USCE-Missouri River District | 6623 | Fort Peck | MT | McCone | 1 | HY | OP | 43.5 | 45 | 45 |  | 7 | 1943 | WAT |  | N | Y | N | Electric Utility | [62 empty] | N/A | [39 empty] | 0 | 0 | 10.4
19635 | USCE-Missouri River District | 6623 | Fort Peck | MT | McCone | 3 | HY | OP | 43.5 | 45 | 45 |  | 12 | 1951 | WAT |  | N | Y | N | Electric Utility | [62 empty] | N/A | [39 empty] | 0 | 0 | 10.4
19635 | USCE-Missouri River District | 6623 | Fort Peck | MT | McCone | 4 | HY | OP | 40 | 46 | 46 |  | 6 | 1961 | WAT |  | N | Y | N | Electric Utility | [62 empty] | N/A | [39 empty] | 0 | 0 | 10.4
19635 | USCE-Missouri River District | 6623 | Fort Peck | MT | McCone | 5 | HY | OP | 40 | 46 | 46 |  | 6 | 1961 | WAT |  | N | Y | N | Electric Utility | [62 empty] | N/A | [39 empty] | 0 | 0 | 10.4
19635 | USCE-Missouri River District | 6624 | Gavins Point | NE | Yankton | 1 | HY | OP | 44.1 | 34 | 34 |  | 9 | 1956 | WAT |  | N | Y | N | Electric Utility | [62 empty] | N/A | [39 empty] | 0 | 0 | 10.4
19635 | USCE-Missouri River District | 6624 | Gavins Point | NE | Yankton | 2 | HY | OP | 44.1 | 34 | 34 |  | 10 | 1956 | WAT |  | N | Y | N | Electric Utility | [62 empty] | N/A | [39 empty] | 0 | 0 | 10.4
19635 | USCE-Missouri River District | 6624 | Gavins Point | NE | Yankton | 3 | HY | OP | 44.1 | 34 | 34 |  | 1 | 1957 | WAT |  | N | Y | N | Electric Utility | [62 empty] | N/A | [39 empty] | 0 | 0 | 10.4
19647 | USCE-Little Rock District | 182 | Beaver | AR | Carroll | 1 | HY | OP | 56 | 64.4 | 64.4 |  | 5 | 1965 | WAT |  | N | Y | N | Electric Utility | [62 empty] | N/A | [39 empty] | 0 | 0 | 10.4
19647 | USCE-Little Rock District | 182 | Beaver | AR | Carroll | 2 | HY | OP | 56 | 64.4 | 64.4 |  | 5 | 1965 | WAT |  | N | Y | N | Electric Utility | [62 empty] | N/A | [39 empty] | 0 | 0 | 10.4
19647 | USCE-Little Rock District | 188 | Greers Ferry Lake | AR | Cleburne | 1 | HY | OP | 48 | 55.2 | 55.2 |  | 3 | 1964 | WAT |  | N | Y | N | Electric Utility | [62 empty] | N/A | [39 empty] | 0 | 0 | 10.4
19647 | USCE-Little Rock District | 188 | Greers Ferry Lake | AR | Cleburne | 2 | HY | OP | 48 | 55.2 | 55.2 |  | 5 | 1964 | WAT |  | N | Y | N | Electric Utility | [62 empty] | N/A | [39 empty] | 0 | 0 | 10.4
19647 | USCE-Little Rock District | 196 | Norfork | AR | Baxter | 1 | HY | OP | 40.2 | 46 | 46 |  | 2 | 1950 | WAT |  | N | Y | N | Electric Utility | [62 empty] | N/A | [39 empty] | 0 | 0 | 10.4
19647 | USCE-Little Rock District | 196 | Norfork | AR | Baxter | 2 | HY | OP | 40.2 | 46 | 46 |  | 6 | 1944 | WAT |  | N | Y | N | Electric Utility | [62 empty] | N/A | [39 empty] | 0 | 0 | 10.4
19647 | USCE-Little Rock District | 198 | Bull Shoals | AR | Marion | 1 | HY | OP | 40 | 46 | 46 |  | 9 | 1952 | WAT |  | N | Y | N | Electric Utility | [62 empty] | N/A | [39 empty] | 0 | 0 | 10.4
19647 | USCE-Little Rock District | 198 | Bull Shoals | AR | Marion | 2 | HY | OP | 40 | 46 | 46 |  | 9 | 1952 | WAT |  | N | Y | N | Electric Utility | [62 empty] | N/A | [39 empty] | 0 | 0 | 10.4
19647 | USCE-Little Rock District | 198 | Bull Shoals | AR | Marion | 3 | HY | OP | 40 | 46 | 46 |  | 12 | 1952 | WAT |  | N | Y | N | Electric Utility | [62 empty] | N/A | [39 empty] | 0 | 0 | 10.4
19647 | USCE-Little Rock District | 198 | Bull Shoals | AR | Marion | 4 | HY | OP | 40 | 46 | 46 |  | 6 | 1953 | WAT |  | N | Y | N | Electric Utility | [62 empty] | N/A | [39 empty] | 0 | 0 | 10.4
19647 | USCE-Little Rock District | 198 | Bull Shoals | AR | Marion | 5 | HY | OP | 45 | 51.7 | 51.7 |  | 1 | 1962 | WAT |  | N | Y | N | Electric Utility | [62 empty] | N/A | [39 empty] | 0 | 0 | 10.4
19647 | USCE-Little Rock District | 198 | Bull Shoals | AR | Marion | 6 | HY | OP | 45 | 51.7 | 51.7 |  | 2 | 1962 | WAT |  | N | Y | N | Electric Utility | [62 empty] | N/A | [39 empty] | 0 | 0 | 10.4
19647 | USCE-Little Rock District | 198 | Bull Shoals | AR | Marion | 7 | HY | OP | 45 | 51.7 | 51.7 |  | 8 | 1963 | WAT |  | N | Y | N | Electric Utility | [62 empty] | N/A | [39 empty] | 0 | 0 | 10.4
19647 | USCE-Little Rock District | 198 | Bull Shoals | AR | Marion | 8 | HY | OP | 45 | 51.7 | 51.7 |  | 9 | 1963 | WAT |  | N | Y | N | Electric Utility | [62 empty] | N/A | [39 empty] | 0 | 0 | 10.4
19647 | USCE-Little Rock District | 199 | Dardanelle | AR | Pope | 1 | HY | OP | 40.2 | 40.2 | 40.2 |  | 4 | 1965 | WAT |  | N | Y | N | Electric Utility | [62 empty] | N/A | [39 empty] | 0 | 0 | 10.4
19647 | USCE-Little Rock District | 199 | Dardanelle | AR | Pope | 2 | HY | OP | 40.2 | 40.2 | 40.2 |  | 5 | 1965 | WAT |  | N | Y | N | Electric Utility | [62 empty] | N/A | [39 empty] | 0 | 0 | 10.4
19647 | USCE-Little Rock District | 199 | Dardanelle | AR | Pope | 3 | HY | OP | 40.2 | 40.2 | 40.2 |  | 9 | 1965 | WAT |  | N | Y | N | Electric Utility | [62 empty] | N/A | [39 empty] | 0 | 0 | 10.4
19647 | USCE-Little Rock District | 199 | Dardanelle | AR | Pope | 4 | HY | OP | 40.2 | 40.2 | 40.2 |  | 1 | 1966 | WAT |  | N | Y | N | Electric Utility | [62 empty] | N/A | [39 empty] | 0 | 0 | 10.4
19647 | USCE-Little Rock District | 2166 | Table Rock | MO | Taney | 1 | HY | OP | 50 | 57.5 | 57.5 |  | 5 | 1959 | WAT |  | N | Y | N | Electric Utility | [62 empty] | N/A | [39 empty] | 0 | 0 | 10.4
19647 | USCE-Little Rock District | 2166 | Table Rock | MO | Taney | 2 | HY | OP | 50 | 57.5 | 57.5 |  | 5 | 1959 | WAT |  | N | Y | N | Electric Utility | [62 empty] | N/A | [39 empty] | 0 | 0 | 10.4
19647 | USCE-Little Rock District | 2166 | Table Rock | MO | Taney | 3 | HY | OP | 50 | 57.5 | 57.5 |  | 5 | 1961 | WAT |  | N | Y | N | Electric Utility | [62 empty] | N/A | [39 empty] | 0 | 0 | 10.4
19647 | USCE-Little Rock District | 2166 | Table Rock | MO | Taney | 4 | HY | OP | 50 | 57.5 | 57.5 |  | 6 | 1961 | WAT |  | N | Y | N | Electric Utility | [62 empty] | N/A | [39 empty] | 0 | 0 | 10.4
19647 | USCE-Little Rock District | 6142 | Ozark | AR | Franklin | 1 | HY | OP | 20 | 23 | 23 |  | 11 | 1972 | WAT |  | N | Y | N | Electric Utility | [62 empty] | N/A | [39 empty] | 0 | 0 | 10.4
19647 | USCE-Little Rock District | 6142 | Ozark | AR | Franklin | 2 | HY | OP | 20 | 23 | 23 |  | 8 | 1973 | WAT |  | N | Y | N | Electric Utility | [62 empty] | N/A | [39 empty] | 0 | 0 | 10.4
19647 | USCE-Little Rock District | 6142 | Ozark | AR | Franklin | 3 | HY | OP | 20 | 23 | 23 |  | 10 | 1973 | WAT |  | N | Y | N | Electric Utility | [62 empty] | N/A | [39 empty] | 0 | 0 | 10.4
19647 | USCE-Little Rock District | 6142 | Ozark | AR | Franklin | 4 | HY | OP | 20 | 23 | 23 |  | 12 | 1973 | WAT |  | N | Y | N | Electric Utility | [62 empty] | N/A | [39 empty] | 0 | 0 | 10.4
19647 | USCE-Little Rock District | 6142 | Ozark | AR | Franklin | 5 | HY | OP | 20 | 23 | 23 |  | 5 | 1974 | WAT |  | N | Y | N | Electric Utility | [62 empty] | N/A | [39 empty] | 0 | 0 | 10.4
19664 | University of Washington | 54809 | University of Washington Power Plant | WA | King | TG2 | ST | OP | 5 | 1 | 5 |  | 1 | 1969 | NG | DFO | Y | Y | Y | Commercial CHP |  |  |  |  | N | [57 empty] | GAS | [39 empty] | 0.1789 | 0.0002007 | 12.7047
19676 | Valero Refining Co California | 55851 | Valero Refinery Cogeneration Unit 1 | CA | Solano | GT 1 | GT | OP | 51 | 45.4 | 46.8 |  | 10 | 2002 | NG | OG | Y | Y | Y | Industrial CHP |  |  |  |  | N | [57 empty] | GAS | [39 empty] | 0.058272 | 0.0006286 | 11.1428
19685 | Valero Refining Co | 50121 | Valero Refinery Corpus Christi West | TX | Nueces | TG1 | ST | OP | 28.6 | 26.6 | 26.9 | TG | 11 | 1983 | OG | PC | N | Y | N | Industrial CHP |  |  |  |  | N | [57 empty] | GAS | [39 empty] | 0.1167 | 0.0044251 | 10.4
19685 | Valero Refining Co | 50121 | Valero Refinery Corpus Christi West | TX | Nueces | TG2 | ST | OP | 28.6 | 26.6 | 26.9 | TG | 11 | 1983 | OG | PC | N | Y | N | Industrial CHP |  |  |  |  | N | [57 empty] | GAS | [39 empty] | 0.1167 | 0.0044251 | 10.4
19685 | Valero Refining Co | 50121 | Valero Refinery Corpus Christi West | TX | Nueces | PRU | ST | OP | 12 | 12 | 12 | TG | 9 | 1983 | WH | PC | N | Y | N | Industrial CHP |  |  |  |  | N |  | N | [55 empty] | N/A | [39 empty] | 0 | 0 | 10.4
19691 | Valero Refining Co - NJ | 50628 | Paulsboro Refinery | NJ | Gloucester | GEN1 | CT | OP | 27 | 20.2 | 22.1 |  | 9 | 1991 | NG | OG | N | Y | Y | Industrial CHP |  |  |  |  | N | [57 empty] | GAS | [39 empty] | 0.10986 | 0.0011532 | 11.8532
19691 | Valero Refining Co - NJ | 50628 | Paulsboro Refinery | NJ | Gloucester | GEN2 | CA | OP | 15 | 11.7 | 12.7 |  | 8 | 1982 | NG | OG | Y | Y | Y | Industrial CHP |  |  |  |  | N | [57 empty] | GAS | [39 empty] | 0 | 0 | 10.4
19691 | Valero Refining Co - NJ | 50628 | Paulsboro Refinery | NJ | Gloucester | GEN3 | CA | OP | 15 | 11.7 | 12.7 |  | 9 | 1991 | NG | OG | Y | Y | Y | Industrial CHP |  |  |  |  | N | [57 empty] | GAS | [39 empty] | 0 | 0 | 10.4
19722 | City of Vandalia | 2165 | Vandalia | MO | Audrain | 10 | IC | OP | 1.3 | 1.1 | 1.1 |  | 4 | 1984 | DFO |  | N | Y | N | Electric Utility | [62 empty] | LIQUID | [39 empty] | 0.7385 | 0.025484 | 12.5895
19722 | City of Vandalia | 2165 | Vandalia | MO | Audrain | 11 | IC | OP | 1 | 1 | 1 |  | 7 | 1993 | DFO |  | N | Y | N | Electric Utility | [62 empty] | LIQUID | [39 empty] | 0.7385 | 0.025484 | 12.5895
19722 | City of Vandalia | 2165 | Vandalia | MO | Audrain | 12 | IC | OP | 1 | 1 | 1 |  | 7 | 1993 | DFO |  | N | Y | N | Electric Utility | [62 empty] | LIQUID | [39 empty] | 0.7385 | 0.025484 | 12.5895
19722 | City of Vandalia | 2165 | Vandalia | MO | Audrain | 4A | IC | OP | 1.2 | 1 | 1 |  | 8 | 1996 | DFO |  | N | Y | N | Electric Utility | [62 empty] | LIQUID | [39 empty] | 0.7385 | 0.025484 | 12.5895
19722 | City of Vandalia | 2165 | Vandalia | MO | Audrain | 5A | IC | OP | 1.2 | 1 | 1 |  | 8 | 1996 | DFO |  | N | Y | N | Electric Utility | [62 empty] | LIQUID | [39 empty] | 0.7385 | 0.025484 | 12.5895
19722 | City of Vandalia | 2165 | Vandalia | MO | Audrain | 9 | IC | OP | 1.4 | 1.1 | 1.1 |  | 6 | 1977 | DFO |  | N | Y | N | Electric Utility | [62 empty] | LIQUID | [39 empty] | 0.7385 | 0.025484 | 12.5895
19724 | Vanderbilt University | 52048 | Vanderbilt University Power Plant | TN | Davidson | GEN1 | ST | OP | 6.5 | 6.5 | 6.5 |  | 11 | 1988 | BIT |  | N | N | Y | Commercial CHP | [7 empty] | Y | [54 empty] | COAL | [39 empty] | 0.73833 | 0.82441 | 12.025
19724 | Vanderbilt University | 52048 | Vanderbilt University Power Plant | TN | Davidson | GEN2 | ST | OP | 4.5 | 4.5 | 4.5 |  | 6 | 1989 | BIT |  | N | N | N | Commercial CHP | [7 empty] | Y | [54 empty] | COAL | [39 empty] | 0.83951 | 0.86564 | 12.111
19724 | Vanderbilt University | 52048 | Vanderbilt University Power Plant | TN | Davidson | GT1 | GT | OP | 5.2 | 4 | 5 |  | 5 | 2002 | NG |  | N | N | Y | Commercial CHP | [62 empty] | GAS | [39 empty] | 0.18926 | 0.0020695 | 10.1831
19724 | Vanderbilt University | 52048 | Vanderbilt University Power Plant | TN | Davidson | GT2 | GT | OP | 5.2 | 4 | 5 |  | 7 | 2002 | NG |  | N | N | Y | Commercial CHP | [62 empty] | GAS | [39 empty] | 0.18926 | 0.0020695 | 10.1831
19726 | Valdosta City of | 54839 | Valdosta Water Treatment Plant | GA | Lowndes | GEN2 | IC | OP | 1.7 | 1.7 | 1.7 |  | 11 | 2008 | DFO |  | N | N | N | Commercial Non-CHP | [62 empty] | LIQUID | [39 empty] | 0.7385 | 0.025484 | 12.5895
19728 | UNS Electric, Inc | 6515 | Valencia | AZ | Santa Cruz | GT4 | GT | OP | 54 | 17 | 19.6 |  | 6 | 2006 | NG | DFO | Y | Y | N | Electric Utility | [62 empty] | GAS | [39 empty] | 0.043402 | 0.0004959 | 10.5605
19728 | UNS Electric, Inc | 56482 | Black Mountain Generating Station | AZ | MOHAVE | 1 | GT | OP | 60.5 | 45 | 45 |  | 5 | 2008 | NG |  | N | Y | N | IPP Non-CHP |  |  |  |  | N | [57 empty] | GAS | AZ | Black Mountain Generating Station | 56482 | 1 | 2010 |  | ARP | 1136.56 | 12 | 50553.58 |  | 0.485 | 0.0917 | 19.748 | 27576.615 | 464064.365 | 9 | Western Electricity Coordinating Council | Mohave | Electric Utility |  |  | 35.0534 | -114.1353 | UniSource Energy Development Company (Owner/Operator) | Phase 2 |  | Operating | Combustion turbine | Natural Gas |  |  | Water Injection |  | 490 | 8.7073 | GAS | 48 | 1966.6667 | 0.0917 | 0.0020902 | 8.7073
19728 | UNS Electric, Inc | 56482 | Black Mountain Generating Station | AZ | MOHAVE | 2 | GT | OP | 60.5 | 45 | 45 |  | 5 | 2008 | NG |  | N | Y | N | IPP Non-CHP |  |  |  |  | N | [57 empty] | GAS | AZ | Black Mountain Generating Station | 56482 | 2 | 2010 |  | ARP | 824.33 | 12 | 36846.14 |  | 0.34 | 0.0883 | 13.175 | 19359.561 | 325771.503 | 9 | Western Electricity Coordinating Council | Mohave | Electric Utility |  |  | 35.0534 | -114.1353 | UniSource Energy Development Company (Owner/Operator) | Phase 2 |  | Operating | Combustion turbine | Natural Gas |  |  | Water Injection |  | 490 | 8.3588 | GAS | 47 | 1977.7778 | 0.0883 | 0.0020874 | 8.3588
19728 | UNS Electric, Inc | 57556 | La Senita | AZ | Mohave | 1 | PV | OP | 1 | 1 | 1 |  | 11 | 2011 | SUN |  | N | Y | N | Electric Utility |  |  |  |  | N | [57 empty] | N/A | [39 empty] | 0 | 0 | 10.4
19740 | AES Wind Generation Inc | 50534 | Santa Clara (85C) | CA | Alameda | WGNS | WT | OP | 18 | 18 | 18 |  | 1 | 1986 | WND |  | N | Y | N | IPP Non-CHP | [62 empty] | N/A | [39 empty] | 0 | 0 | 10.4
19740 | AES Wind Generation Inc | 52162 | 85 A | CA | Kern | WGNS | WT | OP | 14.1 | 14.1 | 14.1 |  | 1 | 1985 | WND |  | N | Y | N | IPP Non-CHP | [62 empty] | N/A | [39 empty] | 0 | 0 | 10.4
19740 | AES Wind Generation Inc | 52163 | 85 B | CA | Kern | WTGN | WT | OP | 21.2 | 21.2 | 21.2 |  | 1 | 1985 | WND |  | N | Y | N | IPP Non-CHP | [62 empty] | N/A | [39 empty] | 0 | 0 | 10.4
19740 | AES Wind Generation Inc | 52165 | Helzel & Schwarzhoff 88 Wind Farm | CA | KERN | WGNS | WT | OP | 1.8 | 1.8 | 1.8 |  | 12 | 1986 | WND |  | N | Y | N | IPP Non-CHP | [62 empty] | N/A | [39 empty] | 0 | 0 | 10.4
19740 | AES Wind Generation Inc | 55208 | Lake Benton I | MN | Lincoln | EXIS | WT | OP | 107.2 | 107.2 | 107.2 |  | 2 | 1998 | WND |  | N | Y | N | IPP Non-CHP |  |  |  |  | N | [57 empty] | N/A | [39 empty] | 0 | 0 | 10.4
19740 | AES Wind Generation Inc | 55287 | Storm Lake II | IA | Buena Vista | EXIS | WT | OP | 80.2 | 80.2 | 80.2 |  | 4 | 1999 | WND |  | N | Y | N | IPP Non-CHP |  |  |  |  | N | [57 empty] | N/A | [39 empty] | 0 | 0 | 10.4
19740 | AES Wind Generation Inc | 55607 | Foote Creek I | WY | Carbon | GEN1 | WT | OP | 41.4 | 41.4 | 41.4 |  | 4 | 1999 | WND |  | N | Y | N | IPP Non-CHP |  |  |  |  | N | [57 empty] | N/A | [39 empty] | 0 | 0 | 10.4
19740 | AES Wind Generation Inc | 55719 | Mountain View I&2 | CA | Riverside | GENI | WT | OP | 44.4 | 44.4 | 44.4 |  | 6 | 2001 | WND |  | N | Y | N | IPP Non-CHP |  |  |  |  | N | [57 empty] | N/A | [39 empty] | 0 | 0 | 10.4
19740 | AES Wind Generation Inc | 55740 | Rock River I LLC | WY | Carbon | GEN1 | WT | OP | 50 | 50 | 50 |  | 10 | 2001 | WND |  | N | Y | N | IPP Non-CHP |  |  |  |  | N | [57 empty] | N/A | [39 empty] | 0 | 0 | 10.4
19740 | AES Wind Generation Inc | 50001 | Altamont Midway Ltd | CA | San Joaquin | WTGS | WT | OP | 10.9 | 10.9 | 10.9 |  | 12 | 1984 | WND |  | N | Y | N | IPP Non-CHP | [62 empty] | N/A | [39 empty] | 0 | 0 | 10.4
19740 | AES Wind Generation Inc | 50485 | Altech III | CA | Riverside | GEN1 | WT | OP | 21.7 | 21.7 | 21.7 |  | 12 | 1985 | WND |  | N | Y | N | IPP Non-CHP |  |  |  |  | N | [57 empty] | N/A | [39 empty] | 0 | 0 | 10.4
19740 | AES Wind Generation Inc | 50485 | Altech III | CA | Riverside | GEN2 | WT | OP | 3.4 | 3.4 | 3.4 |  | 12 | 1984 | WND |  | N | Y | N | IPP Non-CHP |  |  |  |  | N | [57 empty] | N/A | [39 empty] | 0 | 0 | 10.4
19740 | AES Wind Generation Inc | 50532 | Victory Garden (Tehachapi) | CA | Kern | WGNS | WT | OP | 17.6 | 17.6 | 17.6 |  | 12 | 1981 | WND |  | N | Y | N | IPP Non-CHP | [62 empty] | N/A | [39 empty] | 0 | 0 | 10.4
19740 | AES Wind Generation Inc | 50818 | Altech | CA | San Joaqin | GEN1 | WT | OP | 10.5 | 10.5 | 10.5 |  | 12 | 1983 | WND |  | N | Y | N | IPP Non-CHP |  |  |  |  | N | [57 empty] | N/A | [39 empty] | 0 | 0 | 10.4
19740 | AES Wind Generation Inc | 50820 | East Winds Project | CA | Riverside | GEN1 | WT | OP | 4.2 | 4.2 | 4.2 |  | 12 | 1983 | WND |  | N | Y | N | IPP Non-CHP |  |  |  |  | N | [57 empty] | N/A | [39 empty] | 0 | 0 | 10.4
19740 | AES Wind Generation Inc | 55610 | Foote Creek IV | WY | Carbon | GEN1 | WT | OP | 16.8 | 16.8 | 16.8 |  | 8 | 2000 | WND |  | N | Y | N | IPP Non-CHP |  |  |  |  | N | [57 empty] | N/A | [39 empty] | 0 | 0 | 10.4
19740 | AES Wind Generation Inc | 55719 | Mountain View I&2 | CA | Riverside | GEN2 | WT | OP | 22.2 | 22.2 | 22.2 |  | 7 | 2001 | WND |  | N | Y | N | IPP Non-CHP | [62 empty] | N/A | [39 empty] | 0 | 0 | 10.4
19740 | AES Wind Generation Inc | 55739 | Condon Windpower LLC | OR | Gilliam | GEN1 | WT | OP | 24.6 | 24.6 | 24.6 |  | 12 | 2001 | WND |  | N | Y | N | IPP Non-CHP |  |  |  |  | N | [57 empty] | N/A | [39 empty] | 0 | 0 | 10.4
19740 | AES Wind Generation Inc | 55739 | Condon Windpower LLC | OR | Gilliam | GEN2 | WT | OP | 25.2 | 25.2 | 25.2 |  | 5 | 2002 | WND |  | N | Y | N | IPP Non-CHP |  |  |  |  | N | [57 empty] | N/A | [39 empty] | 0 | 0 | 10.4
19740 | AES Wind Generation Inc | 56240 | Buffalo Gap Wind Farm | TX | Taylor | 1 | WT | OP | 120.6 | 120.6 | 120.6 |  | 4 | 2006 | WND |  | N | Y | N | IPP Non-CHP | [62 empty] | N/A | [39 empty] | 0 | 0 | 10.4
19740 | AES Wind Generation Inc | 56275 | Helzel & Schwarzhoff 86 | CA | Kern | WGNS | WT | OP | 2.4 | 2.4 | 2.4 |  | 12 | 1986 | WND |  | N | Y | N | IPP Non-CHP | [62 empty] | N/A | [39 empty] | 0 | 0 | 10.4
19740 | AES Wind Generation Inc | 56276 | ZCO | CA | Kern | WGNS | WT | OP | 1.6 | 1.6 | 1.6 |  | 12 | 1985 | WND |  | N | Y | N | IPP Non-CHP | [62 empty] | N/A | [39 empty] | 0 | 0 | 10.4
19740 | AES Wind Generation Inc | 56484 | Buffalo Gap 2 Wind Farm | TX | Nolan | 1 | WT | OP | 232.5 | 232.5 | 232.5 |  | 7 | 2007 | WND |  | N | Y | N | IPP Non-CHP | [62 empty] | N/A | [39 empty] | 0 | 0 | 10.4
19740 | AES Wind Generation Inc | 56638 | Buffalo Gap 3 Wind Farm | TX | Nolan | GEN1 | WT | OP | 170.2 | 170.2 | 170.2 |  | 8 | 2008 | WND |  | N | Y | N | IPP Non-CHP | [62 empty] | N/A | [39 empty] | 0 | 0 | 10.4
19740 | AES Wind Generation Inc | 57447 | Laurel Mountain | WV | Buchanan | 1 | WT | OP | 97.6 | 97.6 | 97.6 |  | 8 | 2011 | WND |  | N | Y | N | IPP Non-CHP | [62 empty] | N/A | [39 empty] | 0 | 0 | 10.4
19740 | AES Wind Generation Inc | 57447 | Laurel Mountain | WV | Buchanan | 2 | BA | OP | 32 | 32 | 32 |  | 10 | 2011 | MWH |  | N | Y | N | IPP Non-CHP | [62 empty] | N/A | [39 empty] | 0 | 0 | 10.4
19774 | Valley Falls Associates | 50034 | Valley Falls Hydroelectric Facility | NY | Rensselaer | GEN1 | HY | OP | 2.5 | 2.5 | 2.5 |  | 1 | 1992 | WAT |  | N | Y | N | IPP Non-CHP | [62 empty] | N/A | [39 empty] | 0 | 0 | 10.4
19781 | Viking Energy Corp | 50770 | Viking Energy of McBain | MI | Missaukee | GEN1 | ST | OP | 18 | 16.3 | 16.3 |  | 12 | 1988 | WDS | TDF | Y | Y | N | IPP Non-CHP |  |  |  |  | N | [57 empty] | OTHER SOLID | [39 empty] | 0.24788 | 0.030589 | 13.8125
19781 | Viking Energy Corp | 50772 | Viking Energy of Lincoln | MI | Alcona | GEN1 | ST | OP | 18 | 16.3 | 16.3 |  | 1 | 1989 | WDS | TDF | Y | Y | N | IPP Non-CHP |  |  |  |  | N | [57 empty] | OTHER SOLID | [39 empty] | 0.20158 | 0.029864 | 13.7958
19794 | Omya Inc | 7337 | Florence | VT | Rutland | 1 | GT | OP | 4.6 | 3 | 4 |  | 9 | 1992 | DFO |  | N | Y | N | Electric Utility | [62 empty] | LIQUID | [39 empty] | 0.39551 | 0.22521 | 15.511
19794 | Omya Inc | 7337 | Florence | VT | Rutland | 2 | GT | OP | 4.6 | 2.9 | 3.9 |  | 9 | 1992 | DFO |  | N | Y | N | Electric Utility | [62 empty] | LIQUID | [39 empty] | 0.39551 | 0.22521 | 15.511
19798 | City of Vernon | 56039 | H. Gonzales | CA | Los Angeles | G1 | GT | OP | 5.9 | 5.4 | 5.9 |  | 1 | 1987 | NG |  | N | Y | N | Electric Utility | [62 empty] | GAS | [39 empty] | 0.2355 | 0.0020555 | 9.6063
19798 | City of Vernon | 56039 | H. Gonzales | CA | Los Angeles | G2 | GT | OP | 5.9 | 5.4 | 5.9 |  | 1 | 1987 | NG |  | N | Y | N | Electric Utility | [62 empty] | GAS | [39 empty] | 0.2355 | 0.0020555 | 9.6063
19804 | City of Vero Beach | 693 | Vero Beach Municipal Power Plant | FL | Indian River | 1 | ST | OP | 12.5 | 13 | 13 |  | 11 | 1961 | NG |  | N | Y | N | Electric Utility |  |  |  |  | N | [57 empty] | GAS | [39 empty] | 0.43944 | 0.0017055 | 12.8155
19804 | City of Vero Beach | 693 | Vero Beach Municipal Power Plant | FL | Indian River | 2 | CA | OP | 16.5 | 13 | 13 | G561 | 8 | 1964 | NG |  | N | Y | N | Electric Utility |  |  |  |  | N | [57 empty] | GAS | [39 empty] | 0 | 0 | 10.4
19804 | City of Vero Beach | 693 | Vero Beach Municipal Power Plant | FL | Indian River | 3 | ST | OP | 33 | 33 | 33 |  | 9 | 1971 | NG | RFO | Y | Y | N | Electric Utility |  |  |  |  | N | [57 empty] | GAS | FL | Vero Beach Municipal | 693 | 3 | 2010 |  | ARP, CAIRNOX, CAIROS, CAIRSO2 | 215.54 | 12 | 2983.59 |  | 4.978 | 0.1324 | 3.572 | 2381.899 | 34357.255 | 4 | Southeastern Electric Reliability Council | Indian River | Electric Utility | 4911 | Electric Services | 27.6311 | -80.3758 | City of Vero Beach (Owner/Operator) | Phase 2 |  | Operating | Dry bottom wall-fired boiler | Pipeline Natural Gas | Residual Oil |  |  |  | 417 | 11.1104 | GAS | 35 | 1969.697 | 0.1324 | 0.28978 | 11.1104
19804 | City of Vero Beach | 693 | Vero Beach Municipal Power Plant | FL | Indian River | 4 | ST | OP | 55 | 56 | 56 |  | 8 | 1976 | NG | RFO | Y | Y | N | Electric Utility |  |  |  |  | N | [57 empty] | GAS | FL | Vero Beach Municipal | 693 | 4 | 2010 |  | ARP, CAIRNOX, CAIROS, CAIRSO2 | 478.84 | 12 | 11173.59 |  | 21.051 | 0.1465 | 14.74 | 10572.592 | 153671.272 | 4 | Southeastern Electric Reliability Council | Indian River | Electric Utility | 4911 | Electric Services | 27.6311 | -80.3758 | City of Vero Beach (Owner/Operator) | Phase 2 |  | Operating | Dry bottom wall-fired boiler | Pipeline Natural Gas | Residual Oil |  |  |  | 715 | 12.1563 | GAS | 56 | 2000 | 0.1465 | 0.27397 | 12.1563
19804 | City of Vero Beach | 693 | Vero Beach Municipal Power Plant | FL | Indian River | 5 | CT | OP | 41.4 | 35 | 40 | G561 | 12 | 1992 | NG | DFO | Y | Y | N | Electric Utility |  |  |  |  | N | [57 empty] | GAS | FL | Vero Beach Municipal | 693 | **5 | 2010 |  | ARP, CAIRNOX, CAIROS, CAIRSO2 | 1182.65 | 12 | 36707.4 |  | 0.171 | 0.0284 | 5.5 | 25956.534 | 435919.941 | 4 | Southeastern Electric Reliability Council | Indian River | Electric Utility | 4911 | Electric Services | 27.6311 | -80.3758 | City of Vero Beach (Owner/Operator) | Phase 2 |  | Operating | Combined cycle | Pipeline Natural Gas | Diesel Oil |  |  |  | 495 | 11.4003 | GAS | 43 | 462.5 | 0.0284 | 0.000785 | 11.4003
19827 | Victory Garden Phase IV LLC | 52160 | Victory Garden Phase IV LLC | CA | Kern | WGNS | WT | OP | 22 | 22 | 22 |  | 5 | 1990 | WND |  | N | Y | N | IPP Non-CHP |  |  |  |  | N | [57 empty] | N/A | [39 empty] | 0 | 0 | 10.4
19830 | NRG Vienna Operations Inc | 1564 | Vienna Operations | MD | Dorchester | 10 | GT | OP | 21 | 17 | 17 |  | 1 | 1968 | DFO |  | N | Y | N | IPP Non-CHP |  |  |  |  | N | [57 empty] | LIQUID | [39 empty] | 0.70107 | 0.30643 | 13.302
19830 | NRG Vienna Operations Inc | 1564 | Vienna Operations | MD | Dorchester | 8 | ST | OP | 162 | 153 | 153 |  | 1 | 1972 | RFO | DFO | N | Y | N | IPP Non-CHP |  |  |  |  | N | [57 empty] | LIQUID | MD | Vienna | 1564 | 8 | 2010 |  | ARP, CAIRNOX, CAIROS, CAIRSO2, RGGI | 200.75 | 12 | 10430 |  | 100.601 | 0.2205 | 19.956 | 11920.45 | 146889.775 | 3 |  | Dorchester | Electric Utility | 4911 | Electric Services | 38.4878 | -75.8208 | Vienna Operations, Inc. (Operator) (Ended Jan 19, 2010) Vienna Power, LLC (Owner) (Ended Jan 19, 2010) Vienna Power, LLC (Owner/Operator) (Started Jan 19, 2010) | Phase 2 |  | Operating | Tangentially-fired | Residual Oil |  |  |  |  | 2400 | 10.1354 | LIQUID | 160 | 1977.1242 | 0.2205 | 1.3697 | 10.1354
19856 | City of Vineland - (NJ) | 2434 | Howard Down | NJ | Cumberland | 10 | ST | OP | 25 | 23 | 23 |  | 5 | 1970 | RFO | RFO | N | Y | N | Electric Utility |  |  |  | 2012 | N | N |  | N | [54 empty] | LIQUID | NJ | Howard M Down | 2434 | 5001 | 2010 |  | SIPNOX | 76.35 | 12 | 451.4 |  |  | 0.2088 | 1.366 |  | 10911.396 | 2 | Mid-Atlantic Area Council | Cumberland | Electric Utility |  |  | 39.4889 | -75.0347 | City of Vineland (Owner/Operator) |  |  | Operating | Dry bottom wall-fired boiler | Residual Oil | Diesel Oil |  | Low NOx Burner Technology w/ Overfire Air |  | 272 | 10.4 | LIQUID | 26.1538 | 431.4381 | 0.2088 | 1.1738 | 12.3606
19856 | City of Vineland - (NJ) | 6776 | West Station | NJ | Cumberland | 1 | GT | OP | 27 | 26 | 32 |  | 6 | 1972 | DFO |  | N | Y | N | Electric Utility |  |  |  |  | N | N |  | N | [54 empty] | LIQUID | NJ | West Station | 6776 | 2001 | 2010 |  | CAIRNOX, CAIROS, CAIRSO2, RGGI | 146.03 | 12 | 3130.91 |  | 14.168 | 0.5902 | 9.97 | 4590.1 | 56662.1 | 2 |  | Cumberland | Electric Utility | 4911 | Electric Services | 39.4903 | -75.0486 | City of Vineland (Owner/Operator) |  |  | Operating | Combustion turbine | Diesel Oil |  |  | Water Injection |  | 450 | 10.4 | LIQUID | 43.2692 | 323.9183 | 0.5902 | 0.50009 | 13.5554
19865 | City of Vinton - (IA) | 1194 | Vinton | IA | Benton | 1 | IC | OP | 1.3 | 1.2 | 1.2 |  | 6 | 1955 | DFO | NG | Y | N | N | Electric Utility |  |  |  |  | N | [57 empty] | LIQUID | [39 empty] | 0.7385 | 0.025484 | 12.5895
19865 | City of Vinton - (IA) | 1194 | Vinton | IA | Benton | 10 | IC | OP | 0.8 | 0.6 | 0.6 |  | 6 | 2009 | DFO |  | N | N | N | Electric Utility |  |  |  |  | N | [57 empty] | LIQUID | [39 empty] | 0.7385 | 0.025484 | 12.5895
19865 | City of Vinton - (IA) | 1194 | Vinton | IA | Benton | 6 | IC | OP | 2.5 | 2.5 | 2.5 |  | 6 | 1961 | DFO | NG | Y | N | N | Electric Utility | [62 empty] | LIQUID | [39 empty] | 0.7385 | 0.025484 | 12.5895
19865 | City of Vinton - (IA) | 1194 | Vinton | IA | Benton | 7 | IC | OP | 3.7 | 3.7 | 3.7 |  | 6 | 1967 | DFO | NG | Y | N | N | Electric Utility |  |  |  |  | N | [57 empty] | LIQUID | [39 empty] | 0.7385 | 0.025484 | 12.5895
19865 | City of Vinton - (IA) | 1194 | Vinton | IA | Benton | 8 | IC | OP | 5.6 | 5.6 | 5.6 |  | 88 | 1973 | DFO | NG | Y | N | N | Electric Utility |  |  |  |  | N | [57 empty] | LIQUID | [39 empty] | 0.7385 | 0.025484 | 12.5895
19865 | City of Vinton - (IA) | 1194 | Vinton | IA | Benton | 9 | IC | OP | 3 | 3 | 3 |  | 9 | 1992 | DFO | NG | Y | N | N | Electric Utility |  |  |  |  | N | [57 empty] | LIQUID | [39 empty] | 0.7385 | 0.025484 | 12.5895
19867 | Village of Viola | 4139 | Viola | WI | Richland | 3 | IC | OP | 1.8 | 1.8 | 1.8 |  | 1 | 2002 | DFO |  | N | Y | N | Electric Utility |  |  |  |  | N | [57 empty] | LIQUID | [39 empty] | 0.7385 | 0.025484 | 12.5895
19876 | Virginia Electric & Power Co | 2756 | Gaston | NC | Halifax | 1 | HY | OP | 44.4 | 55 | 55 |  | 3 | 1963 | WAT |  | N | Y | N | Electric Utility | [62 empty] | N/A | [39 empty] | 0 | 0 | 10.4
19876 | Virginia Electric & Power Co | 2756 | Gaston | NC | Halifax | 2 | HY | OP | 44.4 | 55 | 55 |  | 2 | 1963 | WAT |  | N | Y | N | Electric Utility | [62 empty] | N/A | [39 empty] | 0 | 0 | 10.4
19876 | Virginia Electric & Power Co | 2756 | Gaston | NC | Halifax | 3 | HY | OP | 44.4 | 55 | 55 |  | 2 | 1963 | WAT |  | N | Y | N | Electric Utility | [62 empty] | N/A | [39 empty] | 0 | 0 | 10.4
19876 | Virginia Electric & Power Co | 2756 | Gaston | NC | Halifax | 4 | HY | OP | 44.4 | 55 | 55 |  | 2 | 1963 | WAT |  | N | Y | N | Electric Utility | [62 empty] | N/A | [39 empty] | 0 | 0 | 10.4
19876 | Virginia Electric & Power Co | 2758 | Roanoke Rapids | NC | Halifax | 1 | HY | OP | 25 | 24 | 24 |  | 12 | 1955 | WAT |  | N | Y | N | Electric Utility | [62 empty] | N/A | [39 empty] | 0 | 0 | 10.4
19876 | Virginia Electric & Power Co | 2758 | Roanoke Rapids | NC | Halifax | 2 | HY | OP | 25 | 24 | 24 |  | 10 | 1955 | WAT |  | N | Y | N | Electric Utility | [62 empty] | N/A | [39 empty] | 0 | 0 | 10.4
19876 | Virginia Electric & Power Co | 2758 | Roanoke Rapids | NC | Halifax | 3 | HY | OP | 25 | 24 | 24 |  | 9 | 1955 | WAT |  | N | Y | N | Electric Utility | [62 empty] | N/A | [39 empty] | 0 | 0 | 10.4
19876 | Virginia Electric & Power Co | 2758 | Roanoke Rapids | NC | Halifax | 4 | HY | OP | 25 | 23 | 23 |  | 9 | 1955 | WAT |  | N | Y | N | Electric Utility | [62 empty] | N/A | [39 empty] | 0 | 0 | 10.4
19876 | Virginia Electric & Power Co | 3796 | Bremo Bluff | VA | Fluvanna | 3 | ST | OP | 69 | 71 | 74 |  | 6 | 1950 | BIT |  | N | Y | N | Electric Utility | [5 empty] | Y |  | Y | [54 empty] | COAL | VA | Bremo Power Station | 3796 | 3 | 2010 |  | ARP, CAIRNOX, CAIROS, CAIRSO2 | 4410.83 | 12 | 250242.22 |  | 2013.92 | 0.6788 | 921.134 | 269464.345 | 2626369.916 | 3 | Southeastern Electric Reliability Council | Fluvanna | Electric Utility | 4911 | Electric Services | 37.7089 | -78.2878 | Virginia Electric & Power Company (Owner) Dominion Generation (Operator) | Phase 2 | Phase II Group 1 | Operating | Dry bottom wall-fired boiler | Coal |  |  |  | Electrostatic Precipitator | 1041 | 10.3675 | COAL | 79 | 1966.2162 | 0.6788 | 1.5336 | 10.3675
19876 | Virginia Electric & Power Co | 3796 | Bremo Bluff | VA | Fluvanna | 4 | ST | OP | 185.2 | 156 | 161 |  | 8 | 1958 | BIT |  | N | Y | N | Electric Utility | [5 empty] | Y |  | Y | [54 empty] | COAL | VA | Bremo Power Station | 3796 | 4 | 2010 |  | ARP, CAIRNOX, CAIROS, CAIRSO2 | 6397.3 | 12 | 818330.75 |  | 5727.48 | 0.355 | 1387.591 | 770000.182 | 7504856.105 | 3 | Southeastern Electric Reliability Council | Fluvanna | Electric Utility | 4911 | Electric Services | 37.7089 | -78.2878 | Virginia Electric & Power Company (Owner) Dominion Generation (Operator) | Phase 2 | Phase II Group 1 | Operating | Dry bottom wall-fired boiler | Coal |  |  | Low NOx Burner Technology (Dry Bottom only) Other | Electrostatic Precipitator | 1838 | 8.9299 | COAL | 178 | 1947.205 | 0.355 | 1.5263 | 8.9299
19876 | Virginia Electric & Power Co | 3797 | Chesterfield | VA | Chesterfield | 3 | ST | OP | 112.5 | 100 | 104 |  | 12 | 1952 | BIT |  | N | Y | N | Electric Utility |  |  |  |  | N | Y |  | Y | [54 empty] | COAL | VA | Chesterfield Power Station | 3797 | 3 | 2010 |  | ARP, CAIRNOX, CAIROS, CAIRSO2 | 4530.12 | 12 | 353786.41 |  | 3067.058 | 0.3771 | 737.964 | 398458.514 | 3883655.64 | 3 | Southeastern Electric Reliability Council | Chesterfield | Electric Utility | 4911 | Electric Services | 37.3822 | -77.3833 | Virginia Electric & Power Company (Owner) Dominion Generation (Operator) | Phase 2 | Early Election | Operating | Tangentially-fired | Coal |  |  |  | Electrostatic Precipitator | 1308 | 10.6433 | COAL | 110 | 1971.1538 | 0.3771 | 1.5795 | 10.6433
19876 | Virginia Electric & Power Co | 3797 | Chesterfield | VA | Chesterfield | 4 | ST | OP | 187.5 | 162.5 | 167.5 |  | 6 | 1960 | BIT |  | N | Y | N | Electric Utility |  |  |  |  | N | Y |  | Y | [54 empty] | COAL | VA | Chesterfield Power Station | 3797 | 4 | 2010 |  | ARP, CAIRNOX, CAIROS, CAIRSO2 | 6695.29 | 12 | 927435.39 |  | 6969.306 | 0.1078 | 472.08 | 912645.328 | 8895171.63 | 3 | Southeastern Electric Reliability Council | Chesterfield | Electric Utility | 4911 | Electric Services | 37.3822 | -77.3833 | Virginia Electric & Power Company (Owner) Dominion Generation (Operator) | Phase 2 | Early Election | Operating | Tangentially-fired | Coal |  |  | Selective Catalytic Reduction Other | Electrostatic Precipitator | 1761 | 9.4531 | COAL | 177 | 1971.6418 | 0.1078 | 1.567 | 9.4531
19876 | Virginia Electric & Power Co | 3797 | Chesterfield | VA | Chesterfield | 5 | ST | OP | 359 | 329 | 335 |  | 8 | 1964 | BIT |  | N | Y | N | Electric Utility |  |  |  |  | N | Y |  | Y | [54 empty] | COAL | VA | Chesterfield Power Station | 3797 | 5 | 2010 |  | ARP, CAIRNOX, CAIROS, CAIRSO2 | 7281.38 | 12 | 2167881.16 |  | 16405.208 | 0.0663 | 638.995 | 2090910.05 | 20379238.17 | 3 | Southeastern Electric Reliability Council | Chesterfield | Electric Utility | 4911 | Electric Services | 37.3822 | -77.3833 | Virginia Electric & Power Company (Owner) Dominion Generation (Operator) | Phase 2 | Phase II Group 1 | Operating | Tangentially-fired | Coal |  |  | Low NOx Burner Technology w/ Separated OFA Selective Catalytic Reduction | Electrostatic Precipitator | 3604 | 9.3302 | COAL | 342 | 1989.5522 | 0.0663 | 1.61 | 9.3302
19876 | Virginia Electric & Power Co | 3797 | Chesterfield | VA | Chesterfield | 6 | ST | OP | 693.9 | 657 | 690 |  | 12 | 1969 | BIT |  | N | Y | N | Electric Utility |  |  |  |  | N | Y |  | Y | [54 empty] | COAL | VA | Chesterfield Power Station | 3797 | 6 | 2010 |  | ARP, CAIRNOX, CAIROS, CAIRSO2 | 6113.57 | 12 | 3708622.89 |  | 1258.23 | 0.0834 | 1434.112 | 3505345.657 | 34165192.61 | 3 | Southeastern Electric Reliability Council | Chesterfield | Electric Utility | 4911 | Electric Services | 37.3822 | -77.3833 | Virginia Electric & Power Company (Owner) Dominion Generation (Operator) | Phase 2 | Phase II Group 1 | Operating | Tangentially-fired | Coal |  | Wet Limestone | Low NOx Burner Technology w/ Closed-coupled/Separated OFA Selective Catalytic Reduction | Baghouse Wet Scrubber | 7206 | 9.2299 | COAL | 739 | 1964.4928 | 0.0834 | 0.073656 | 9.2124
19876 | Virginia Electric & Power Co | 3797 | Chesterfield | VA | Chesterfield | CT7 | CT | OP | 145 | 142 | 166 | CH7 | 6 | 1990 | NG | DFO | Y | Y | N | Electric Utility |  |  |  |  | N | [57 empty] | GAS | VA | Chesterfield Power Station | 3797 | 7 | 2010 |  | CAIRNOX, CAIROS, CAIRSO2 | 5013.81 | 12 | 888665.59 |  | 2.879 | 0.1291 | 415.744 |  | 6499272.107 | 3 | Southeastern Electric Reliability Council | Chesterfield | Electric Utility | 4911 | Electric Services | 37.3822 | -77.3833 | Virginia Electric & Power Company (Owner) Dominion Generation (Operator) |  |  | Operating | Combined cycle | Pipeline Natural Gas | Diesel Oil |  | Steam Injection |  | 1980 | 7.1387 | GAS | 240 | 277.1084 | 0.1291 | 0.000886 | 7.1387
19876 | Virginia Electric & Power Co | 3797 | Chesterfield | VA | Chesterfield | CT8 | CT | OP | 148 | 140 | 175 | CH8 | 5 | 1992 | NG | DFO | Y | Y | N | Electric Utility |  |  |  |  | N | [57 empty] | GAS | VA | Chesterfield Power Station | 3797 | **8A | 2010 |  | ARP, CAIRNOX, CAIROS, CAIRSO2 | 6994.24 | 12 | 1284221.38 |  | 2.98 | 0.1099 | 533.772 | 581743.26 | 9788827.496 | 3 | Southeastern Electric Reliability Council | Chesterfield | Electric Utility | 4911 | Electric Services | 37.3822 | -77.3833 | Virginia Electric & Power Company (Owner) Dominion Generation (Operator) | Phase 2 |  | Operating | Combined cycle | Pipeline Natural Gas | Diesel Oil |  | Steam Injection |  | 1980 | 7.4613 | GAS | 238 | 320 | 0.1099 | 0.000609 | 7.4613
19876 | Virginia Electric & Power Co | 3797 | Chesterfield | VA | Chesterfield | CW7 | CA | OP | 74.4 | 55 | 60 | CH7 | 6 | 1990 | NG | DFO | N | Y | N | Electric Utility |  |  |  |  | N | [57 empty] | GAS | [39 empty] | 0 | 0 | 10.4
19876 | Virginia Electric & Power Co | 3797 | Chesterfield | VA | Chesterfield | CW8 | CA | OP | 79.2 | 60 | 61 | CH8 | 5 | 1992 | NG | DFO | N | Y | N | Electric Utility |  |  |  |  | N | [57 empty] | GAS | [39 empty] | 0 | 0 | 10.4
19876 | Virginia Electric & Power Co | 3799 | Low Moor | VA | Alleghany | GT1 | GT | OP | 20.7 | 12 | 17 |  | 7 | 1971 | DFO |  | N | Y | N | Electric Utility | [62 empty] | LIQUID | [39 empty] | 0.74666 | 0.22355 | 13.5189
19876 | Virginia Electric & Power Co | 3799 | Low Moor | VA | Alleghany | GT2 | GT | OP | 20.7 | 12 | 16 |  | 7 | 1971 | DFO |  | N | Y | N | Electric Utility | [62 empty] | LIQUID | [39 empty] | 0.74666 | 0.22355 | 13.5189
19876 | Virginia Electric & Power Co | 3799 | Low Moor | VA | Alleghany | GT3 | GT | OP | 20.7 | 12 | 15 |  | 8 | 1971 | DFO |  | N | Y | N | Electric Utility | [62 empty] | LIQUID | [39 empty] | 0.74666 | 0.22355 | 13.5189
19876 | Virginia Electric & Power Co | 3799 | Low Moor | VA | Alleghany | GT4 | GT | OP | 20.7 | 12 | 17 |  | 8 | 1971 | DFO |  | N | Y | N | Electric Utility | [62 empty] | LIQUID | [39 empty] | 0.74666 | 0.22355 | 13.5189
19876 | Virginia Electric & Power Co | 3800 | Northern Neck | VA | Richmond | GT1 | GT | OP | 20.7 | 12 | 18 |  | 7 | 1971 | DFO |  | N | Y | N | Electric Utility | [62 empty] | LIQUID | [39 empty] | 0.6797 | 0.27043 | 13.4965
19876 | Virginia Electric & Power Co | 3800 | Northern Neck | VA | Richmond | GT2 | GT | OP | 20.7 | 11 | 17 |  | 8 | 1971 | DFO |  | N | Y | N | Electric Utility | [62 empty] | LIQUID | [39 empty] | 0.6797 | 0.27043 | 13.4965
19876 | Virginia Electric & Power Co | 3800 | Northern Neck | VA | Richmond | GT3 | GT | OP | 20.7 | 12 | 17 |  | 7 | 1971 | DFO |  | N | Y | N | Electric Utility | [62 empty] | LIQUID | [39 empty] | 0.6797 | 0.27043 | 13.4965
19876 | Virginia Electric & Power Co | 3800 | Northern Neck | VA | Richmond | GT4 | GT | OP | 20.7 | 12 | 18 |  | 8 | 1971 | DFO |  | N | Y | N | Electric Utility | [62 empty] | LIQUID | [39 empty] | 0.6797 | 0.27043 | 13.4965
19876 | Virginia Electric & Power Co | 3803 | Chesapeake | VA | Chesapeake | 3 | ST | OP | 185.2 | 156 | 162 |  | 6 | 1959 | BIT |  | N | Y | N | Electric Utility |  |  |  | 2014 | N | Y |  | Y | [54 empty] | COAL | VA | Chesapeake Energy Center | 3803 | 3 | 2010 |  | ARP, CAIRNOX, CAIROS, CAIRSO2 | 7121.83 | 12 | 947387.34 |  | 4822.923 | 0.0714 | 328.617 | 937679.433 | 9139173.032 | 3 | Southeastern Electric Reliability Council | Chesapeake (City) | Electric Utility | 4911 | Electric Services | 36.7711 | -76.3019 | Virginia Electric & Power Company (Owner) Dominion Generation (Operator) | Phase 2 | Phase II Group 1 | Operating | Dry bottom wall-fired boiler | Coal |  |  | Low NOx Burner Technology (Dry Bottom only) Selective Catalytic Reduction | Electrostatic Precipitator | 1717 | 9.5372 | COAL | 165 | 1990.7407 | 0.0714 | 1.0554 | 9.5372
19876 | Virginia Electric & Power Co | 3803 | Chesapeake | VA | Chesapeake | 6 | GT | OP | 16.3 | 12 | 16 |  | 7 | 1969 | DFO |  | N | Y | N | Electric Utility |  |  |  |  | N | [57 empty] | LIQUID | [39 empty] | 0.72117 | 0.30836 | 13.2935
19876 | Virginia Electric & Power Co | 3803 | Chesapeake | VA | Chesapeake | GT1 | GT | OP | 18.5 | 15 | 20 |  | 12 | 1967 | DFO |  | N | Y | N | Electric Utility |  |  |  |  | N | [57 empty] | LIQUID | [39 empty] | 0.73719 | 0.31376 | 13.3154
19876 | Virginia Electric & Power Co | 3803 | Chesapeake | VA | Chesapeake | GT2 | GT | OP | 16.3 | 12 | 17 |  | 3 | 1969 | DFO |  | N | Y | N | Electric Utility |  |  |  |  | N | [57 empty] | LIQUID | [39 empty] | 0.72117 | 0.30836 | 13.2935
19876 | Virginia Electric & Power Co | 3803 | Chesapeake | VA | Chesapeake | GT4 | GT | OP | 16.3 | 12 | 16 |  | 5 | 1969 | DFO |  | N | Y | N | Electric Utility |  |  |  |  | N | [57 empty] | LIQUID | [39 empty] | 0.72117 | 0.30836 | 13.2935
19876 | Virginia Electric & Power Co | 3803 | Chesapeake | VA | Chesapeake | ST1 | ST | OP | 112.5 | 111 | 111 |  | 6 | 1953 | BIT |  | N | Y | N | Electric Utility |  |  |  | 2014 | N | Y |  | Y | [54 empty] | COAL | VA | Chesapeake Energy Center | 3803 | 1 | 2010 |  | ARP, CAIRNOX, CAIROS, CAIRSO2 | 7169.05 | 12 | 656006.47 |  | 3564.35 | 0.4937 | 1601.088 | 676102.004 | 6589654.594 | 3 | Southeastern Electric Reliability Council | Chesapeake (City) | Electric Utility | 4911 | Electric Services | 36.7711 | -76.3019 | Virginia Electric & Power Company (Owner) Dominion Generation (Operator) | Phase 2 | Early Election | Operating | Tangentially-fired | Coal |  |  | Other Selective Non-catalytic Reduction | Electrostatic Precipitator | 1377 | 10.0184 | COAL | 120 | 459.4595 | 0.4937 | 1.0818 | 10.0184
19876 | Virginia Electric & Power Co | 3803 | Chesapeake | VA | Chesapeake | ST2 | ST | OP | 112.5 | 111 | 111 |  | 12 | 1954 | BIT |  | N | Y | N | Electric Utility |  |  |  | 2015 | N | Y |  | Y | [54 empty] | COAL | VA | Chesapeake Energy Center | 3803 | 2 | 2010 |  | ARP, CAIRNOX, CAIROS, CAIRSO2 | 7366.7 | 12 | 671464.54 |  | 3823.79 | 0.4571 | 1602.991 | 727265.347 | 7088376.198 | 3 | Southeastern Electric Reliability Council | Chesapeake (City) | Electric Utility | 4911 | Electric Services | 36.7711 | -76.3019 | Virginia Electric & Power Company (Owner) Dominion Generation (Operator) | Phase 2 | Early Election | Operating | Tangentially-fired | Coal |  |  | Other Selective Non-catalytic Reduction | Electrostatic Precipitator | 1381 | 10.393 | COAL | 119 | 463.964 | 0.4571 | 1.0789 | 10.393
19876 | Virginia Electric & Power Co | 3803 | Chesapeake | VA | Chesapeake | ST4 | ST | OP | 239.3 | 217 | 221 |  | 5 | 1962 | BIT |  | N | Y | N | Electric Utility |  |  |  | 2015 | N | Y |  | Y | [54 empty] | COAL | VA | Chesapeake Energy Center | 3803 | 4 | 2010 |  | ARP, CAIRNOX, CAIROS, CAIRSO2 | 6817.89 | 12 | 1298997.04 |  | 7720.478 | 0.0989 | 629.037 | 1344579.327 | 13105080.53 | 3 | Southeastern Electric Reliability Council | Chesapeake (City) | Electric Utility | 4911 | Electric Services | 36.7711 | -76.3019 | Virginia Electric & Power Company (Owner) Dominion Generation (Operator) | Phase 2 | Early Election | Operating | Tangentially-fired | Coal |  |  | Selective Catalytic Reduction | Electrostatic Precipitator | 2482 | 10.0647 | COAL | 225 | 490.9502 | 0.0989 | 1.1782 | 10.0647
19876 | Virginia Electric & Power Co | 3804 | Possum Point | VA | Prince William | 3 | ST | OP | 113.6 | 96 | 100 |  | 6 | 1955 | NG |  | N | Y | N | Electric Utility | [62 empty] | GAS | VA | Possum Point Power Station | 3804 | 3 | 2010 |  | ARP, CAIRNOX, CAIROS, CAIRSO2 | 1702.42 | 12 | 113667.56 |  | 0.362 | 0.1237 | 77.756 | 71707.101 | 1206575.188 | 3 | Southeastern Electric Reliability Council | Prince William | Electric Utility | 4911 | Electric Services | 38.5367 | -77.2806 | Dominion Generation (Operator) Virginia Electric & Power Company (Owner) | Phase 2 | Early Election | Operating | Tangentially-fired | Pipeline Natural Gas |  |  | Low NOx Burner Technology w/ Closed-coupled OFA |  | 1164 | 10.2199 | GAS | 103 | 1985 | 0.1237 | 0.0006 | 10.2199
19876 | Virginia Electric & Power Co | 3804 | Possum Point | VA | Prince William | 4 | ST | OP | 239.3 | 220 | 225 |  | 4 | 1962 | NG |  | N | Y | N | Electric Utility | [62 empty] | GAS | VA | Possum Point Power Station | 3804 | 4 | 2010 |  | ARP, CAIRNOX, CAIROS, CAIRSO2 | 1734.87 | 12 | 224104.67 |  | 0.716 | 0.1027 | 127.047 | 141864.483 | 2387147.71 | 3 | Southeastern Electric Reliability Council | Prince William | Electric Utility | 4911 | Electric Services | 38.5367 | -77.2806 | Dominion Generation (Operator) Virginia Electric & Power Company (Owner) | Phase 2 | Phase II Group 1 | Operating | Tangentially-fired | Pipeline Natural Gas |  |  | Low NOx Burner Technology w/ Closed-coupled OFA |  | 2522 | 10.1479 | GAS | 232 | 1984.4444 | 0.1027 | 0.0006 | 10.1479
19876 | Virginia Electric & Power Co | 3804 | Possum Point | VA | Prince William | 5 | ST | OP | 882 | 786 | 805 |  | 6 | 1975 | RFO |  | N | Y | N | Electric Utility | [62 empty] | LIQUID | VA | Possum Point Power Station | 3804 | 5 | 2010 |  | ARP, CAIRNOX, CAIROS, CAIRSO2 | 1369.99 | 12 | 432092.24 |  | 1520.45 | 0.165 | 473.495 | 379344.82 | 4686740.253 | 3 | Southeastern Electric Reliability Council | Prince William | Electric Utility | 4911 | Electric Services | 38.5367 | -77.2806 | Dominion Generation (Operator) Virginia Electric & Power Company (Owner) | Phase 2 |  | Operating | Tangentially-fired | Residual Oil |  |  | Overfire Air Other | Other | 8486 | 9.8316 | LIQUID | 849 | 1972.6708 | 0.165 | 0.64883 | 9.8316
19876 | Virginia Electric & Power Co | 3804 | Possum Point | VA | Prince William | 6A | CT | OP | 174 | 148.5 | 176.5 | G784 | 7 | 2003 | NG | DFO | Y | Y | N | Electric Utility |  |  |  |  | N | [57 empty] | GAS | VA | Possum Point Power Station | 3804 | 6A | 2010 |  | ARP, CAIRNOX, CAIROS, CAIRSO2 | 6520.47 | 12 | 1487185.43 |  | 3.468 | 0.0124 | 57.469 | 632973.303 | 10646394.56 | 3 | Southeastern Electric Reliability Council | Prince William | Electric Utility | 4911 | Electric Services | 38.5367 | -77.2806 | Dominion Generation (Operator) Virginia Electric & Power Company (Owner) | Phase 2 |  | Operating | Combined cycle | Pipeline Natural Gas | Diesel Oil |  | Dry Low NOx Burners Water Injection Selective Catalytic Reduction |  | 2465 | 7.0765 | GAS | 316 | 1604.8159 | 0.0124 | 0.000651 | 7.0765
19876 | Virginia Electric & Power Co | 3804 | Possum Point | VA | Prince William | 6B | CT | OP | 174 | 148.5 | 176.5 | G784 | 7 | 2003 | NG | DFO | Y | Y | N | Electric Utility |  |  |  |  | N | [57 empty] | GAS | VA | Possum Point Power Station | 3804 | 6B | 2010 |  | ARP, CAIRNOX, CAIROS, CAIRSO2 | 7399.17 | 12 | 1742802.94 |  | 3.744 | 0.0121 | 68.106 | 733910.412 | 12348844.67 | 3 | Southeastern Electric Reliability Council | Prince William | Electric Utility | 4911 | Electric Services | 38.5367 | -77.2806 | Dominion Generation (Operator) Virginia Electric & Power Company (Owner) | Phase 2 |  | Operating | Combined cycle | Pipeline Natural Gas | Diesel Oil |  | Dry Low NOx Burners Water Injection Selective Catalytic Reduction |  | 2465 | 7.0362 | GAS | 321 | 1590.6516 | 0.0121 | 0.000606 | 7.0362
19876 | Virginia Electric & Power Co | 3804 | Possum Point | VA | Prince William | 6ST | CA | OP | 265 | 262 | 262 | G784 | 7 | 2003 | NG | DFO | N | Y | N | Electric Utility |  |  |  |  | N | [57 empty] | GAS | [39 empty] | 0 | 0 | 10.4
19876 | Virginia Electric & Power Co | 3804 | Possum Point | VA | Prince William | GT1 | GT | OP | 16 | 12 | 19 |  | 5 | 1968 | DFO |  | N | Y | N | Electric Utility | [62 empty] | LIQUID | [39 empty] | 0.75921 | 0.29881 | 12.9713
19876 | Virginia Electric & Power Co | 3804 | Possum Point | VA | Prince William | GT2 | GT | OP | 16 | 12 | 17 |  | 5 | 1968 | DFO |  | N | Y | N | Electric Utility | [62 empty] | LIQUID | [39 empty] | 0.75921 | 0.29881 | 12.9713
19876 | Virginia Electric & Power Co | 3804 | Possum Point | VA | Prince William | GT3 | GT | OP | 16 | 12 | 16 |  | 5 | 1968 | DFO |  | N | Y | N | Electric Utility | [62 empty] | LIQUID | [39 empty] | 0.75921 | 0.29881 | 12.9713
19876 | Virginia Electric & Power Co | 3804 | Possum Point | VA | Prince William | GT4 | GT | OP | 16 | 12 | 18 |  | 5 | 1968 | DFO |  | N | Y | N | Electric Utility | [62 empty] | LIQUID | [39 empty] | 0.75921 | 0.29881 | 12.9713
19876 | Virginia Electric & Power Co | 3804 | Possum Point | VA | Prince William | GT5 | GT | OP | 16 | 12 | 17 |  | 5 | 1968 | DFO |  | N | Y | N | Electric Utility | [62 empty] | LIQUID | [39 empty] | 0.75921 | 0.29881 | 12.9713
19876 | Virginia Electric & Power Co | 3804 | Possum Point | VA | Prince William | GT6 | GT | OP | 16 | 12 | 19 |  | 5 | 1968 | DFO |  | N | Y | N | Electric Utility | [62 empty] | LIQUID | [39 empty] | 0.75921 | 0.29881 | 12.9713
19876 | Virginia Electric & Power Co | 3806 | Surry | VA | Surry | 1 | ST | OP | 847.5 | 838 | 875 |  | 12 | 1972 | NUC |  | N | Y | N | Electric Utility |  |  |  |  | N | [57 empty] | N/A | [39 empty] | 0 | 0 | 10.4
19876 | Virginia Electric & Power Co | 3806 | Surry | VA | Surry | 2 | ST | OP | 847.5 | 838 | 875 |  | 5 | 1973 | NUC |  | N | Y | N | Electric Utility |  |  |  |  | N | [57 empty] | N/A | [39 empty] | 0 | 0 | 10.4
19876 | Virginia Electric & Power Co | 3809 | Yorktown | VA | York | 1 | ST | OP | 187.5 | 159 | 162 |  | 7 | 1957 | BIT |  | N | Y | N | Electric Utility |  |  |  | 2014 |  | Y |  | Y | [54 empty] | COAL | VA | Yorktown Power Station | 3809 | 1 | 2010 | CS0 | ARP, CAIRNOX, CAIROS, CAIRSO2 | 5811.43 | 12 | 757289.83 |  | 7308.561 | 0.3474 | 1166.71 | 696468.326 | 6788203.301 | 3 | Southeastern Electric Reliability Council | York | Electric Utility | 4911 | Electric Services | 37.2144 | -76.4611 | Virginia Electric & Power Company (Owner) Dominion Generation (Operator) | Phase 2 | Early Election | Operating | Tangentially-fired | Coal | Other Gas, Pipeline Natural Gas |  | Low NOx Burner Technology w/ Separated OFA Selective Non-catalytic Reduction | Electrostatic Precipitator | 1758 | 8.8818 | COAL | 175 | 1959.8765 | 0.3474 | 2.1533 | 8.8818
19876 | Virginia Electric & Power Co | 3809 | Yorktown | VA | York | 2 | ST | OP | 187.5 | 164 | 165 |  | 1 | 1959 | BIT |  | N | Y | N | Electric Utility | [5 empty] | Y |  | Y | [54 empty] | COAL | VA | Yorktown Power Station | 3809 | 2 | 2010 | CS0 | ARP, CAIRNOX, CAIROS, CAIRSO2 | 6607.28 | 12 | 923923.47 |  | 8801.718 | 0.3795 | 1559.17 | 838809.01 | 8175546.402 | 3 | Southeastern Electric Reliability Council | York | Electric Utility | 4911 | Electric Services | 37.2144 | -76.4611 | Virginia Electric & Power Company (Owner) Dominion Generation (Operator) | Phase 2 | Early Election | Operating | Tangentially-fired | Coal |  |  | Low NOx Burner Technology w/ Separated OFA Selective Non-catalytic Reduction | Electrostatic Precipitator | 1865 | 8.7681 | COAL | 191 | 1921.2121 | 0.3795 | 2.1532 | 8.7681
19876 | Virginia Electric & Power Co | 3809 | Yorktown | VA | York | 3 | ST | OP | 882 | 818 | 820 |  | 12 | 1974 | RFO |  | N | Y | N | Electric Utility | [62 empty] | LIQUID | VA | Yorktown Power Station | 3809 | 3 | 2010 |  | ARP, CAIRNOX, CAIROS, CAIRSO2 | 1111.08 | 12 | 357069.75 |  | 1791.608 | 0.2049 | 479.307 | 316327.025 | 3908171.159 | 3 | Southeastern Electric Reliability Council | York | Electric Utility | 4911 | Electric Services | 37.2144 | -76.4611 | Virginia Electric & Power Company (Owner) Dominion Generation (Operator) | Phase 2 |  | Operating | Tangentially-fired | Residual Oil | Diesel Oil, Other Gas, Pipeline Natural Gas |  | Other | Other | 8909 | 9.6707 | LIQUID | 862 | 1974.3902 | 0.2049 | 0.91685 | 9.6707
19876 | Virginia Electric & Power Co | 3954 | Mt Storm | WV | Grant | 1 | ST | OP | 570.2 | 524 | 539 |  | 9 | 1965 | BIT |  | N | Y | N | Electric Utility | [5 empty] | Y |  | Y | [54 empty] | COAL | WV | Mount Storm Power Station | 3954 | 1 | 2010 | CS0 | ARP, CAIRNOX, CAIROS, CAIRSO2 | 7886.13 | 12 | 3591813.95 |  | 1275.247 | 0.0731 | 1276.292 | 3657728.035 | 35650363.72 | 3 | Southeastern Electric Reliability Council | Grant | Electric Utility | 4911 | Electric Services | 39.2014 | -79.2667 | Virginia Electric & Power Company (Owner) Dominion Generation (Operator) | Table 1 | Phase 1 Group 1 | Operating | Tangentially-fired | Coal |  | Wet Limestone | Low NOx Burner Technology w/ Closed-coupled OFA Selective Catalytic Reduction | Electrostatic Precipitator Wet Scrubber | 5921 | 9.8737 | COAL | 556 | 1984.2301 | 0.0731 | 0.071542 | 9.8737
19876 | Virginia Electric & Power Co | 3954 | Mt Storm | WV | Grant | 2 | ST | OP | 570.2 | 555 | 570 |  | 7 | 1966 | BIT |  | N | Y | N | Electric Utility | [5 empty] | Y |  | Y | [54 empty] | COAL | WV | Mount Storm Power Station | 3954 | 2 | 2010 | CS0 | ARP, CAIRNOX, CAIROS, CAIRSO2 | 7719.9 | 12 | 3478013.22 |  | 1287.371 | 0.079 | 1345.274 | 3536307.448 | 34466942.63 | 3 | Southeastern Electric Reliability Council | Grant | Electric Utility | 4911 | Electric Services | 39.2014 | -79.2667 | Virginia Electric & Power Company (Owner) Dominion Generation (Operator) | Table 1 | Phase 1 Group 1 | Operating | Tangentially-fired | Coal |  | Wet Limestone | Low NOx Burner Technology w/ Closed-coupled OFA Selective Catalytic Reduction | Electrostatic Precipitator Wet Scrubber | 6185 | 9.8575 | COAL | 557 | 1988.3303 | 0.079 | 0.074702 | 9.8575
19876 | Virginia Electric & Power Co | 3954 | Mt Storm | WV | Grant | 3 | ST | OP | 522 | 512 | 529 |  | 12 | 1973 | BIT |  | N | Y | N | Electric Utility | [5 empty] | Y |  | Y | [54 empty] | COAL | WV | Mount Storm Power Station | 3954 | 3 | 2010 |  | ARP, CAIRNOX, CAIROS, CAIRSO2 | 8030.2 | 12 | 3925463.25 |  | 1462.185 | 0.0896 | 1678.628 | 3843883.239 | 37464761.14 | 3 | Southeastern Electric Reliability Council | Grant | Electric Utility | 4911 | Electric Services | 39.2014 | -79.2667 | Virginia Electric & Power Company (Owner) Dominion Generation (Operator) | Table 1 | Phase 1 Group 1 | Operating | Tangentially-fired | Coal |  | Wet Limestone | Low NOx Burner Technology w/ Closed-coupled OFA Selective Catalytic Reduction | Wet Scrubber Electrostatic Precipitator | 6005 | 9.5342 | COAL | 558 | 1972.5898 | 0.0896 | 0.078057 | 9.5342
19876 | Virginia Electric & Power Co | 3954 | Mt Storm | WV | Grant | JF1 | GT | OP | 18.5 | 11 | 15 |  | 10 | 1967 | JF |  | N | Y | N | Electric Utility | [62 empty] | LIQUID | [39 empty] | 0.69 | 0.026988 | 10.4
19876 | Virginia Electric & Power Co | 6167 | Bath County | VA | Bath | 1 | PS | OP | 477 | 500 | 500 |  | 12 | 1985 | WAT |  | N | Y | N | Electric Utility | [62 empty] | N/A | [39 empty] | 0 | 0 | 10.4
19876 | Virginia Electric & Power Co | 6167 | Bath County | VA | Bath | 2 | PS | OP | 477 | 500 | 500 |  | 12 | 1985 | WAT |  | N | Y | N | Electric Utility | [62 empty] | N/A | [39 empty] | 0 | 0 | 10.4
19876 | Virginia Electric & Power Co | 6167 | Bath County | VA | Bath | 3 | PS | OP | 477 | 502 | 502 |  | 12 | 1985 | WAT |  | N | Y | N | Electric Utility | [62 empty] | N/A | [39 empty] | 0 | 0 | 10.4
19876 | Virginia Electric & Power Co | 6167 | Bath County | VA | Bath | 4 | PS | OP | 477 | 500 | 500 |  | 12 | 1985 | WAT |  | N | Y | N | Electric Utility | [62 empty] | N/A | [39 empty] | 0 | 0 | 10.4
19876 | Virginia Electric & Power Co | 6167 | Bath County | VA | Bath | 5 | PS | OP | 477 | 501 | 501 |  | 12 | 1985 | WAT |  | N | Y | N | Electric Utility | [62 empty] | N/A | [39 empty] | 0 | 0 | 10.4
19876 | Virginia Electric & Power Co | 6167 | Bath County | VA | Bath | 6 | PS | OP | 477 | 500 | 500 |  | 12 | 1985 | WAT |  | N | Y | N | Electric Utility | [62 empty] | N/A | [39 empty] | 0 | 0 | 10.4
19876 | Virginia Electric & Power Co | 6168 | North Anna | VA | Louisa | 1 | ST | OP | 979.7 | 920 | 929 |  | 6 | 1978 | NUC |  | N | Y | N | Electric Utility | [62 empty] | N/A | [39 empty] | 0 | 0 | 10.4
19876 | Virginia Electric & Power Co | 6168 | North Anna | VA | Louisa | 2 | ST | OP | 979.7 | 943 | 975 |  | 12 | 1980 | NUC |  | N | Y | N | Electric Utility | [62 empty] | N/A | [39 empty] | 0 | 0 | 10.4
19876 | Virginia Electric & Power Co | 7032 | Gravel Neck | VA | Surry | 1 | GT | OP | 16.3 | 12 | 15 |  | 8 | 1970 | DFO |  | N | Y | N | Electric Utility |  |  |  |  | N | [57 empty] | LIQUID | [39 empty] | 0.71528 | 0.29381 | 13.3141
19876 | Virginia Electric & Power Co | 7032 | Gravel Neck | VA | Surry | 2 | GT | OP | 23.8 | 16 | 23 |  | 12 | 1970 | DFO |  | N | Y | N | Electric Utility |  |  |  |  | N | [57 empty] | LIQUID | VA | Gravel Neck Combustion Turbine | 7032 | 3 | 2010 | CP0 | CAIRNOX, CAIROS, CAIRSO2 | 574 | 12 | 36225 |  | 2.093 | 0.231 | 29.89 | 26086.4 | 434827.8 | 3 |  | Surry | Electric Utility |  |  | 37.1575 | -76.6911 | Virginia Electric & Power Company (Owner) Dominion Generation (Operator) |  |  | Operating | Combustion turbine | Pipeline Natural Gas | Diesel Oil |  | Water Injection |  | 1308 | 11.9951 | GAS | 90 | -1306.5217 | 0.231 | 0.0096268 | 11.9951
19876 | Virginia Electric & Power Co | 7032 | Gravel Neck | VA | Surry | 3 | GT | OP | 91.9 | 85 | 98 |  | 10 | 1989 | NG | DFO | Y | Y | N | Electric Utility |  |  |  |  | N | [57 empty] | GAS | VA | Gravel Neck Combustion Turbine | 7032 | 3 | 2010 | CP0 | CAIRNOX, CAIROS, CAIRSO2 | 574 | 12 | 36225 |  | 2.093 | 0.231 | 29.89 | 26086.4 | 434827.8 | 3 |  | Surry | Electric Utility |  |  | 37.1575 | -76.6911 | Virginia Electric & Power Company (Owner) Dominion Generation (Operator) |  |  | Operating | Combustion turbine | Pipeline Natural Gas | Diesel Oil |  | Water Injection |  | 1308 | 11.9951 | GAS | 90 | 1955.5556 | 0.231 | 0.0096268 | 11.9951
19876 | Virginia Electric & Power Co | 7032 | Gravel Neck | VA | Surry | 4 | GT | OP | 91.9 | 85 | 97 |  | 7 | 1989 | NG | DFO | Y | Y | N | Electric Utility |  |  |  |  | N | [57 empty] | GAS | VA | Gravel Neck Combustion Turbine | 7032 | 4 | 2010 | CP0 | CAIRNOX, CAIROS, CAIRSO2 | 666 | 12 | 43168 |  | 4.808 | 0.2353 | 37.115 | 31932.7 | 523972.6 | 3 |  | Surry | Electric Utility |  |  | 37.1575 | -76.6911 | Virginia Electric & Power Company (Owner) Dominion Generation (Operator) |  |  | Operating | Combustion turbine | Pipeline Natural Gas | Diesel Oil |  | Water Injection |  | 1308 | 12.1218 | GAS | 90 | 1961.1111 | 0.2353 | 0.018352 | 12.1218
19876 | Virginia Electric & Power Co | 7032 | Gravel Neck | VA | Surry | 5 | GT | OP | 91.9 | 85 | 98 |  | 7 | 1989 | NG | DFO | Y | Y | N | Electric Utility |  |  |  |  | N | [57 empty] | GAS | VA | Gravel Neck Combustion Turbine | 7032 | 5 | 2010 | CP0 | CAIRNOX, CAIROS, CAIRSO2 | 359 | 12 | 22658 |  | 4.941 | 0.255 | 20.185 | 16716.6 | 265302.9 | 3 |  | Surry | Electric Utility |  |  | 37.1575 | -76.6911 | Virginia Electric & Power Company (Owner) Dominion Generation (Operator) |  |  | Operating | Combustion turbine | Pipeline Natural Gas | Diesel Oil |  | Water Injection |  | 1308 | 11.7012 | GAS | 90 | 1955.5556 | 0.255 | 0.037248 | 11.7012
19876 | Virginia Electric & Power Co | 7032 | Gravel Neck | VA | Surry | 6 | GT | OP | 91.9 | 85 | 97 |  | 11 | 1989 | NG | DFO | Y | Y | N | Electric Utility |  |  |  |  | N | [57 empty] | GAS | VA | Gravel Neck Combustion Turbine | 7032 | 6 | 2010 | CP0 | CAIRNOX, CAIROS, CAIRSO2 | 579 | 12 | 38573 |  | 5.861 | 0.2298 | 32.911 | 28023.4 | 453741.9 | 3 |  | Surry | Electric Utility |  |  | 37.1575 | -76.6911 | Virginia Electric & Power Company (Owner) Dominion Generation (Operator) |  |  | Operating | Combustion turbine | Pipeline Natural Gas | Diesel Oil |  | Water Injection |  | 1308 | 11.7555 | GAS | 92 | 1972.8261 | 0.2298 | 0.025834 | 11.7555
19876 | Virginia Electric & Power Co | 7212 | Darbytown | VA | Henrico | 1 | GT | OP | 92.1 | 84 | 98 |  | 5 | 1990 | NG | DFO | Y | Y | N | Electric Utility |  |  |  |  | N | [57 empty] | GAS | VA | Darbytown Combustion Turbine | 7212 | 1 | 2010 | CP0 | CAIRNOX, CAIROS, CAIRSO2 | 745 | 12 | 48020 |  | 1.839 | 0.2174 | 37.876 | 32916.8 | 551639.7 | 3 |  | Henrico | Electric Utility |  |  | 37.4978 | -77.368 | Virginia Electric & Power Company (Owner) Dominion Generation (Operator) |  |  | Operating | Combustion turbine | Pipeline Natural Gas | Diesel Oil |  | Water Injection |  | 1308 | 11.4884 | GAS | 94 | 1978.7234 | 0.2174 | 0.0066674 | 11.4877
19876 | Virginia Electric & Power Co | 7212 | Darbytown | VA | Henrico | 2 | GT | OP | 92.1 | 84 | 97 |  | 5 | 1990 | NG | DFO | Y | Y | N | Electric Utility |  |  |  |  | N | [57 empty] | GAS | VA | Darbytown Combustion Turbine | 7212 | 2 | 2010 | CP0 | CAIRNOX, CAIROS, CAIRSO2 | 941 | 12 | 61515 |  | 1.37 | 0.2027 | 46.647 | 41861.2 | 705139.6 | 3 |  | Henrico | Electric Utility |  |  | 37.4978 | -77.368 | Virginia Electric & Power Company (Owner) Dominion Generation (Operator) |  |  | Operating | Combustion turbine | Pipeline Natural Gas | Diesel Oil |  | Water Injection |  | 1308 | 11.4509 | GAS | 91 | 1967.033 | 0.2027 | 0.0038858 | 11.4509
19876 | Virginia Electric & Power Co | 7212 | Darbytown | VA | Henrico | 3 | GT | OP | 92.1 | 84 | 95 |  | 4 | 1990 | NG | DFO | Y | Y | N | Electric Utility |  |  |  |  | N | [57 empty] | GAS | VA | Darbytown Combustion Turbine | 7212 | 3 | 2010 | CP0 | CAIRNOX, CAIROS, CAIRSO2 | 906 | 12 | 61244 |  | 1.912 | 0.1995 | 47.577 | 42540.9 | 714718 | 3 |  | Henrico | Electric Utility |  |  | 37.4978 | -77.368 | Virginia Electric & Power Company (Owner) Dominion Generation (Operator) |  |  | Operating | Combustion turbine | Pipeline Natural Gas | Diesel Oil |  | Water Injection |  | 1308 | 11.6797 | GAS | 90 | 1972.2222 | 0.1995 | 0.0053504 | 11.67
19876 | Virginia Electric & Power Co | 7212 | Darbytown | VA | Henrico | 4 | GT | OP | 92.1 | 84 | 97 |  | 4 | 1990 | NG | DFO | Y | Y | N | Electric Utility | [62 empty] | GAS | VA | Darbytown Combustion Turbine | 7212 | 4 | 2010 | CP0 | CAIRNOX, CAIROS, CAIRSO2 | 649 | 12 | 43576 |  | 0.951 | 0.2054 | 33.046 | 29557.7 | 498007.7 | 3 |  | Henrico | Electric Utility |  |  | 37.4978 | -77.368 | Dominion Generation (Operator) Virginia Electric & Power Company (Owner) |  |  | Operating | Combustion turbine | Pipeline Natural Gas | Diesel Oil |  | Water Injection |  | 1308 | 11.4281 | GAS | 90 | 1961.1111 | 0.2054 | 0.0038192 | 11.4281
19876 | Virginia Electric & Power Co | 7213 | Clover | VA | Halifax | 1 | ST | OP | 424 | 431 | 435 |  | 10 | 1995 | BIT |  | N | Y | N | Electric Utility | [5 empty] | Y |  | Y | [54 empty] | COAL | VA | Clover Power Station | 7213 | 1 | 2010 |  | ARP, CAIRNOX, CAIROS, CAIRSO2 | 8380.32 | 12 | 3301192.04 |  | 1223.356 | 0.2826 | 4689.923 | 3348322.508 | 32634770.13 | 3 | Southeastern Electric Reliability Council | Halifax | Electric Utility | 4911 | Electric Services | 36.8692 | -78.7046 | Dominion Generation (Operator) Virginia Electric & Power Company (Owner) Old Dominion Electric Cooperative (Owner) | Phase 2 | Phase II Group 1 | Operating | Tangentially-fired | Coal |  | Wet Limestone | Selective Non-catalytic Reduction Other | Baghouse Wet Scrubber | 5127 | 9.8171 | COAL | 465 | 1965.5172 | 0.2826 | 0.074973 | 9.8171
19876 | Virginia Electric & Power Co | 7213 | Clover | VA | Halifax | 2 | ST | OP | 424 | 434 | 438 |  | 3 | 1996 | BIT |  | N | Y | N | Electric Utility | [5 empty] | Y |  | Y | [54 empty] | COAL | VA | Clover Power Station | 7213 | 2 | 2010 |  | ARP, CAIRNOX, CAIROS, CAIRSO2 | 8405.14 | 12 | 3381715.68 |  | 1122.539 | 0.2987 | 5144.667 | 3486470.494 | 33981205.33 | 3 | Southeastern Electric Reliability Council | Halifax | Electric Utility | 4911 | Electric Services | 36.8692 | -78.7046 | Dominion Generation (Operator) Virginia Electric & Power Company (Owner) Old Dominion Electric Cooperative (Owner) | Phase 2 | Phase II Group 1 | Operating | Tangentially-fired | Coal |  | Wet Limestone | Selective Non-catalytic Reduction Other | Baghouse Wet Scrubber | 5173 | 9.9893 | COAL | 474 | 1958.9041 | 0.2987 | 0.066068 | 9.9893
19876 | Virginia Electric & Power Co | 7838 | Remington | VA | Fauquier | 1 | GT | OP | 178.5 | 153 | 187 |  | 6 | 2000 | NG | DFO | Y | Y | N | Electric Utility | [62 empty] | GAS | VA | Ladysmith Combustion Turbine Sta | 7838 | 1 | 2010 |  | ARP, CAIRNOX, CAIROS, CAIRSO2 | 1186.13 | 12 | 176285.14 |  | 4.206 | 0.0521 | 38.68 | 111468.749 | 1802555.666 | 3 |  | Caroline | Electric Utility | 4911 | Electric Services | 38.5442 | -77.7714 | Virginia Electric & Power Company (Owner) Dominion Generation (Operator) | Phase 2 |  | Operating | Combustion turbine | Pipeline Natural Gas | Diesel Oil |  | Dry Low NOx Burners Water Injection |  | 2129 | 10.1243 | GAS | 190 | 1991.9786 | 0.0521 | 0.0046667 | 10.1243
19876 | Virginia Electric & Power Co | 7838 | Remington | VA | Fauquier | 2 | GT | OP | 170 | 151 | 187 |  | 6 | 2000 | NG | DFO | Y | Y | N | Electric Utility | [62 empty] | GAS | VA | Ladysmith Combustion Turbine Sta | 7838 | 2 | 2010 |  | ARP, CAIRNOX, CAIROS, CAIRSO2 | 1078.9 | 12 | 159818.77 |  | 3.02 | 0.0545 | 36.763 | 97914.953 | 1597218.87 | 3 |  | Caroline | Electric Utility | 4911 | Electric Services | 38.5442 | -77.7714 | Virginia Electric & Power Company (Owner) Dominion Generation (Operator) | Phase 2 |  | Operating | Combustion turbine | Pipeline Natural Gas | Diesel Oil |  | Dry Low NOx Burners Water Injection |  | 2129 | 9.8883 | GAS | 196 | 1975.9358 | 0.0545 | 0.0037816 | 9.8883
19876 | Virginia Electric & Power Co | 7838 | Remington | VA | Fauquier | 3 | GT | OP | 178.5 | 152 | 187 |  | 7 | 2000 | NG | DFO | Y | Y | N | Electric Utility | [62 empty] | GAS | VA | Ladysmith Combustion Turbine Sta | 7838 | 3 | 2010 |  | ARP, CAIRNOX, CAIROS, CAIRSO2 | 1309.02 | 12 | 202477.17 |  | 1.682 | 0.0445 | 37.246 | 121120.501 | 2016538.207 | 3 |  | Caroline | Electric Utility | 4911 | Electric Services | 38.5442 | -77.7714 | Virginia Electric & Power Company (Owner) Dominion Generation (Operator) | Phase 2 |  | Operating | Combustion turbine | Pipeline Natural Gas | Diesel Oil |  | Dry Low NOx Burners Water Injection |  | 2129 | 9.8867 | GAS | 197 | 1973.262 | 0.0445 | 0.0016682 | 9.8867
19876 | Virginia Electric & Power Co | 7838 | Remington | VA | Fauquier | 4 | GT | OP | 178.5 | 152 | 187 |  | 7 | 2000 | NG | DFO | Y | Y | N | Electric Utility | [62 empty] | GAS | VA | Ladysmith Combustion Turbine Sta | 7838 | 4 | 2010 |  | ARP, CAIRNOX, CAIROS, CAIRSO2 | 1230.74 | 12 | 191282.22 |  | 4.361 | 0.05 | 40.608 | 118360.745 | 1916091.843 | 3 |  | Caroline | Electric Utility | 4911 | Electric Services | 38.5442 | -77.7714 | Virginia Electric & Power Company (Owner) Dominion Generation (Operator) | Phase 2 |  | Operating | Combustion turbine | Pipeline Natural Gas | Diesel Oil |  | Dry Low NOx Burners Water Injection |  | 2129 | 9.9303 | GAS | 198 | 1970.5882 | 0.05 | 0.004552 | 9.9303
19876 | Virginia Electric & Power Co | 7839 | Ladysmith | VA | Caroline | 1 | GT | OP | 178.5 | 151 | 183 |  | 5 | 2001 | NG | DFO | Y | Y | N | Electric Utility | [62 empty] | GAS | VA | Remington Combustion Turbine Station | 7839 | 1 | 2010 |  | ARP, CAIRNOX, CAIROS, CAIRSO2 | 855.9 | 12 | 124974.84 |  | 3.464 | 0.0567 | 30.361 | 79037.43 | 1270292.189 | 3 |  | Fauquier | Electric Utility | 4911 | Electric Services | 38.0722 | -77.5133 | Virginia Electric & Power Company (Owner) Dominion Generation (Operator) | Phase 2 |  | Operating | Combustion turbine | Pipeline Natural Gas | Diesel Oil |  | Dry Low NOx Burners Water Injection |  | 2110 | 10.039 | GAS | 188 | 1986.3388 | 0.0567 | 0.0054539 | 10.039
19876 | Virginia Electric & Power Co | 7839 | Ladysmith | VA | Caroline | 2 | GT | OP | 178.5 | 151 | 183 |  | 5 | 2001 | NG | DFO | Y | Y | N | Electric Utility | [62 empty] | GAS | VA | Remington Combustion Turbine Station | 7839 | 2 | 2010 |  | ARP, CAIRNOX, CAIROS, CAIRSO2 | 814.23 | 12 | 117159.24 |  | 2.45 | 0.0524 | 26.227 | 74154.317 | 1207623.55 | 3 |  | Fauquier | Electric Utility | 4911 | Electric Services | 38.0722 | -77.5133 | Virginia Electric & Power Company (Owner) Dominion Generation (Operator) | Phase 2 |  | Operating | Combustion turbine | Pipeline Natural Gas | Diesel Oil |  | Dry Low NOx Burners Water Injection |  | 2110 | 10.2055 | GAS | 186 | 1991.8033 | 0.0524 | 0.0040576 | 10.2055
19876 | Virginia Electric & Power Co | 7839 | Ladysmith | VA | Caroline | 3 | GT | OP | 178.5 | 161 | 183 |  | 6 | 2008 | NG | DFO | Y | Y | N | Electric Utility | [62 empty] | GAS | VA | Remington Combustion Turbine Station | 7839 | 3 | 2010 |  | ARP, CAIRNOX, CAIROS, CAIRSO2 | 617.44 | 12 | 91778.41 |  | 2.422 | 0.0596 | 23.581 | 58304.372 | 939105.34 | 3 |  | Fauquier | Electric Utility | 4911 | Electric Services | 38.0722 | -77.5133 | Virginia Electric & Power Company (Owner) Dominion Generation (Operator) | Phase 2 |  | Operating | Combustion turbine | Pipeline Natural Gas | Diesel Oil |  | Dry Low NOx Burners Water Injection |  | 2110 | 10.0942 | GAS | 190 | 1980.8743 | 0.0596 | 0.0051581 | 10.0942
19876 | Virginia Electric & Power Co | 7839 | Ladysmith | VA | Caroline | 4 | GT | OP | 178.5 | 160 | 183 |  | 6 | 2008 | NG | DFO | Y | Y | N | Electric Utility | [62 empty] | GAS | VA | Remington Combustion Turbine Station | 7839 | 4 | 2010 |  | ARP, CAIRNOX, CAIROS, CAIRSO2 | 783.25 | 12 | 111750.25 |  | 1.958 | 0.0488 | 22.887 | 69567.46 | 1139200.865 | 3 |  | Fauquier | Electric Utility | 4911 | Electric Services | 38.0722 | -77.5133 | Virginia Electric & Power Company (Owner) Dominion Generation (Operator) | Phase 2 |  | Operating | Combustion turbine | Pipeline Natural Gas | Diesel Oil |  | Dry Low NOx Burners Water Injection |  | 2110 | 10.0266 | GAS | 190 | 1980.8743 | 0.0488 | 0.0034375 | 10.0266
19876 | Virginia Electric & Power Co | 7839 | Ladysmith | VA | Caroline | 5 | GT | OP | 178.5 | 160 | 183 |  | 4 | 2009 | NG | DFO | Y | Y | N | Electric Utility |  |  |  |  | N | [57 empty] | GAS | VA | Remington Combustion Turbine Station | 7839 | 2 | 2010 |  | ARP, CAIRNOX, CAIROS, CAIRSO2 | 814.23 | 12 | 117159.24 |  | 2.45 | 0.0524 | 26.227 | 74154.317 | 1207623.55 | 3 |  | Fauquier | Electric Utility | 4911 | Electric Services | 38.0722 | -77.5133 | Virginia Electric & Power Company (Owner) Dominion Generation (Operator) | Phase 2 |  | Operating | Combustion turbine | Pipeline Natural Gas | Diesel Oil |  | Dry Low NOx Burners Water Injection |  | 2110 | 10.2055 | GAS | 186 | 491.8033 | 0.0524 | 0.0040576 | 10.2055
19876 | Virginia Electric & Power Co | 10771 | Hopewell Power Station | VA | Hopewell City | 1 | ST | OP | 71.1 | 63 | 63 |  | 7 | 1992 | BIT |  | N | Y | N | Electric Utility |  | WDS | 2013 |  | N |  |  | Y | [54 empty] | COAL | VA | Hopewell Power Station | 10771 | 1 | 2010 | CS0 | ARP, CAIRNOX, CAIROS, CAIRSO2 | 3909.08 | 12 |  | 732124.63 | 26.949 | 0.2806 | 156.706 | 109152.415 | 1063888.31 | 3 |  | Hopewell (City) | Electric Utility | 4911 | Electric Services | 37.2969 | -77.2833 | Dominion Generation (Operator) Virginia Electric & Power Company (Owner) | Phase 2 |  | Operating | Stoker | Coal | Pipeline Natural Gas | Dry Lime FGD | Overfire Air Selective Non-catalytic Reduction | Baghouse | 396.7 | 10.4 | COAL | 39.7341 | 1707.2305 | 0.2806 | 0.050661 | 10.9759
19876 | Virginia Electric & Power Co | 10773 | Altavista Power Station | VA | Campbell | 1 | ST | OP | 71.1 | 63 | 63 |  | 2 | 1992 | BIT | BIT | N | Y | N | Electric Utility |  | WDS | 2013 |  |  |  |  | Y | [54 empty] | COAL | VA | Altavista Power Station | 10773 | 1 | 2010 | CS0 | ARP, CAIRNOX, CAIROS, CAIRSO2 | 3378.9 | 12 |  | 709258.53 | 20.556 | 0.2725 | 138.286 | 98913.061 | 963392.169 | 3 |  | Campbell | Electric Utility | 4911 | Electric Services | 37.1183 | -79.2726 | Dominion Generation (Operator) Virginia Electric & Power Company (Owner) | Phase 2 |  | Operating | Stoker | Coal | Wood | Dry Lime FGD | Overfire Air Selective Non-catalytic Reduction | Baghouse | 383 | 10.4 | COAL | 41.2112 | 1735.6452 | 0.2725 | 0.042674 | 10.9814
19876 | Virginia Electric & Power Co | 10774 | Southampton Power Station | VA | Southampton | 1 | ST | OP | 71.1 | 63 | 63 |  | 3 | 1992 | BIT |  | N | Y | Y | Electric Utility |  | WDS | 2014 |  |  |  |  | Y | [54 empty] | COAL | VA | Southampton Power Station | 10774 | 1 | 2010 | CS0 | ARP, CAIRNOX, CAIROS, CAIRSO2 | 5606.34 | 12 |  | 913377.05 | 37.171 | 0.3834 | 244.687 | 133539.335 | 1301608.5 | 3 |  | Southampton | Electric Utility | 4911 | Electric Services | 36.6525 | -76.9953 | Dominion Generation (Operator) Virginia Electric & Power Company (Owner) | Phase 2 |  | Operating | Stoker | Coal | Diesel Oil, Other Oil | Dry Lime FGD | Overfire Air | Baghouse | 400 | 10.4 | COAL | 43.4269 | 1774.6429 | 0.3834 | 0.057115 | 10.9951
19876 | Virginia Electric & Power Co | 50555 | Rosemary Power Station | NC | Halifax | GEN1 | CT | OP | 86 | 75 | 88 | G785 | 11 | 1990 | NG | DFO | Y | Y | N | Electric Utility |  |  |  |  | N | [57 empty] | GAS | NC | Rosemary Power Station | 50555 | 1 | 2010 |  | ARP, CAIRNOX, CAIROS, CAIRSO2 | 942.07 | 12 | 56002.54 |  | 2.832 | 0.1319 | 47.514 | 43323.58 | 707593.224 | 4 |  | Halifax | Electric Utility | 4911 | Electric Services | 36.4525 | -77.6594 | Virginia Electric & Power Company (Owner) Dominion Generation (Operator) | Phase 2 |  | Operating | Combustion turbine | Pipeline Natural Gas | Diesel Oil |  | Water Injection |  | 1136 | 12.1996 | GAS | 84 | 476.1905 | 0.1319 | 0.0080046 | 12.1996
19876 | Virginia Electric & Power Co | 50555 | Rosemary Power Station | NC | Halifax | GEN2 | CT | OP | 40 | 36 | 44 | G785 | 11 | 1990 | NG | DFO | Y | Y | N | Electric Utility |  |  |  |  | N | [57 empty] | GAS | NC | Rosemary Power Station | 50555 | 2 | 2010 |  | ARP, CAIRNOX, CAIROS, CAIRSO2 | 1020.25 | 12 | 29739.75 |  | 3.798 | 0.1317 | 25.868 | 24198.2 | 396878.6 | 4 |  | Halifax | Electric Utility | 4911 | Electric Services | 36.4525 | -77.6594 | Virginia Electric & Power Company (Owner) Dominion Generation (Operator) | Phase 2 |  | Operating | Combustion turbine | Pipeline Natural Gas | Diesel Oil |  | Water Injection |  | 541 | 13.3342 | GAS | 38 | 421.0526 | 0.1317 | 0.019139 | 13.3342
19876 | Virginia Electric & Power Co | 50555 | Rosemary Power Station | NC | Halifax | GEN3 | CA | OP | 54 | 54 | 54 | G785 | 11 | 1990 | NG | DFO | N | Y | N | Electric Utility |  |  |  |  | N | [57 empty] | GAS | [39 empty] | 0 | 0 | 10.4
19876 | Virginia Electric & Power Co | 50966 | Bellmeade Power Station | VA | Richmond | 1 | CT | OP | 110 | 95 | 95 | G781 | 2 | 1997 | NG | DFO | Y | Y | N | Electric Utility |  |  |  |  | N | [57 empty] | GAS | VA | Bellemeade Power Station | 50966 | 1 | 2010 |  | ARP, CAIRNOX, CAIROS, CAIRSO2 | 3177.04 | 12 | 361493.21 |  | 7.317 | 0.0456 | 52.247 | 191311.494 | 3191592.951 | 3 |  | Richmond (City) | Electric Utility | 4911 | Electric Services | 37.4964 | -77.4319 | Virginia Electric & Power Company (Owner) Dominion Generation (Operator) | Phase 2 |  | Operating | Combined cycle | Pipeline Natural Gas | Diesel Oil |  | Selective Catalytic Reduction Steam Injection |  | 1243 | 8.6515 | GAS | 138 | 1773.6842 | 0.0456 | 0.0045852 | 8.6515
19876 | Virginia Electric & Power Co | 50966 | Bellmeade Power Station | VA | Richmond | 2 | CT | OP | 110 | 95 | 95 | G781 | 2 | 1997 | NG | DFO | Y | Y | N | Electric Utility |  |  |  |  | N | [57 empty] | GAS | VA | Bellemeade Power Station | 50966 | 2 | 2010 |  | ARP, CAIRNOX, CAIROS, CAIRSO2 | 3110.19 | 12 | 358797.53 |  | 7.539 | 0.0368 | 48.734 | 191568.738 | 3194455.321 | 3 |  | Richmond (City) | Electric Utility | 4911 | Electric Services | 37.4964 | -77.4319 | Virginia Electric & Power Company (Owner) Dominion Generation (Operator) | Phase 2 |  | Operating | Combined cycle | Pipeline Natural Gas | Diesel Oil |  | Selective Catalytic Reduction Steam Injection |  | 1243 | 8.7899 | GAS | 136 | 1784.2105 | 0.0368 | 0.0047201 | 8.7899
19876 | Virginia Electric & Power Co | 50966 | Bellmeade Power Station | VA | Richmond | 3 | CA | OP | 110 | 77 | 77 | G781 | 2 | 1997 | NG | DFO | N | Y | N | Electric Utility |  |  |  |  | N | [57 empty] | GAS | [39 empty] | 0 | 0 | 10.4
19876 | Virginia Electric & Power Co | 52007 | Mecklenburg Power Station | VA | Mecklenburg | GEN1 | ST | OP | 69.9 | 69 | 69 |  | 11 | 1992 | BIT |  | N | Y | N | Electric Utility | [5 empty] | Y |  | Y | [54 empty] | COAL | VA | Mecklenburg Power Station | 52007 | 1 | 2010 |  | ARP, CAIRNOX, CAIROS, CAIRSO2 | 5514.9 | 12 |  | 2378794.57 | 185.591 | 0.2594 | 367.843 | 282839.127 | 2756734.763 | 3 |  | Mecklenburg | Electric Utility | 4911 | Electric Services | 36.6009 | -78.53 | Virginia Electric & Power Company (Owner) Dominion Generation (Operator) | Phase 2 |  | Operating | Dry bottom wall-fired boiler | Coal |  | Dry Lime FGD | Low NOx Burner Technology w/ Overfire Air | Baghouse | 834.5 | 10.4 | COAL | 96.6027 | 299.9807 | 0.2594 | 0.13465 | 11.0022
19876 | Virginia Electric & Power Co | 52007 | Mecklenburg Power Station | VA | Mecklenburg | GEN2 | ST | OP | 69.9 | 69 | 69 |  | 11 | 1992 | BIT |  | N | Y | N | Electric Utility | [5 empty] | Y |  | Y | [54 empty] | COAL | VA | Mecklenburg Power Station | 52007 | 2 | 2010 |  | ARP, CAIRNOX, CAIROS, CAIRSO2 | 5087.48 | 12 |  | 2443546.2 | 191.269 | 0.2903 | 420.9 | 293252.024 | 2858227.61 | 3 |  | Mecklenburg | Electric Utility | 4911 | Electric Services | 36.6009 | -78.53 | Virginia Electric & Power Company (Owner) Dominion Generation (Operator) | Phase 2 |  | Operating | Dry bottom wall-fired boiler | Coal |  | Dry Lime FGD | Low NOx Burner Technology w/ Overfire Air | Baghouse | 834.5 | 10.4 | COAL | 97.4889 | 293.5585 | 0.2903 | 0.13384 | 11.0022
19876 | Virginia Electric & Power Co | 52118 | Multitrade of Pittsylvania LP | VA | Pittsylvania | GEN1 | ST | OP | 45 | 41.5 | 41.5 |  | 6 | 1994 | WDS |  | N | Y | N | Electric Utility | [62 empty] | OTHER SOLID | [39 empty] | 0.1134 | 0.025961 | 13.2212
19876 | Virginia Electric & Power Co | 52118 | Multitrade of Pittsylvania LP | VA | Pittsylvania | GEN2 | ST | OP | 45 | 41.5 | 41.5 |  | 6 | 1994 | WDS |  | N | Y | N | Electric Utility | [62 empty] | OTHER SOLID | [39 empty] | 0.1134 | 0.025961 | 13.2212
19876 | Virginia Electric & Power Co | 54844 | Gordonsville Energy LP | VA | Louisa | GOR1 | CT | OP | 97.2 | 68.4 | 84.3 | G782 | 3 | 1994 | NG | DFO | Y | Y | N | Electric Utility |  |  |  |  | N | [57 empty] | GAS | VA | Gordonsville Power Station | 54844 | 1 | 2010 |  | ARP, CAIRNOX, CAIROS, CAIRSO2 | 3544.97 | 12 | 340983.29 |  | 0.939 | 0.0377 | 50.977 | 185947.906 | 3128946.481 | 3 |  | Louisa | Electric Utility | 4911 | Electric Services | 38.1253 | -78.2022 | Virginia Electric & Power Company (Owner) Dominion Generation (Operator) | Phase 2 |  | Operating | Combined cycle | Pipeline Natural Gas | Diesel Oil |  | Dry Low NOx Burners Water Injection Selective Catalytic Reduction |  | 1510 | 8.4174 | GAS | 134 | 205.2195 | 0.0377 | 0.0006 | 8.4174
19876 | Virginia Electric & Power Co | 54844 | Gordonsville Energy LP | VA | Louisa | GOR2 | CT | OP | 97.2 | 68.4 | 82.3 | G783 | 3 | 1994 | NG | DFO | Y | Y | N | Electric Utility |  |  |  |  | N | [57 empty] | GAS | VA | Gordonsville Power Station | 54844 | 2 | 2010 |  | ARP, CAIRNOX, CAIROS, CAIRSO2 | 2709.15 | 12 | 251892.79 |  | 0.831 | 0.0474 | 45.228 | 147135.739 | 2474150.23 | 3 |  | Louisa | Electric Utility | 4911 | Electric Services | 38.1253 | -78.2022 | Virginia Electric & Power Company (Owner) Dominion Generation (Operator) | Phase 2 |  | Operating | Combined cycle | Pipeline Natural Gas | Diesel Oil |  | Dry Low NOx Burners Water Injection Selective Catalytic Reduction |  | 1510 | 8.7964 | GAS | 130 | 210.2066 | 0.0474 | 0.000672 | 8.7964
19876 | Virginia Electric & Power Co | 54844 | Gordonsville Energy LP | VA | Louisa | GOR3 | CA | OP | 53 | 40.6 | 50.7 | G782 | 3 | 1994 | NG | DFO | N | Y | N | Electric Utility |  |  |  |  | N | [57 empty] | GAS | [39 empty] | 0 | 0 | 10.4
19876 | Virginia Electric & Power Co | 54844 | Gordonsville Energy LP | VA | Louisa | GOR4 | CA | OP | 53 | 40.6 | 50.7 | G783 | 3 | 1994 | NG | DFO | N | Y | N | Electric Utility |  |  |  |  | N | [57 empty] | GAS | [39 empty] | 0 | 0 | 10.4
19876 | Virginia Electric & Power Co | 56807 | Bear Garden | VA | Buckingham | 1A | CT | OP | 145 | 165 | 165 |  | 5 | 2011 | NG | DFO | Y | Y | N | Electric Utility |  |  |  |  | N | [57 empty] | GAS | [39 empty] | 0.010939 | 0.0006551 | 9.0384
19876 | Virginia Electric & Power Co | 56807 | Bear Garden | VA | Buckingham | 1B | CT | OP | 152 | 170 | 170 |  | 5 | 2011 | NG | DFO | Y | Y | N | Electric Utility |  |  |  |  | N | [57 empty] | GAS | [39 empty] | 0.010631 | 0.0006464 | 9.0402
19876 | Virginia Electric & Power Co | 56807 | Bear Garden | VA | Buckingham | 1C | CA | OP | 262 | 254 | 254 |  | 5 | 2011 | NG | DFO | N | Y | N | Electric Utility |  |  |  |  | N | [57 empty] | GAS | [39 empty] | 0 | 0 | 10.4
19876 | Virginia Electric & Power Co | 3798 | Cushaw | VA | Amherst | 1 | HY | OP | 1.5 | 0.4 | 0.4 |  | 1 | 1930 | WAT |  | N | Y | N | Electric Utility | [62 empty] | N/A | [39 empty] | 0 | 0 | 10.4
19876 | Virginia Electric & Power Co | 3798 | Cushaw | VA | Amherst | 2 | HY | OP | 1.5 | 0.4 | 0.4 |  | 1 | 1930 | WAT |  | N | Y | N | Electric Utility | [62 empty] | N/A | [39 empty] | 0 | 0 | 10.4
19876 | Virginia Electric & Power Co | 3798 | Cushaw | VA | Amherst | 3 | HY | OP | 1.5 | 0.4 | 0.4 |  | 1 | 1930 | WAT |  | N | Y | N | Electric Utility | [62 empty] | N/A | [39 empty] | 0 | 0 | 10.4
19876 | Virginia Electric & Power Co | 3798 | Cushaw | VA | Amherst | 4 | HY | OP | 1.5 | 0.4 | 0.4 |  | 1 | 1930 | WAT |  | N | Y | N | Electric Utility | [62 empty] | N/A | [39 empty] | 0 | 0 | 10.4
19876 | Virginia Electric & Power Co | 3798 | Cushaw | VA | Amherst | 5 | HY | OP | 1.5 | 0.4 | 0.4 |  | 1 | 1930 | WAT |  | N | Y | N | Electric Utility | [62 empty] | N/A | [39 empty] | 0 | 0 | 10.4
19876 | Virginia Electric & Power Co | 6168 | North Anna | VA | Louisa | HC1 | HY | OP | 1 | 1 | 1 |  | 12 | 1987 | WAT |  | N | Y | N | Electric Utility | [62 empty] | N/A | [39 empty] | 0 | 0 | 10.4
19883 | City of Virginia | 2018 | Virginia | MN | St Louis | 5 | ST | OP | 7.5 | 8 | 8 |  | 8 | 1954 | SUB | WDS | N | Y | Y | Electric Utility |  |  |  |  | N |  |  | Y | [54 empty] | COAL | [39 empty] | 0.52666 | 0.85517 | 13.8742
19883 | City of Virginia | 2018 | Virginia | MN | St Louis | 6 | ST | OP | 18.7 | 17 | 18.7 |  | 8 | 1971 | SUB | WDS | N | Y | Y | Electric Utility |  |  |  |  | N |  |  | Y | [54 empty] | COAL | [39 empty] | 0.37972 | 0.67392 | 12.6467
19900 | Viking Energy Corp | 50771 | Viking Energy of Northumberland | PA | Northumberland | GEN1 | ST | OP | 18 | 16.2 | 16.2 |  | 11 | 1988 | WDS |  | N | Y | Y | IPP CHP |  |  |  |  | N | [57 empty] | OTHER SOLID | [39 empty] | 0.1023 | 0.030589 | 13.8125
19946 | Wadham Energy Ltd Partners | 50293 | Wadham Energy LP | CA | Colusa | GEN1 | ST | OP | 28.6 | 25.5 | 25.5 |  | 3 | 1989 | AB | NG | N | Y | N | IPP Non-CHP | [62 empty] | OTHER SOLID | [39 empty] | 0.1371 | 0.012928 | 12.8432
19968 | City of Wahoo - (NE) | 2310 | Wahoo | NE | Saunders | 1 | IC | OP | 2.5 | 2.1 | 2.1 |  | 9 | 1960 | NG | DFO | N | Y | N | Electric Utility |  |  |  |  | N | [57 empty] | GAS | [39 empty] | 1.1659 | 0.0016829 | 10.4
19968 | City of Wahoo - (NE) | 2310 | Wahoo | NE | Saunders | 2 | IC | OP | 0.5 | 0.4 | 0.4 |  | 8 | 1936 | DFO |  | N | Y | N | Electric Utility |  |  |  |  | N | [57 empty] | LIQUID | [39 empty] | 0.7385 | 0.025484 | 12.5895
19968 | City of Wahoo - (NE) | 2310 | Wahoo | NE | Saunders | 3 | IC | OP | 4.4 | 4.4 | 4.4 |  | 8 | 1973 | NG | DFO | N | Y | N | Electric Utility |  |  |  |  | N | [57 empty] | GAS | [39 empty] | 1.1659 | 0.0016829 | 10.4
19968 | City of Wahoo - (NE) | 2310 | Wahoo | NE | Saunders | 4 | IC | OP | 1.2 | 1.1 | 1.1 |  | 6 | 1947 | NG | DFO | N | Y | N | Electric Utility |  |  |  |  | N | [57 empty] | GAS | [39 empty] | 1.1659 | 0.0016829 | 10.4
19968 | City of Wahoo - (NE) | 2310 | Wahoo | NE | Saunders | 5 | IC | OP | 2.1 | 2.2 | 2.2 |  | 9 | 1952 | NG | DFO | N | Y | N | Electric Utility |  |  |  |  | N | [57 empty] | GAS | [39 empty] | 1.1659 | 0.0016829 | 10.4
19968 | City of Wahoo - (NE) | 2310 | Wahoo | NE | Saunders | 6 | IC | OP | 3.5 | 3.4 | 3.4 |  | 7 | 1969 | NG | DFO | N | Y | N | Electric Utility |  |  |  |  | N | [57 empty] | GAS | [39 empty] | 1.1659 | 0.0016829 | 10.4
19980 | City of Wakefield - (NE) | 2311 | Wakefield | NE | Dixon | 2 | IC | OP | 0.6 | 0.5 | 0.5 |  | 1 | 1915 | NG | DFO | Y | Y | N | Electric Utility |  |  |  |  | N | [57 empty] | GAS | [39 empty] | 1.1659 | 0.0016829 | 10.4
19980 | City of Wakefield - (NE) | 2311 | Wakefield | NE | Dixon | 5 | IC | OP | 1.3 | 1 | 1 |  | 1 | 1966 | NG | DFO | Y | Y | N | Electric Utility |  |  |  |  | N | [57 empty] | GAS | [39 empty] | 1.1659 | 0.0016829 | 10.4
19980 | City of Wakefield - (NE) | 2311 | Wakefield | NE | Dixon | 6 | IC | OP | 1.3 | 1.1 | 1.1 |  | 1 | 1971 | NG | DFO | Y | Y | N | Electric Utility |  |  |  |  | N | [57 empty] | GAS | [39 empty] | 1.1659 | 0.0016829 | 10.4
19980 | City of Wakefield - (NE) | 2311 | Wakefield | NE | Dixon | IC4 | IC | OP | 0.9 | 0.6 | 0.6 |  | 1 | 1961 | NG | DFO | Y | Y | N | Electric Utility |  |  |  |  | N | [57 empty] | GAS | [39 empty] | 1.1659 | 0.0016829 | 10.4
19984 | Warm Springs Forest Prod Indst | 50426 | Warm Springs Forest Products | OR | Jefferson | GEN2 | ST | OP | 3 | 2.6 | 2.5 |  | 1 | 1977 | WDS |  | N | Y | Y | Industrial CHP | [62 empty] | OTHER SOLID | [39 empty] | 0.5034 | 0.037693 | 14.9565
19984 | Warm Springs Forest Prod Indst | 50426 | Warm Springs Forest Products | OR | Jefferson | GEN3 | ST | OP | 3 | 2.6 | 2.5 |  | 1 | 1977 | WDS |  | N | Y | Y | Industrial CHP | [62 empty] | OTHER SOLID | [39 empty] | 0.5034 | 0.037693 | 14.9565
20032 | Walla Walla City of | 50382 | Twin Reservoirs | WA | WALLA WALLA | GEN1 | HY | OP | 2.2 | 1.8 | 1.5 |  | 4 | 1988 | WAT |  | N | Y | N | IPP Non-CHP |  |  |  |  | N | [57 empty] | N/A | [39 empty] | 0 | 0 | 10.4
20069 | City of Wamego | 1328 | Wamego | KS | POTTAWATOMIE | 1 | IC | OP | 1.3 | 1.3 | 1.3 |  | 9 | 1963 | NG | DFO | Y | N | N | Electric Utility |  |  |  |  | N | [57 empty] | GAS | [39 empty] | 1.1659 | 0.0016829 | 10.4
20069 | City of Wamego | 1328 | Wamego | KS | POTTAWATOMIE | 3 | IC | OP | 1.3 | 1.3 | 1.3 |  | 6 | 1972 | NG | DFO | Y | N | N | Electric Utility |  |  |  |  | N | [57 empty] | GAS | [39 empty] | 1.1659 | 0.0016829 | 10.4
20069 | City of Wamego | 1328 | Wamego | KS | POTTAWATOMIE | 4 | IC | OP | 1.1 | 1.1 | 1.1 |  | 8 | 1956 | NG | DFO | Y | N | N | Electric Utility |  |  |  |  | N | [57 empty] | GAS | [39 empty] | 1.1659 | 0.0016829 | 10.4
20069 | City of Wamego | 1328 | Wamego | KS | POTTAWATOMIE | 5 | IC | OP | 2 | 1.8 | 2 |  | 1 | 1967 | NG | DFO | Y | N | N | Electric Utility |  |  |  |  | N | [57 empty] | GAS | [39 empty] | 1.1659 | 0.0016829 | 10.4
20069 | City of Wamego | 1328 | Wamego | KS | POTTAWATOMIE | 6 | IC | OP | 2.4 | 2.2 | 2.4 |  | 8 | 1979 | NG | DFO | Y | N | N | Electric Utility |  |  |  |  | N | [57 empty] | GAS | [39 empty] | 1.1659 | 0.0016829 | 10.4
20069 | City of Wamego | 1328 | Wamego | KS | POTTAWATOMIE | 7 | IC | OP | 1.3 | 1.3 | 1.3 |  | 6 | 1996 | NG | DFO | Y | N | N | Electric Utility |  |  |  |  | N | [57 empty] | GAS | [39 empty] | 1.1659 | 0.0016829 | 10.4
20069 | City of Wamego | 1328 | Wamego | KS | POTTAWATOMIE | 8 | IC | OP | 1.3 | 1.3 | 1.3 |  | 6 | 1996 | NG | DFO | Y | N | N | Electric Utility |  |  |  |  | N | [57 empty] | GAS | [39 empty] | 1.1659 | 0.0016829 | 10.4
20069 | City of Wamego | 1328 | Wamego | KS | POTTAWATOMIE | 9 | IC | OP | 1.3 | 1.3 | 1.3 |  | 6 | 1996 | NG | DFO | Y | N | N | Electric Utility |  |  |  |  | N | [57 empty] | GAS | [39 empty] | 1.1659 | 0.0016829 | 10.4
20100 | Warm Springs Power Enterprises | 54721 | Warm Springs Power Enterprises | OR | Jefferson | 1 | HY | OP | 19.6 | 18.5 | 18.5 |  | 6 | 1982 | WAT |  | N | Y | N | IPP Non-CHP |  |  |  |  | N | [57 empty] | N/A | [39 empty] | 0 | 0 | 10.4
20141 | City of Washington - (KS) | 1329 | Washington | KS | WASHINGTON | 1 | IC | OP | 1.2 | 1 | 1 |  | 8 | 1963 | DFO | NG | N | Y | N | Electric Utility |  |  |  |  | N | [57 empty] | LIQUID | [39 empty] | 0.7385 | 0.025484 | 12.5895
20141 | City of Washington - (KS) | 1329 | Washington | KS | WASHINGTON | 2 | IC | OP | 1 | 0.8 | 0.8 |  | 4 | 1958 | DFO | NG | N | Y | N | Electric Utility |  |  |  |  | N | [57 empty] | LIQUID | [39 empty] | 0.7385 | 0.025484 | 12.5895
20141 | City of Washington - (KS) | 1329 | Washington | KS | WASHINGTON | 3 | IC | OP | 0.9 | 0.7 | 0.8 |  | 6 | 1978 | DFO | NG | N | Y | N | Electric Utility |  |  |  |  | N | [57 empty] | LIQUID | [39 empty] | 0.7385 | 0.025484 | 12.5895
20141 | City of Washington - (KS) | 1329 | Washington | KS | WASHINGTON | 5 | IC | OP | 0.6 | 0.4 | 0.5 |  | 11 | 1953 | DFO | NG | N | Y | N | Electric Utility |  |  |  |  | N | [57 empty] | LIQUID | [39 empty] | 0.7385 | 0.025484 | 12.5895
20141 | City of Washington - (KS) | 1329 | Washington | KS | WASHINGTON | 6 | IC | OP | 1.5 | 1.3 | 1.4 |  | 4 | 1967 | DFO | NG | N | Y | N | Electric Utility |  |  |  |  | N | [57 empty] | LIQUID | [39 empty] | 0.7385 | 0.025484 | 12.5895
20141 | City of Washington - (KS) | 1329 | Washington | KS | WASHINGTON | 7 | IC | OP | 1.1 | 0.9 | 1 |  | 1 | 1976 | DFO |  | N | Y | N | Electric Utility |  |  |  |  | N | [57 empty] | LIQUID | [39 empty] | 0.7385 | 0.025484 | 12.5895
20141 | City of Washington - (KS) | 1329 | Washington | KS | WASHINGTON | IC4 | IC | OP | 2.6 | 2.3 | 2.4 |  | 12 | 1986 | DFO | NG | N | Y | N | Electric Utility |  |  |  |  | N | [57 empty] | LIQUID | [39 empty] | 0.7385 | 0.025484 | 12.5895
20148 | Watervliet City of | 50123 | Normanskill Hydro Project | NY | Albany | GEN1 | HY | OP | 1.2 | 1.2 | 1.2 |  | 4 | 1983 | WAT |  | N | Y | N | IPP Non-CHP | [62 empty] | N/A | [39 empty] | 0 | 0 | 10.4
20151 | Washington Electric Coop - (VT) | 7051 | Wrightsville Hydro Plant | VT | Washington | 1 | HY | OP | 0.1 | 0.1 | 0.1 |  | 9 | 1985 | WAT |  | N | Y | N | Electric Utility |  |  |  |  | N | [57 empty] | N/A | [39 empty] | 0 | 0 | 10.4
20151 | Washington Electric Coop - (VT) | 7051 | Wrightsville Hydro Plant | VT | Washington | 2 | HY | OP | 0.3 | 0.2 | 0.2 |  | 9 | 1985 | WAT |  | N | Y | N | Electric Utility |  |  |  |  | N | [57 empty] | N/A | [39 empty] | 0 | 0 | 10.4
20151 | Washington Electric Coop - (VT) | 7051 | Wrightsville Hydro Plant | VT | Washington | 3 | HY | OP | 0.6 | 0.4 | 0.4 |  | 9 | 1985 | WAT |  | N | Y | N | Electric Utility |  |  |  |  | N | [57 empty] | N/A | [39 empty] | 0 | 0 | 10.4
20153 | Washington Island El Coop, Inc | 4148 | Washington Island | WI | Door | 2 | IC | OP | 0.1 | 0.1 | 0.1 |  | 8 | 1952 | DFO |  | N | N | N | Electric Utility | [62 empty] | LIQUID | [39 empty] | 0.7385 | 0.025484 | 12.5895
20153 | Washington Island El Coop, Inc | 4148 | Washington Island | WI | Door | 3 | IC | OP | 0.1 | 0.1 | 0.1 |  | 12 | 1945 | DFO |  | N | N | N | Electric Utility | [62 empty] | LIQUID | [39 empty] | 0.7385 | 0.025484 | 12.5895
20153 | Washington Island El Coop, Inc | 4148 | Washington Island | WI | Door | 4 | IC | OP | 0.2 | 0.2 | 0.2 |  | 4 | 1951 | DFO |  | N | N | N | Electric Utility | [62 empty] | LIQUID | [39 empty] | 0.7385 | 0.025484 | 12.5895
20153 | Washington Island El Coop, Inc | 4148 | Washington Island | WI | Door | 5 | IC | OP | 0.5 | 0.5 | 0.5 |  | 6 | 1968 | DFO |  | N | N | N | Electric Utility | [62 empty] | LIQUID | [39 empty] | 0.7385 | 0.025484 | 12.5895
20153 | Washington Island El Coop, Inc | 4148 | Washington Island | WI | Door | 6 | IC | OP | 0.9 | 0.9 | 0.9 |  | 7 | 1972 | DFO |  | N | N | N | Electric Utility | [62 empty] | LIQUID | [39 empty] | 0.7385 | 0.025484 | 12.5895
20153 | Washington Island El Coop, Inc | 4148 | Washington Island | WI | Door | 7 | IC | OP | 1.6 | 1.6 | 1.6 |  | 1 | 1997 | DFO |  | N | N | N | Electric Utility | [62 empty] | LIQUID | [39 empty] | 0.7385 | 0.025484 | 12.5895
20153 | Washington Island El Coop, Inc | 4148 | Washington Island | WI | Door | 8 | IC | OP | 1.6 | 1.6 | 1.6 |  | 1 | 1997 | DFO |  | N | N | N | Electric Utility | [62 empty] | LIQUID | [39 empty] | 0.7385 | 0.025484 | 12.5895
20160 | Energy Northwest | 371 | Columbia Generating Station | WA | Benton | 2 | ST | OP | 1200 | 1097 | 1138 |  | 12 | 1984 | NUC |  | N | Y | N | Electric Utility |  |  |  |  | N | [57 empty] | N/A | [39 empty] | 0 | 0 | 10.4
20160 | Energy Northwest | 3929 | Packwood | WA | Lewis | 1 | HY | OP | 27.5 | 26 | 26 |  | 4 | 1964 | WAT |  | N | Y | N | Electric Utility |  |  |  |  | N | [57 empty] | N/A | [39 empty] | 0 | 0 | 10.4
20160 | Energy Northwest | 7936 | Nine Canyon | WA | Benton | 1 | WT | OP | 95.9 | 95 | 95 |  | 9 | 2002 | WND |  | N | Y | N | Electric Utility |  |  |  |  | N | [57 empty] | N/A | [39 empty] | 0 | 0 | 10.4
20169 | Avista Corp | 550 | Kettle Falls Generating Station | WA | Stevens | 1 | ST | OP | 50.7 | 50 | 50.7 |  | 12 | 1983 | WDS | NG | N | Y | N | Electric Utility |  |  |  |  | N | [57 empty] | OTHER SOLID | [39 empty] | 0.5034 | 0.033992 | 13.3417
20169 | Avista Corp | 833 | Cabinet Gorge | ID | Bonner | 1 | HY | OP | 59.4 | 44.3 | 66.5 |  | 8 | 1953 | WAT |  | N | Y | N | Electric Utility |  |  |  |  | N | [57 empty] | N/A | [39 empty] | 0 | 0 | 10.4
20169 | Avista Corp | 833 | Cabinet Gorge | ID | Bonner | 2 | HY | OP | 73.2 | 73.9 | 79.8 |  | 2 | 1953 | WAT |  | N | Y | N | Electric Utility |  |  |  |  | N | [57 empty] | N/A | [39 empty] | 0 | 0 | 10.4
20169 | Avista Corp | 833 | Cabinet Gorge | ID | Bonner | 3 | HY | OP | 73.2 | 73.4 | 80.2 |  | 11 | 1952 | WAT |  | N | Y | N | Electric Utility |  |  |  |  | N | [57 empty] | N/A | [39 empty] | 0 | 0 | 10.4
20169 | Avista Corp | 833 | Cabinet Gorge | ID | Bonner | 4 | HY | OP | 59.4 | 63 | 68.3 |  | 9 | 1952 | WAT |  | N | Y | N | Electric Utility | [62 empty] | N/A | [39 empty] | 0 | 0 | 10.4
20169 | Avista Corp | 835 | Post Falls | ID | Kootenai | 1 | HY | OP | 2.2 | 2.9 | 2.9 |  | 12 | 1907 | WAT |  | N | Y | N | Electric Utility |  |  |  |  | N | [57 empty] | N/A | [39 empty] | 0 | 0 | 10.4
20169 | Avista Corp | 835 | Post Falls | ID | Kootenai | 2 | HY | OP | 2.2 | 2.9 | 2.9 |  | 7 | 1906 | WAT |  | N | Y | N | Electric Utility |  |  |  |  | N | [57 empty] | N/A | [39 empty] | 0 | 0 | 10.4
20169 | Avista Corp | 835 | Post Falls | ID | Kootenai | 3 | HY | OP | 2.2 | 2.9 | 2.9 |  | 8 | 1906 | WAT |  | N | Y | N | Electric Utility |  |  |  |  | N | [57 empty] | N/A | [39 empty] | 0 | 0 | 10.4
20169 | Avista Corp | 835 | Post Falls | ID | Kootenai | 4 | HY | OP | 2.2 | 2.9 | 2.9 |  | 11 | 1906 | WAT |  | N | Y | N | Electric Utility |  |  |  |  | N | [57 empty] | N/A | [39 empty] | 0 | 0 | 10.4
20169 | Avista Corp | 835 | Post Falls | ID | Kootenai | 5 | HY | OP | 2.2 | 2.9 | 2.9 |  | 8 | 1908 | WAT |  | N | Y | N | Electric Utility |  |  |  |  | N | [57 empty] | N/A | [39 empty] | 0 | 0 | 10.4
20169 | Avista Corp | 835 | Post Falls | ID | Kootenai | 6 | HY | OP | 3.5 | 3.5 | 3.5 |  | 12 | 1980 | WAT |  | N | Y | N | Electric Utility |  |  |  |  | N | [57 empty] | N/A | [39 empty] | 0 | 0 | 10.4
20169 | Avista Corp | 2199 | Noxon Rapids | MT | Sanders | 1 | HY | OP | 113.9 | 113.9 | 120.3 |  | 9 | 1959 | WAT |  | N | Y | N | Electric Utility |  |  |  |  | N | [57 empty] | N/A | [39 empty] | 0 | 0 | 10.4
20169 | Avista Corp | 2199 | Noxon Rapids | MT | Sanders | 2 | HY | OP | 76.8 | 113 | 120 |  | 10 | 1959 | WAT |  | N | Y | N | Electric Utility |  |  |  |  | N | [57 empty] | N/A | [39 empty] | 0 | 0 | 10.4
20169 | Avista Corp | 2199 | Noxon Rapids | MT | Sanders | 3 | HY | OP | 113.9 | 113 | 120 |  | 12 | 1959 | WAT |  | N | Y | N | Electric Utility |  |  |  |  | N | [57 empty] | N/A | [39 empty] | 0 | 0 | 10.4
20169 | Avista Corp | 2199 | Noxon Rapids | MT | Sanders | 4 | HY | OP | 113.8 | 106.5 | 106.9 |  | 4 | 1960 | WAT |  | N | Y | N | Electric Utility |  |  |  |  | N | [57 empty] | N/A | [39 empty] | 0 | 0 | 10.4
20169 | Avista Corp | 2199 | Noxon Rapids | MT | Sanders | 5 | HY | OP | 114 | 127.6 | 142.2 |  | 12 | 1977 | WAT |  | N | Y | N | Electric Utility |  |  |  |  | N | [57 empty] | N/A | [39 empty] | 0 | 0 | 10.4
20169 | Avista Corp | 3866 | Little Falls | WA | Lincoln | 1 | HY | OP | 8 | 9 | 9 |  | 7 | 1910 | WAT |  | N | Y | N | Electric Utility |  |  |  |  | N | [57 empty] | N/A | [39 empty] | 0 | 0 | 10.4
20169 | Avista Corp | 3866 | Little Falls | WA | Lincoln | 2 | HY | OP | 8 | 9 | 9 |  | 9 | 1910 | WAT |  | N | Y | N | Electric Utility |  |  |  |  | N | [57 empty] | N/A | [39 empty] | 0 | 0 | 10.4
20169 | Avista Corp | 3866 | Little Falls | WA | Lincoln | 3 | HY | OP | 8 | 9 | 9 |  | 12 | 1910 | WAT |  | N | Y | N | Electric Utility |  |  |  |  | N | [57 empty] | N/A | [39 empty] | 0 | 0 | 10.4
20169 | Avista Corp | 3866 | Little Falls | WA | Lincoln | 4 | HY | OP | 8 | 9 | 9 |  | 11 | 1911 | WAT |  | N | Y | N | Electric Utility |  |  |  |  | N | [57 empty] | N/A | [39 empty] | 0 | 0 | 10.4
20169 | Avista Corp | 3867 | Long Lake | WA | Lincoln | 1 | HY | OP | 17.5 | 22.4 | 22.4 |  | 10 | 1915 | WAT |  | N | Y | N | Electric Utility |  |  |  |  | N | [57 empty] | N/A | [39 empty] | 0 | 0 | 10.4
20169 | Avista Corp | 3867 | Long Lake | WA | Lincoln | 2 | HY | OP | 17.5 | 22.5 | 22.5 |  | 10 | 1915 | WAT |  | N | Y | N | Electric Utility |  |  |  |  | N | [57 empty] | N/A | [39 empty] | 0 | 0 | 10.4
20169 | Avista Corp | 3867 | Long Lake | WA | Lincoln | 3 | HY | OP | 17.5 | 22.5 | 22.5 |  | 12 | 1919 | WAT |  | N | Y | N | Electric Utility |  |  |  |  | N | [57 empty] | N/A | [39 empty] | 0 | 0 | 10.4
20169 | Avista Corp | 3867 | Long Lake | WA | Lincoln | 4 | HY | OP | 17.5 | 22.1 | 22.1 |  | 2 | 1924 | WAT |  | N | Y | N | Electric Utility |  |  |  |  | N | [57 empty] | N/A | [39 empty] | 0 | 0 | 10.4
20169 | Avista Corp | 3869 | Nine Mile | WA | Spokane | 2 | HY | OP | 3.1 | 2 | 2 |  | 7 | 1908 | WAT |  | N | Y | N | Electric Utility |  |  |  |  | N | [57 empty] | N/A | [39 empty] | 0 | 0 | 10.4
20169 | Avista Corp | 3869 | Nine Mile | WA | Spokane | 3N | HY | OP | 10 | 8 | 8 |  | 6 | 1994 | WAT |  | N | Y | N | Electric Utility |  |  |  |  | N | [57 empty] | N/A | [39 empty] | 0 | 0 | 10.4
20169 | Avista Corp | 3869 | Nine Mile | WA | Spokane | 4N | HY | OP | 10 | 8 | 8 |  | 6 | 1994 | WAT |  | N | Y | N | Electric Utility | [62 empty] | N/A | [39 empty] | 0 | 0 | 10.4
20169 | Avista Corp | 7931 | Coyote Springs II | OR | Morrow | 1 | CT | OP | 170 | 149 | 185 |  | 7 | 2003 | NG |  | N | Y | N | Electric Utility |  |  |  |  | N | [57 empty] | GAS | [39 empty] | 0.018754 | 0.0005875 | 9.217
20169 | Avista Corp | 7931 | Coyote Springs II | OR | Morrow | 2 | CA | OP | 117 | 93.7 | 120 |  | 7 | 2003 | NG |  | N | Y | N | Electric Utility |  |  |  |  | N | [57 empty] | GAS | [39 empty] | 0 | 0 | 10.4
20169 | Avista Corp | 9095 | Monroe Street | WA | Spokane | 6 | HY | OP | 14.8 | 15 | 15 |  | 12 | 1992 | WAT |  | N | Y | N | Electric Utility |  |  |  |  | N | [57 empty] | N/A | [39 empty] | 0 | 0 | 10.4
20169 | Avista Corp | 9096 | Upper Falls | WA | Spokane | 1 | HY | OP | 10 | 10.2 | 10.2 |  | 4 | 1922 | WAT |  | N | Y | N | Electric Utility |  |  |  |  | N | [57 empty] | N/A | [39 empty] | 0 | 0 | 10.4
20180 | City of Waterloo - (IL) | 56115 | IMEA Waterloo | IL | Monroe | 10 | IC | OP | 1.8 | 1.8 | 1.8 |  | 6 | 1996 | DFO |  | N | N | N | Electric Utility |  |  |  |  | N | [57 empty] | LIQUID | [39 empty] | 0.7385 | 0.025484 | 12.5895
20180 | City of Waterloo - (IL) | 56115 | IMEA Waterloo | IL | Monroe | 11 | IC | OP | 1.8 | 1.8 | 1.8 |  | 6 | 1996 | DFO |  | N | N | N | Electric Utility |  |  |  |  | N | [57 empty] | LIQUID | [39 empty] | 0.7385 | 0.025484 | 12.5895
20180 | City of Waterloo - (IL) | 56115 | IMEA Waterloo | IL | Monroe | 9 | IC | OP | 1.8 | 1.8 | 1.8 |  | 6 | 1996 | DFO |  | N | N | N | Electric Utility |  |  |  |  | N | [57 empty] | LIQUID | [39 empty] | 0.7385 | 0.025484 | 12.5895
20183 | Waste Management Inc | 55765 | Green Knight Energy Center | PA | Northampton | TG1 | GT | OP | 3.3 | 2.4 | 2.9 |  | 2 | 2001 | LFG |  | N | Y | N | IPP Non-CHP |  |  |  |  | N | [57 empty] | GAS | [39 empty] | 0.0016829 | 0.0016829 | 10.4
20183 | Waste Management Inc | 55765 | Green Knight Energy Center | PA | Northampton | TG2 | GT | OP | 3.3 | 2.4 | 2.9 |  | 2 | 2001 | LFG |  | N | Y | N | IPP Non-CHP |  |  |  |  | N | [57 empty] | GAS | [39 empty] | 0.0016829 | 0.0016829 | 10.4
20183 | Waste Management Inc | 55765 | Green Knight Energy Center | PA | Northampton | TG3 | GT | OP | 3.3 | 2.4 | 2.9 |  | 2 | 2001 | LFG |  | N | Y | N | IPP Non-CHP |  |  |  |  | N | [57 empty] | GAS | [39 empty] | 0.0016829 | 0.0016829 | 10.4
20188 | City of Watertown - (NY) | 2700 | Watertown | NY | Jefferson | 1 | HY | OP | 2.7 | 2.1 | 2.1 |  | 8 | 1924 | WAT |  | N | Y | N | Electric Utility |  |  |  |  | N | [57 empty] | N/A | [39 empty] | 0 | 0 | 10.4
20188 | City of Watertown - (NY) | 2700 | Watertown | NY | Jefferson | 2 | HY | OP | 2.7 | 2.1 | 2.1 |  | 8 | 1924 | WAT |  | N | Y | N | Electric Utility |  |  |  |  | N | [57 empty] | N/A | [39 empty] | 0 | 0 | 10.4
20188 | City of Watertown - (NY) | 2700 | Watertown | NY | Jefferson | 3 | HY | OP | 2.7 | 2.1 | 2.1 |  | 8 | 1924 | WAT |  | N | Y | N | Electric Utility |  |  |  |  | N | [57 empty] | N/A | [39 empty] | 0 | 0 | 10.4
20208 | Waymart Wind LP | 56001 | Waymart Wind | PA | Wayne | GE15 | WT | OP | 64.5 | 64.5 | 64.5 |  | 10 | 2003 | WND |  | N | Y | N | IPP Non-CHP | [62 empty] | N/A | [39 empty] | 0 | 0 | 10.4
20214 | Waverly Municipal Elec Utility | 6554 | Waverly Municipal Electric North Plant | IA | Bremer | 10 | IC | OP | 7 | 7 | 7 |  | 4 | 1993 | DFO |  | N | N | N | Electric Utility |  |  |  |  | N | [57 empty] | LIQUID | [39 empty] | 0.7385 | 0.025484 | 12.5895
20214 | Waverly Municipal Elec Utility | 6554 | Waverly Municipal Electric North Plant | IA | Bremer | 5 | IC | OP | 1.2 | 1.2 | 1.2 |  | 8 | 1948 | NG | DFO | Y | N | N | Electric Utility |  |  |  |  | N | [57 empty] | GAS | [39 empty] | 1.1659 | 0.0016829 | 10.4
20214 | Waverly Municipal Elec Utility | 6554 | Waverly Municipal Electric North Plant | IA | Bremer | 6 | IC | OP | 1.3 | 1.3 | 1.3 |  | 8 | 1952 | NG | DFO | Y | N | N | Electric Utility |  |  |  |  | N | [57 empty] | GAS | [39 empty] | 1.1659 | 0.0016829 | 10.4
20214 | Waverly Municipal Elec Utility | 6554 | Waverly Municipal Electric North Plant | IA | Bremer | 7 | IC | OP | 3.5 | 3.5 | 3.5 |  | 8 | 1958 | NG | DFO | Y | N | N | Electric Utility |  |  |  |  | N | [57 empty] | GAS | [39 empty] | 1.1659 | 0.0016829 | 10.4
20214 | Waverly Municipal Elec Utility | 6554 | Waverly Municipal Electric North Plant | IA | Bremer | 8 | IC | OP | 3.7 | 3.7 | 3.7 |  | 8 | 1967 | NG | DFO | Y | N | N | Electric Utility |  |  |  |  | N | [57 empty] | GAS | [39 empty] | 1.1659 | 0.0016829 | 10.4
20214 | Waverly Municipal Elec Utility | 6554 | Waverly Municipal Electric North Plant | IA | Bremer | 9 | IC | OP | 3.7 | 3.7 | 3.7 |  | 8 | 1967 | NG | DFO | Y | N | N | Electric Utility |  |  |  |  | N | [57 empty] | GAS | [39 empty] | 1.1659 | 0.0016829 | 10.4
20214 | Waverly Municipal Elec Utility | 7758 | South Plant | IA | Bremer | 1 | IC | OP | 2 | 1.9 | 1.9 |  | 5 | 2000 | DFO |  | N | N | N | Electric Utility |  |  |  |  | N | [57 empty] | LIQUID | [39 empty] | 0.7385 | 0.025484 | 12.5895
20214 | Waverly Municipal Elec Utility | 7758 | South Plant | IA | Bremer | 2 | IC | OP | 2 | 1.9 | 1.9 |  | 5 | 2000 | DFO |  | N | N | N | Electric Utility |  |  |  |  | N | [57 empty] | LIQUID | [39 empty] | 0.7385 | 0.025484 | 12.5895
20214 | Waverly Municipal Elec Utility | 7758 | South Plant | IA | Bremer | 3 | IC | OP | 2 | 1.9 | 1.9 |  | 5 | 2000 | DFO |  | N | N | N | Electric Utility |  |  |  |  | N | [57 empty] | LIQUID | [39 empty] | 0.7385 | 0.025484 | 12.5895
20214 | Waverly Municipal Elec Utility | 7758 | South Plant | IA | Bremer | 4 | IC | OP | 2 | 1.9 | 1.9 |  | 5 | 2000 | DFO |  | N | N | N | Electric Utility |  |  |  |  | N | [57 empty] | LIQUID | [39 empty] | 0.7385 | 0.025484 | 12.5895
20214 | Waverly Municipal Elec Utility | 7758 | South Plant | IA | Bremer | 5 | IC | OP | 2 | 1.9 | 1.9 |  | 5 | 2000 | DFO |  | N | N | N | Electric Utility |  |  |  |  | N | [57 empty] | LIQUID | [39 empty] | 0.7385 | 0.025484 | 12.5895
20214 | Waverly Municipal Elec Utility | 7758 | South Plant | IA | Bremer | 6 | IC | OP | 2 | 1.9 | 1.9 |  | 5 | 2000 | DFO |  | N | N | N | Electric Utility |  |  |  |  | N | [57 empty] | LIQUID | [39 empty] | 0.7385 | 0.025484 | 12.5895
20214 | Waverly Municipal Elec Utility | 57214 | Waverly Community Wind Project | IA | Bremer | CAN1 | WT | OP | 0.9 | 0.9 | 0.9 |  | 3 | 2009 | WND |  | N | Y | N | Electric Utility | [62 empty] | N/A | [39 empty] | 0 | 0 | 10.4
20214 | Waverly Municipal Elec Utility | 57214 | Waverly Community Wind Project | IA | Bremer | SK4 | WT | OP | 0.9 | 0.9 | 0.9 |  | 12 | 2001 | WND |  | N | Y | N | Electric Utility | [62 empty] | N/A | [39 empty] | 0 | 0 | 10.4
20219 | City of Wayne | 2312 | Wayne | NE | Wayne | 1 | IC | OP | 1.3 | 0.8 | 0.8 |  | 1 | 1951 | DFO |  | N | Y | N | Electric Utility |  |  |  |  | N | [57 empty] | LIQUID | [39 empty] | 0.7385 | 0.025484 | 12.5895
20219 | City of Wayne | 2312 | Wayne | NE | Wayne | 3 | IC | OP | 1.9 | 1.8 | 1.8 |  | 1 | 1956 | DFO |  | N | Y | N | Electric Utility |  |  |  |  | N | [57 empty] | LIQUID | [39 empty] | 0.7385 | 0.025484 | 12.5895
20219 | City of Wayne | 2312 | Wayne | NE | Wayne | 4 | IC | OP | 2 | 1.9 | 1.9 |  | 1 | 1960 | DFO |  | N | Y | N | Electric Utility |  |  |  |  | N | [57 empty] | LIQUID | [39 empty] | 0.7385 | 0.025484 | 12.5895
20219 | City of Wayne | 2312 | Wayne | NE | Wayne | 5 | IC | OP | 3.5 | 3.3 | 3.3 |  | 1 | 1966 | DFO |  | N | Y | N | Electric Utility |  |  |  |  | N | [57 empty] | LIQUID | [39 empty] | 0.7385 | 0.025484 | 12.5895
20219 | City of Wayne | 2312 | Wayne | NE | Wayne | 6 | IC | OP | 5.1 | 4.9 | 4.9 |  | 1 | 1968 | DFO |  | N | Y | N | Electric Utility |  |  |  |  | N | [57 empty] | LIQUID | [39 empty] | 0.7385 | 0.025484 | 12.5895
20219 | City of Wayne | 2312 | Wayne | NE | Wayne | 7 | IC | OP | 3.5 | 3.3 | 3.3 |  | 2 | 1998 | DFO |  | N | Y | N | Electric Utility |  |  |  |  | N | [57 empty] | LIQUID | [39 empty] | 0.7385 | 0.025484 | 12.5895
20219 | City of Wayne | 2312 | Wayne | NE | Wayne | 8 | IC | OP | 3.5 | 3.3 | 3.3 |  | 2 | 1998 | DFO |  | N | Y | N | Electric Utility |  |  |  |  | N | [57 empty] | LIQUID | [39 empty] | 0.7385 | 0.025484 | 12.5895
20255 | Weber Basin Water Conserv Dist | 3697 | Gateway | UT | Morgan | 1 | HY | OP | 2 | 2 | 2 |  | 8 | 1958 | WAT |  | N | Y | N | Electric Utility | [62 empty] | N/A | [39 empty] | 0 | 0 | 10.4
20255 | Weber Basin Water Conserv Dist | 3697 | Gateway | UT | Morgan | 2 | HY | OP | 2 | 2 | 2 |  | 8 | 1958 | WAT |  | N | Y | N | Electric Utility | [62 empty] | N/A | [39 empty] | 0 | 0 | 10.4
20255 | Weber Basin Water Conserv Dist | 3698 | Wanship | UT | Summit | 1 | HY | OP | 1.9 | 1.9 | 1.9 |  | 8 | 1958 | WAT |  | N | Y | N | Electric Utility | [62 empty] | N/A | [39 empty] | 0 | 0 | 10.4
20255 | Weber Basin Water Conserv Dist | 7548 | Causey | UT | Weber | 1 | HY | OP | 1.5 | 1.5 | 1.5 |  | 1 | 1998 | WAT |  | N | Y | N | Electric Utility | [62 empty] | N/A | [39 empty] | 0 | 0 | 10.4
20255 | Weber Basin Water Conserv Dist | 7548 | Causey | UT | Weber | 2 | HY | OP | 0.6 | 0.6 | 0.6 |  | 1 | 1998 | WAT |  | N | Y | N | Electric Utility | [62 empty] | N/A | [39 empty] | 0 | 0 | 10.4
20315 | City of Wellington | 1330 | Wellington 1 | KS | Sumner | 4 | ST | OP | 20 | 19.5 | 19.5 |  | 8 | 1972 | NG |  | N | Y | N | Electric Utility |  |  |  |  | N | [57 empty] | GAS | [39 empty] | 0.21358 | 0.0007563 | 11.8146
20315 | City of Wellington | 1330 | Wellington 1 | KS | Sumner | 7 | IC | OP | 2 | 2 | 2 |  | 2 | 2004 | DFO |  | N | Y | N | Electric Utility |  |  |  |  | N | [57 empty] | LIQUID | [39 empty] | 0.7385 | 0.025484 | 12.5895
20315 | City of Wellington | 1330 | Wellington 1 | KS | Sumner | 8 | IC | OP | 2 | 2 | 2 |  | 2 | 2004 | DFO |  | N | Y | N | Electric Utility |  |  |  |  | N | [57 empty] | LIQUID | [39 empty] | 0.7385 | 0.025484 | 12.5895
20315 | City of Wellington | 7339 | Wellington 2 | KS | SUMNER | 6 | GT | OP | 20 | 21 | 21 |  | 1 | 1989 | NG | DFO | Y | Y | N | Electric Utility |  |  |  |  | N | [57 empty] | GAS | [39 empty] | 0.16927 | 0.002161 | 11.3492
20323 | Wellhead Services Inc | 55538 | Escondido Power Plant | CA | San Diego | GEN1 | GT | OP | 44 | 33.6 | 34.6 |  | 8 | 2001 | NG |  | N | Y | N | IPP Non-CHP | [62 empty] | GAS | CA | Escondido Energy Center, LLC | 55538 | CT1A | 2010 | CS001 | ARP | 28.24 | 12 | 362.76 |  | 0.002 | 0.0642 | 0.105 | 465.618 | 7414.544 | 9 |  | San Diego | Electric Utility | 4911 | Electric Services | 33.1261 | -117.1172 | Escondido Energy Center, LLC (Owner) Wellhead Electric Company, Inc (Operator) | Phase 2 |  | Operating | Combustion turbine | Pipeline Natural Gas |  |  | Dry Low NOx Burners Selective Catalytic Reduction |  | 344 | 15.2294 | GAS | 16 | -81.25 | 0.0642 | 0.000539 | 15.2294
20323 | Wellhead Services Inc | 55540 | Chula Vista I | CA | San Diego | GEN1 | GT | OP | 44 | 33.6 | 34.6 |  | 5 | 2001 | NG |  | N | Y | N | IPP Non-CHP | [62 empty] | GAS | CA | Chula Vista Energy Center | 55540 | 1A | 2010 | CS001 | ARP | 29.95 | 12 | 527.38 |  | 0.003 | 0.0316 | 0.122 | 569.452 | 9241.379 | 9 |  | San Diego | Electric Utility | 4911 | Electric Services | 32.5914 | -117.0586 | Chula Vista Energy Center, LLC (Owner) Wellhead Electric Company, Inc (Operator) | Phase 2 |  | Operating | Combustion turbine | Pipeline Natural Gas |  |  | Dry Low NOx Burners Selective Catalytic Reduction |  | 344 | 9.7976 | GAS | 28 | 382.1429 | 0.0316 | 0.000649 | 9.7976
20323 | Wellhead Services Inc | 55874 | Panoche Peaker | CA | Fresno | 8 | GT | OP | 49.9 | 40 | 50.3 |  | 8 | 1973 | NG |  | N | Y | N | IPP Non-CHP |  |  |  |  | N | [57 empty] | GAS | [39 empty] | 0.13224 | 0.0016167 | 14.2695
20323 | Wellhead Services Inc | 55875 | Gates Peaker | CA | Fresno | GEN1 | GT | OP | 46.5 | 33.3 | 46.5 |  | 12 | 2001 | NG |  | N | Y | N | IPP Non-CHP |  |  |  |  | N | [57 empty] | GAS | CA | Wellhead Power Gates, LLC | 55875 | GT1 | 2010 |  | ARP | 105.37 | 12 | 3293.78 |  | 0.01 | 0.0424 | 0.359 | 2037.708 | 34292.602 | 9 |  | Fresno | Industrial Turbine | 3511 | Turbines and Turbine Generator | 36.1522 | -120.1481 | Wellhead Electric Company, Inc (Owner) Wellhead Electric Company, Inc (Owner/Operator) | Phase 2 |  | Operating | Combustion turbine | Pipeline Natural Gas |  |  | Water Injection Selective Catalytic Reduction |  | 436 | 8.8471 | GAS | 47 | 494.6237 | 0.0424 | 0.000583 | 8.8471
20328 | Wells Manufacturing Co | 54540 | Wells Manufacturing Dura Bar Division | IL | McHenry | 1A | IC | OP | 1 | 0.9 | 1 |  | 4 | 1992 | NG |  | N | Y | N | Industrial Non-CHP |  |  |  |  | N | [57 empty] | GAS | [39 empty] | 1.1659 | 0.0016829 | 10.4
20328 | Wells Manufacturing Co | 54540 | Wells Manufacturing Dura Bar Division | IL | McHenry | 1B | IC | OP | 1 | 0.9 | 1 |  | 4 | 1992 | NG |  | N | Y | N | Industrial Non-CHP |  |  |  |  | N | [57 empty] | GAS | [39 empty] | 1.1659 | 0.0016829 | 10.4
20328 | Wells Manufacturing Co | 54540 | Wells Manufacturing Dura Bar Division | IL | McHenry | 2A | IC | OP | 1 | 0.9 | 1 |  | 4 | 1992 | NG |  | N | Y | N | Industrial Non-CHP |  |  |  |  | N | [57 empty] | GAS | [39 empty] | 1.1659 | 0.0016829 | 10.4
20328 | Wells Manufacturing Co | 54540 | Wells Manufacturing Dura Bar Division | IL | McHenry | 2B | IC | OP | 1 | 0.9 | 1 |  | 4 | 1992 | NG |  | N | Y | N | Industrial Non-CHP |  |  |  |  | N | [57 empty] | GAS | [39 empty] | 1.1659 | 0.0016829 | 10.4
20328 | Wells Manufacturing Co | 54540 | Wells Manufacturing Dura Bar Division | IL | McHenry | 3A | IC | OP | 1 | 0.9 | 1 |  | 4 | 1992 | NG |  | N | Y | N | Industrial Non-CHP |  |  |  |  | N | [57 empty] | GAS | [39 empty] | 1.1659 | 0.0016829 | 10.4
20328 | Wells Manufacturing Co | 54540 | Wells Manufacturing Dura Bar Division | IL | McHenry | 3B | IC | OP | 1 | 0.9 | 1 |  | 4 | 1992 | NG |  | N | Y | N | Industrial Non-CHP |  |  |  |  | N | [57 empty] | GAS | [39 empty] | 1.1659 | 0.0016829 | 10.4
20347 | Wellesley College | 54937 | Wellesley College Central Utility Plant | MA | Norfolk | 1118 | IC | OP | 1.3 | 1.2 | 1.3 |  | 7 | 1994 | NG |  | N | Y | Y | Commercial CHP | [62 empty] | GAS | [39 empty] | 1.1659 | 0.0016829 | 10.4
20347 | Wellesley College | 54937 | Wellesley College Central Utility Plant | MA | Norfolk | 1119 | IC | OP | 1.3 | 1.2 | 1.3 |  | 7 | 1994 | NG |  | N | Y | Y | Commercial CHP | [62 empty] | GAS | [39 empty] | 1.1659 | 0.0016829 | 10.4
20347 | Wellesley College | 54937 | Wellesley College Central Utility Plant | MA | Norfolk | 1120 | IC | OP | 1.3 | 1.2 | 1.3 |  | 7 | 1994 | NG |  | N | Y | Y | Commercial CHP | [62 empty] | GAS | [39 empty] | 1.1659 | 0.0016829 | 10.4
20347 | Wellesley College | 54937 | Wellesley College Central Utility Plant | MA | Norfolk | 1121 | IC | OP | 1.3 | 1.3 | 1.3 |  | 7 | 1994 | NG |  | N | Y | Y | Commercial CHP | [62 empty] | GAS | [39 empty] | 1.1659 | 0.0016829 | 10.4
20347 | Wellesley College | 54937 | Wellesley College Central Utility Plant | MA | Norfolk | 8187 | IC | OP | 1.9 | 1.9 | 1.9 |  | 7 | 1999 | NG |  | N | Y | Y | Commercial CHP | [62 empty] | GAS | [39 empty] | 1.1659 | 0.0016829 | 10.4
20397 | City of West Point - (NE) | 2313 | West Point Municipal | NE | Cuming | 2 | IC | OP | 0.9 | 0.9 | 0.9 |  | 5 | 1947 | NG | DFO | Y | Y | N | Electric Utility |  |  |  |  | N | [57 empty] | GAS | [39 empty] | 1.1659 | 0.0016829 | 10.4
20397 | City of West Point - (NE) | 2313 | West Point Municipal | NE | Cuming | 3 | IC | OP | 1.2 | 1.2 | 1.2 |  | 7 | 1959 | NG | DFO | Y | Y | N | Electric Utility |  |  |  |  | N | [57 empty] | GAS | [39 empty] | 1.1659 | 0.0016829 | 10.4
20397 | City of West Point - (NE) | 2313 | West Point Municipal | NE | Cuming | 4 | IC | OP | 2.3 | 2.3 | 2.3 |  | 8 | 1965 | NG | DFO | Y | Y | N | Electric Utility |  |  |  |  | N | [57 empty] | GAS | [39 empty] | 1.1659 | 0.0016829 | 10.4
20421 | Western Minnesota Mun Pwr Agny | 56013 | Exira | IA | Audubon | U1 | GT | OP | 60.5 | 46 | 46 |  | 4 | 2004 | NG | DFO | Y | Y | N | Electric Utility |  |  |  |  | N | [57 empty] | GAS | IA | Exira Station | 56013 | U-1 | 2010 |  | ARP, CAIRNOX, CAIROS, CAIRSO2 | 35.48 | 12 | 1292.5 |  | 0.005 | 0.1402 | 0.724 | 751.364 | 12634.479 | 7 | Mid-Continent Area Power Pool | Audubon | Electric Utility |  |  | 41.5131 | -94.9189 | Missouri River Energy Services (Operator) Western Minnesota Municipal Power (Owner) | Phase 2 |  | Operating | Combustion turbine | Pipeline Natural Gas | Diesel Oil |  | Water Injection |  | 495 | 9.5509 | GAS | 46 | 500 | 0.1402 | 0.000791 | 9.5509
20421 | Western Minnesota Mun Pwr Agny | 56013 | Exira | IA | Audubon | U2 | GT | OP | 60.5 | 44.8 | 44.8 |  | 5 | 2004 | NG | DFO | Y | Y | N | Electric Utility |  |  |  |  | N | [57 empty] | GAS | IA | Exira Station | 56013 | U-2 | 2010 |  | ARP, CAIRNOX, CAIROS, CAIRSO2 | 24.68 | 12 | 887.79 |  | 0.004 | 0.1253 | 0.421 | 527.165 | 8859.657 | 7 | Mid-Continent Area Power Pool | Audubon | Electric Utility |  |  | 41.5131 | -94.9189 | Missouri River Energy Services (Operator) Western Minnesota Municipal Power (Owner) | Phase 2 |  | Operating | Combustion turbine | Pipeline Natural Gas | Diesel Oil |  | Water Injection |  | 495 | 9.8565 | GAS | 45 | 497.7679 | 0.1253 | 0.000903 | 9.8565
20421 | Western Minnesota Mun Pwr Agny | 56013 | Exira | IA | Audubon | U3 | GT | OP | 60.5 | 46.5 | 46.5 |  | 4 | 2007 | NG | DFO | Y | Y | N | Electric Utility |  |  |  |  | N | [57 empty] | GAS | IA | Exira Station | 56013 | U-3 | 2010 |  | ARP, CAIRNOX, CAIROS, CAIRSO2 | 42.4 | 12 | 1589.07 |  | 0.006 | 0.2087 | 1.17 | 915.046 | 15383.287 | 7 | Mid-Continent Area Power Pool | Audubon | Electric Utility |  |  | 41.5131 | -94.9189 | Missouri River Energy Services (Operator) Western Minnesota Municipal Power (Owner) | Phase 2 |  | Operating | Combustion turbine | Pipeline Natural Gas | Diesel Oil |  | Water Injection |  | 495 | 9.4541 | GAS | 47 | 494.6237 | 0.2087 | 0.00078 | 9.4541
20424 | West Texas Wind Egy Ptnrs LLC | 55367 | West Texas Wind Energy LLC | TX | Upton | 1 | WT | OP | 75 | 75 | 75 |  | 6 | 1999 | WND |  | N | Y | N | IPP Non-CHP | [62 empty] | N/A | [39 empty] | 0 | 0 | 10.4
20430 | City of Westbrook | 2021 | Westbrook | MN | Cottonwood | 5 | IC | OP | 2.3 | 2 | 2 |  | 10 | 2003 | DFO |  | N | Y | N | Electric Utility |  |  |  |  | N | [57 empty] | LIQUID | [39 empty] | 0.7385 | 0.025484 | 12.5895
20447 | Western Farmers Elec Coop, Inc | 3006 | Anadarko Plant | OK | Caddo | 10 | GT | OP | 45 | 45 | 45 |  | 6 | 2009 | NG |  | N | Y | N | Electric Utility |  |  |  |  | N | [57 empty] | GAS | OK | Anadarko | 3006 | 10 | 2010 |  | ARP | 543.94 | 12 | 23479.65 |  | 0.068 | 0.1057 | 9.493 | 13403.292 | 225558.898 | 6 |  | Caddo | Electric Utility | 4911 | Electric Services | 35.0847 | -98.23 | Western Farmers Electric Cooperative, Inc. (Owner/Operator) | Phase 2 |  | Operating | Combustion turbine | Pipeline Natural Gas |  |  | Water Injection |  | 475 | 9.3425 | GAS | 48 | 1966.6667 | 0.1057 | 0.000603 | 9.3425
20447 | Western Farmers Elec Coop, Inc | 3006 | Anadarko Plant | OK | Caddo | 11 | GT | OP | 45 | 45 | 45 |  | 6 | 2009 | NG |  | N | Y | N | Electric Utility |  |  |  |  | N | [57 empty] | GAS | OK | Anadarko | 3006 | 11 | 2010 |  | ARP | 533.42 | 12 | 23034.12 |  | 0.066 | 0.1076 | 9.327 | 13047.34 | 219538.02 | 6 |  | Caddo | Electric Utility | 4911 | Electric Services | 35.0847 | -98.23 | Western Farmers Electric Cooperative, Inc. (Owner/Operator) | Phase 2 |  | Operating | Combustion turbine | Pipeline Natural Gas |  |  | Water Injection |  | 525 | 9.2901 | GAS | 48 | 1966.6667 | 0.1076 | 0.000601 | 9.2901
20447 | Western Farmers Elec Coop, Inc | 3006 | Anadarko Plant | OK | Caddo | 4 | CS | OP | 105.1 | 94 | 94 |  | 12 | 1977 | NG | DFO | Y | Y | N | Electric Utility |  |  |  |  | N | [57 empty] | GAS | OK | Anadarko | 3006 | 7 | 2010 |  | ARP | 96.34 | 12 | 3809.95 |  | 0.011 | 0.0706 | 1.278 | 2184.148 | 36756.625 | 6 |  | Caddo | Electric Utility | 4911 | Electric Services | 35.0847 | -98.23 | Western Farmers Electric Cooperative, Inc. (Owner/Operator) | Phase 2 |  | Operating | Combustion turbine | Pipeline Natural Gas |  |  | Water Injection |  | 471.3 | 9.3008 | GAS | 48 | 20.8333 | 0.0706 | 0.000599 | 9.3008
20447 | Western Farmers Elec Coop, Inc | 3006 | Anadarko Plant | OK | Caddo | 5 | CS | OP | 105.1 | 94 | 94 |  | 11 | 1977 | NG | DFO | Y | Y | N | Electric Utility |  |  |  |  | N | [57 empty] | GAS | OK | Anadarko | 3006 | 7 | 2010 |  | ARP | 96.34 | 12 | 3809.95 |  | 0.011 | 0.0706 | 1.278 | 2184.148 | 36756.625 | 6 |  | Caddo | Electric Utility | 4911 | Electric Services | 35.0847 | -98.23 | Western Farmers Electric Cooperative, Inc. (Owner/Operator) | Phase 2 |  | Operating | Combustion turbine | Pipeline Natural Gas |  |  | Water Injection |  | 471.3 | 9.3008 | GAS | 48 | 20.8333 | 0.0706 | 0.000599 | 9.3008
20447 | Western Farmers Elec Coop, Inc | 3006 | Anadarko Plant | OK | Caddo | 6 | CS | OP | 105.1 | 94 | 94 |  | 12 | 1977 | NG | DFO | Y | Y | N | Electric Utility |  |  |  |  | N | [57 empty] | GAS | OK | Anadarko | 3006 | 7 | 2010 |  | ARP | 96.34 | 12 | 3809.95 |  | 0.011 | 0.0706 | 1.278 | 2184.148 | 36756.625 | 6 |  | Caddo | Electric Utility | 4911 | Electric Services | 35.0847 | -98.23 | Western Farmers Electric Cooperative, Inc. (Owner/Operator) | Phase 2 |  | Operating | Combustion turbine | Pipeline Natural Gas |  |  | Water Injection |  | 471.3 | 9.3008 | GAS | 48 | 20.8333 | 0.0706 | 0.000599 | 9.3008
20447 | Western Farmers Elec Coop, Inc | 3006 | Anadarko Plant | OK | Caddo | 9 | GT | OP | 45 | 45 | 45 |  | 6 | 2009 | NG |  | N | Y | N | Electric Utility |  |  |  |  | N | [57 empty] | GAS | OK | Anadarko | 3006 | 9 | 2010 |  | ARP | 555.82 | 12 | 24160.23 |  | 0.07 | 0.1095 | 9.887 | 13793.34 | 232089.528 | 6 |  | Caddo | Electric Utility | 4911 | Electric Services | 35.0847 | -98.23 | Western Farmers Electric Cooperative, Inc. (Owner/Operator) | Phase 2 |  | Operating | Combustion turbine | Pipeline Natural Gas |  |  | Water Injection |  | 478 | 9.3724 | GAS | 48 | 1966.6667 | 0.1095 | 0.000603 | 9.3724
20447 | Western Farmers Elec Coop, Inc | 3008 | Mooreland | OK | Woodward | 1 | ST | OP | 45 | 50 | 50 |  | 3 | 1964 | NG |  | N | Y | N | Electric Utility | [62 empty] | GAS | OK | Mooreland | 3008 | 1 | 2010 |  | ARP | 195.18 | 12 | 4472.63 |  | 0.016 | 0.3208 | 10.763 | 3093.158 | 52025.906 | 6 | Southwest Power Pool | Woodward | Electric Utility | 4911 | Electric Services | 36.4375 | -99.2208 | Western Farmers Electric Cooperative, Inc. (Owner/Operator) | Phase 2 |  | Operating | Dry bottom wall-fired boiler | Pipeline Natural Gas |  |  |  |  | 756 | 11.9192 | GAS | 50 | 2000 | 0.3208 | 0.000615 | 11.6321
20447 | Western Farmers Elec Coop, Inc | 3008 | Mooreland | OK | Woodward | 2 | ST | OP | 125 | 132 | 132 |  | 7 | 1968 | NG |  | N | Y | N | Electric Utility | [62 empty] | GAS | OK | Mooreland | 3008 | 2 | 2010 |  | ARP | 5782.18 | 12 | 250244.19 |  | 0.74 | 0.1098 | 167.475 | 146582.319 | 2466479.719 | 6 | Southwest Power Pool | Woodward | Electric Utility | 4911 | Electric Services | 36.4375 | -99.2208 | Western Farmers Electric Cooperative, Inc. (Owner/Operator) | Phase 2 |  | Operating | Dry bottom wall-fired boiler | Pipeline Natural Gas |  |  |  |  | 1624 | 9.4795 | GAS | 144 | 1954.5455 | 0.1098 | 0.0006 | 9.4795
20447 | Western Farmers Elec Coop, Inc | 3008 | Mooreland | OK | Woodward | 3 | ST | OP | 135 | 140 | 140 |  | 7 | 1975 | NG |  | N | Y | N | Electric Utility | [62 empty] | GAS | OK | Mooreland | 3008 | 3 | 2010 |  | ARP | 5266.48 | 12 | 282685.73 |  | 0.881 | 0.1276 | 199.485 | 174534.84 | 2936872.971 | 6 | Southwest Power Pool | Woodward | Electric Utility | 4911 | Electric Services | 36.4375 | -99.2208 | Western Farmers Electric Cooperative, Inc. (Owner/Operator) | Phase 2 |  | Operating | Dry bottom wall-fired boiler | Pipeline Natural Gas |  |  | Other Overfire Air |  | 1755 | 9.8514 | GAS | 151 | 1960.7143 | 0.1276 | 0.0006 | 9.8514
20447 | Western Farmers Elec Coop, Inc | 6772 | Hugo | OK | Choctaw | 1 | ST | OP | 446 | 440 | 440 |  | 4 | 1982 | SUB |  | N | Y | N | Electric Utility |  |  |  |  | N | Y |  | Y | [54 empty] | COAL | OK | Hugo | 6772 | 1 | 2010 |  | ARP | 7486.09 | 12 | 2941243.61 |  | 8597.898 | 0.1881 | 2724.668 | 2970208.476 | 28949435.33 | 6 | Southwest Power Pool | Choctaw | Electric Utility | 4911 | Electric Services | 34.0158 | -95.3206 | Western Farmers Electric Cooperative, Inc. (Owner/Operator) | Phase 2 | Phase II Group 1 | Operating | Dry bottom wall-fired boiler | Coal | Diesel Oil |  | Low NOx Burner Technology w/ Overfire Air | Electrostatic Precipitator | 4930 | 9.8353 | COAL | 468 | 1968.1818 | 0.1881 | 0.59399 | 9.8353
20447 | Western Farmers Elec Coop, Inc | 55655 | WFEC GenCo LLC | OK | Caddo | GEN1 | GT | OP | 45 | 45 | 45 |  | 5 | 2001 | NG |  | N | Y | N | IPP Non-CHP | [62 empty] | GAS | [39 empty] | 0.079432 | 0.0010659 | 11.1195
20447 | Western Farmers Elec Coop, Inc | 55655 | WFEC GenCo LLC | OK | Caddo | GEN2 | GT | OP | 45 | 45 | 45 |  | 5 | 2001 | NG |  | N | Y | N | IPP Non-CHP | [62 empty] | GAS | [39 empty] | 0.079432 | 0.0010659 | 11.1195
20492 | Weyerhaeuser Co | 50184 | Weyerhaeuser Columbus MS | MS | Lowndes | TG1 | ST | OP | 64 | 64 | 64 |  | 4 | 1990 | BLQ | WDS | Y | Y | Y | Industrial CHP |  |  |  |  | N | [57 empty] | LIQUID | [39 empty] | 0.090811 | 0.049001 | 10.4
20492 | Weyerhaeuser Co | 50184 | Weyerhaeuser Columbus MS | MS | Lowndes | TG2 | ST | OP | 46 | 46 | 46 |  | 6 | 1982 | BLQ | WDS | Y | Y | Y | Industrial CHP |  |  |  |  | N | [57 empty] | LIQUID | [39 empty] | 0.10837 | 0.049001 | 10.4
20492 | Weyerhaeuser Co | 50184 | Weyerhaeuser Columbus MS | MS | Lowndes | TG3 | ST | OP | 14.6 | 14.6 | 14.6 |  | 6 | 1982 | BLQ | WDS | Y | Y | Y | Industrial CHP |  |  |  |  | N | [57 empty] | LIQUID | [39 empty] | 0.10837 | 0.049001 | 10.4
20505 | Weyerhaeuser NR Port Wentworth | 50804 | Port Wentworth Mill | GA | Chatham | GEN4 | ST | OP | 47.3 | 17 | 20 |  | 8 | 1991 | BLQ | WDS | Y | Y | Y | Industrial CHP |  |  |  |  | N | [57 empty] | LIQUID | [39 empty] | 0.0842 | 0.049001 | 10.4
20505 | Weyerhaeuser NR Port Wentworth | 50804 | Port Wentworth Mill | GA | Chatham | GEN5 | ST | OP | 25 | 22 | 22 |  | 1 | 2004 | BLQ | WDS | Y | Y | N | Industrial CHP |  |  |  |  | N | [57 empty] | LIQUID | [39 empty] | 0.0842 | 0.049001 | 10.4
20508 | MeadWestvaco Corp | 50900 | Covington Facility | VA | Covington | GEN1 | ST | OP | 10.5 | 10.5 | 10.5 |  | 1 | 1939 | BIT | BIT | Y | Y | Y | Industrial CHP |  |  |  | 2013 | N | Y |  | Y | [54 empty] | COAL | [39 empty] | 0.70866 | 1.7873 | 13.8134
20508 | MeadWestvaco Corp | 50900 | Covington Facility | VA | Covington | GEN2 | ST | OP | 10.5 | 10.5 | 10.5 |  | 1 | 1946 | BIT | BIT | Y | Y | Y | Industrial CHP |  |  |  |  | N | Y |  | Y | [54 empty] | COAL | [39 empty] | 0.69239 | 1.6681 | 13.4817
20508 | MeadWestvaco Corp | 50900 | Covington Facility | VA | Covington | GEN3 | ST | OP | 10.5 | 10.5 | 10.5 |  | 1 | 1951 | BIT | BIT | Y | Y | Y | Industrial CHP |  |  |  |  | N | Y |  | Y | [54 empty] | COAL | [39 empty] | 0.6799 | 1.5803 | 13.2448
20508 | MeadWestvaco Corp | 50900 | Covington Facility | VA | Covington | GEN4 | ST | OP | 34 | 32.5 | 32.5 |  | 9 | 1980 | BLQ | BIT | Y | Y | Y | Industrial CHP |  |  |  |  | N | N |  | N | [54 empty] | LIQUID | VA | MeadWestvaco of Virginia, Covington | 50900 | 5 | 2010 |  | CAIROS | 1897.43 | 6 |  | 205906.16 |  | 0.1255 | 20.124 |  | 313443.78 | 3 |  | Alleghany | Industrial Boiler | 2611 | Pulp Mills | 37.7997 | -79.9946 | MeadWestvaco of Virginia, Covington (Owner/Operator) |  |  | Operating | Dry bottom wall-fired boiler | Natural Gas | Diesel Oil |  |  |  | 325 | 10.4 | GAS | 31.25 | -370 | 0.1255 | 0.049001 | 10.4
20508 | MeadWestvaco Corp | 50900 | Covington Facility | VA | Covington | GEN5 | ST | OP | 34 | 32.5 | 32.5 |  | 9 | 1989 | BIT | WDS | Y | Y | Y | Industrial CHP |  |  |  |  | N | Y | [56 empty] | COAL | VA | MeadWestvaco of Virginia, Covington | 50900 | 2 | 2010 | CS001 | CAIROS | 7772.36 | 12 |  | 1346686.01 |  | 0.4587 | 424.33 |  | 1859008.662 | 3 |  | Alleghany | Industrial Boiler | 2611 | Pulp Mills | 37.7997 | -79.9946 | MeadWestvaco of Virginia, Covington (Owner/Operator) |  |  | Operating | Stoker | Coal | Wood |  | Overfire Air Other | Electrostatic Precipitator | 440 | 10.4 | COAL | 42.3077 | -150.8876 | 0.4587 | 0.61653 | 10.9875
20511 | Weyerhaeuser Co- New Bern | 50188 | Weyerhaeuser New Bern NC | NC | Craven | TG1 | ST | OP | 29.7 | 29.7 | 29.7 |  | 12 | 1969 | BLQ | NG | Y | N | Y | Industrial CHP |  |  |  |  | N | [57 empty] | LIQUID | NC | Weyerhaeuser - New Bern | 50188 | 6 | 2010 |  | CAIROS | 3291.2 | 6 |  | 175601.39 |  | 0.1517 | 42.111 |  | 710526.111 | 4 |  | Craven | Pulp & Paper Mill | 2611 | Pulp Mills | 35.2081 | -77.1242 | Weyerhaeuser Company (Owner/Operator) |  |  | Operating | Dry bottom wall-fired boiler | Residual Oil | Other Gas, Process Gas |  | Low NOx Burner Technology (Dry Bottom only) |  | 287 | 10.4 | LIQUID | 28.9513 | -12.9311 | 0.1517 | 0.049001 | 10.4
20523 | Westward Seafoods Inc | 54305 | Westward Seafoods | AK | Aleutian Islands | 2 | IC | OP | 2.2 | 2.2 | 2.2 |  | 3 | 1991 | DFO |  | N | N | Y | Industrial CHP |  |  |  |  | N | [57 empty] | LIQUID | [39 empty] | 0.7385 | 0.025484 | 12.5895
20523 | Westward Seafoods Inc | 54305 | Westward Seafoods | AK | Aleutian Islands | 3 | IC | OP | 2.2 | 2.2 | 2.2 |  | 3 | 1991 | DFO |  | N | N | Y | Industrial CHP |  |  |  |  | N | [57 empty] | LIQUID | [39 empty] | 0.7385 | 0.025484 | 12.5895
20523 | Westward Seafoods Inc | 54305 | Westward Seafoods | AK | Aleutian Islands | 4 | IC | OP | 2.2 | 2.2 | 2.2 |  | 3 | 1991 | DFO |  | N | N | Y | Industrial CHP |  |  |  |  | N | [57 empty] | LIQUID | [39 empty] | 0.7385 | 0.025484 | 12.5895
20541 | Wheelabrator Environmental Systems | 10629 | Wheelabrator Baltimore Refuse | MD | Baltimore City | GEN1 | ST | OP | 60.2 | 57 | 57 |  | 11 | 1984 | MSW |  | N | Y | N | IPP CHP |  |  |  |  | N | [57 empty] | OTHER SOLID | [39 empty] | 0 | 0 | 10.4
20541 | Wheelabrator Environmental Systems | 50298 | Wheelabrator Lassen | CA | Shasta | GEN1 | GT | OP | 38.8 | 42.7 | 42.7 |  | 5 | 1983 | NG |  | N | Y | Y | IPP CHP |  |  |  |  | N | [57 empty] | GAS | [39 empty] | 0.1218 | 0.0013798 | 12.8408
20541 | Wheelabrator Environmental Systems | 50875 | McKay Bay Facility | FL | Hillsborough | GEN1 | ST | OP | 22.1 | 18 | 18 |  | 6 | 1985 | MSW |  | N | Y | N | IPP Non-CHP |  |  |  |  | N | [57 empty] | OTHER SOLID | [39 empty] | 0 | 0 | 10.4
20541 | Wheelabrator Environmental Systems | 50877 | Wheelabrator North Andover | MA | Essex | GEN1 | ST | OP | 40.3 | 30 | 30 |  | 5 | 1985 | MSW |  | N | Y | N | IPP Non-CHP |  |  |  |  | N | [57 empty] | OTHER SOLID | [39 empty] | 0 | 0 | 10.4
20541 | Wheelabrator Environmental Systems | 50878 | Wheelabrator Millbury Facility | MA | Worcester | GEN1 | ST | OP | 47.6 | 40 | 40 |  | 9 | 1987 | MSW |  | N | Y | N | IPP Non-CHP |  |  |  |  | N | [57 empty] | OTHER SOLID | [39 empty] | 0 | 0 | 10.4
20541 | Wheelabrator Environmental Systems | 50879 | Wheelabrator Frackville Energy | PA | Schuylkill | GEN1 | ST | OP | 48 | 42.5 | 42.5 |  | 9 | 1988 | WC |  | N | Y | Y | IPP CHP |  |  |  |  | N |  | Y | N | [54 empty] | COAL | PA | Wheelabrator - Frackville | 50879 | GEN1 | 2010 |  | ARP, CAIRNOX, CAIROS, CAIRSO2 | 8373.2 | 12 |  | 3353248.85 | 459.18 | 0.144 | 336.525 | 569818.167 | 4595392.713 | 3 |  | Schuylkill | Cogeneration | 4911 | Electric Services | 40.7817 | -76.1781 | Wheelabrator Frackville Energy Company, Inc. (Owner/Operator) | Phase 2 |  | Operating | Circulating fluidized bed boiler | Coal | Diesel Oil | Fluidized Bed Limestone Injection | Other | Baghouse Cyclone | 668 | 10.4 | COAL | 60.5613 | 1787.5141 | 0.144 | 0.19984 | 11.5826
20541 | Wheelabrator Environmental Systems | 50880 | Wheelabrator Saugus | MA | Essex | GEN1 | ST | OP | 53.7 | 32 | 32 |  | 8 | 1985 | MSW |  | N | Y | N | IPP Non-CHP |  |  |  |  | N | [57 empty] | OTHER SOLID | [39 empty] | 0 | 0 | 10.4
20541 | Wheelabrator Environmental Systems | 50881 | Wheelabrator Shasta | CA | Shasta | GEN1 | ST | OP | 18.3 | 18.8 | 18.8 |  | 10 | 1987 | WDS | AB | Y | Y | N | IPP Non-CHP | [62 empty] | OTHER SOLID | [39 empty] | 0.5034 | 0.031297 | 13.8204
20541 | Wheelabrator Environmental Systems | 50881 | Wheelabrator Shasta | CA | Shasta | GEN2 | ST | OP | 18.3 | 18.8 | 18.8 |  | 11 | 1987 | WDS | AB | Y | Y | N | IPP Non-CHP | [62 empty] | OTHER SOLID | [39 empty] | 0.5034 | 0.031297 | 13.8204
20541 | Wheelabrator Environmental Systems | 50881 | Wheelabrator Shasta | CA | Shasta | GEN3 | ST | OP | 18.3 | 18.8 | 18.8 |  | 11 | 1987 | WDS | AB | Y | Y | N | IPP Non-CHP | [62 empty] | OTHER SOLID | [39 empty] | 0.5034 | 0.031297 | 13.8204
20541 | Wheelabrator Environmental Systems | 50881 | Wheelabrator Shasta | CA | Shasta | GEN4 | ST | OP | 7.8 | 3.5 | 3.5 |  | 8 | 2000 | WDS | AB | Y | Y | N | IPP Non-CHP | [62 empty] | OTHER SOLID | [39 empty] | 0.5034 | 0.020379 | 14.0594
20541 | Wheelabrator Environmental Systems | 50882 | Wheelabrator Westchester | NY | Westchester | GEN1 | ST | OP | 59.7 | 51 | 53 |  | 10 | 1984 | MSW |  | N | Y | N | IPP Non-CHP |  |  |  |  | N | [57 empty] | OTHER SOLID | [39 empty] | 0 | 0 | 10.4
20541 | Wheelabrator Environmental Systems | 50883 | Wheelabrator Bridgeport | CT | Fairfield | GEN1 | ST | OP | 67 | 58 | 58 |  | 7 | 1988 | MSW |  | N | Y | N | IPP Non-CHP |  |  |  |  | N | [57 empty] | OTHER SOLID | [39 empty] | 0 | 0 | 10.4
20541 | Wheelabrator Environmental Systems | 50886 | Wheelabrator Spokane | WA | Spokane | GEN1 | ST | OP | 26 | 22.7 | 22.7 |  | 9 | 1991 | MSW |  | N | Y | N | IPP Non-CHP |  |  |  |  | N | [57 empty] | OTHER SOLID | [39 empty] | 0 | 0 | 10.4
20541 | Wheelabrator Environmental Systems | 50887 | Wheelabrator South Broward | FL | Broward | GEN1 | ST | OP | 66 | 54 | 54 |  | 4 | 1991 | MSW |  | N | Y | N | IPP Non-CHP |  |  |  |  | N | [57 empty] | OTHER SOLID | [39 empty] | 0 | 0 | 10.4
20541 | Wheelabrator Environmental Systems | 54033 | Wheelabrator North Broward | FL | Broward | GEN1 | ST | OP | 67.6 | 56 | 56 |  | 7 | 1991 | MSW |  | N | Y | N | IPP Non-CHP |  |  |  |  | N | [57 empty] | OTHER SOLID | [39 empty] | 0 | 0 | 10.4
20541 | Wheelabrator Environmental Systems | 54529 | Wheelabrator Ridge Energy | FL | Polk | 1 | ST | OP | 45.5 | 47.1 | 47.1 |  | 3 | 1994 | WDS | TDF | Y | N | N | IPP Non-CHP |  |  |  |  | N | [57 empty] | OTHER SOLID | [39 empty] | 0.14863 | 0.025961 | 13.2153
20541 | Wheelabrator Environmental Systems | 54746 | Wheelabrator Falls | PA | Bucks | WFI1 | ST | OP | 53.3 | 48.1 | 48.1 |  | 5 | 1994 | MSW |  | N | Y | N | IPP Non-CHP |  |  |  |  | N | [57 empty] | OTHER SOLID | [39 empty] | 0 | 0 | 10.4
20541 | Wheelabrator Environmental Systems | 54758 | Wheelabrator Lisbon | CT | New London | GEN1 | ST | OP | 14.6 | 13 | 13 |  | 10 | 1995 | MSW | WDS | Y | Y | N | IPP Non-CHP | [62 empty] | OTHER SOLID | [39 empty] | 0 | 0 | 10.4
20541 | Wheelabrator Environmental Systems | 54998 | Wheelabrator Portsmouth | VA | Portsmouth City | 1410 | ST | OP | 20 | 15.5 | 15.3 |  | 10 | 1987 | MSW | BIT | Y | Y | Y | Commercial CHP | [62 empty] | OTHER SOLID | [39 empty] | 0 | 0 | 10.4
20541 | Wheelabrator Environmental Systems | 54998 | Wheelabrator Portsmouth | VA | Portsmouth City | 1430 | ST | OP | 20 | 15.5 | 15.3 |  | 2 | 1987 | MSW | BIT | Y | Y | Y | Commercial CHP | [62 empty] | OTHER SOLID | [39 empty] | 0 | 0 | 10.4
20541 | Wheelabrator Environmental Systems | 10503 | Wheelabrator Hudson Falls | NY | Washington | GEN1 | ST | OP | 14.4 | 11.5 | 11.5 |  | 11 | 1991 | MSW |  | N | Y | N | IPP Non-CHP |  |  |  |  | N | [57 empty] | OTHER SOLID | [39 empty] | 0 | 0 | 10.4
20541 | Wheelabrator Environmental Systems | 10629 | Wheelabrator Baltimore Refuse | MD | Baltimore City | GEN2 | ST | OP | 4.3 | 4.3 | 4.3 |  | 1 | 2001 | MSW |  | N | Y | Y | IPP CHP |  |  |  |  | N | [57 empty] | OTHER SOLID | [39 empty] | 0 | 0 | 10.4
20541 | Wheelabrator Environmental Systems | 50872 | Wheelabrator Claremont Facility | NH | Sullivan | GEN1 | ST | OP | 4.5 | 4.5 | 4.5 |  | 3 | 1987 | MSW |  | N | Y | N | IPP Non-CHP | [62 empty] | OTHER SOLID | [39 empty] | 0 | 0 | 10.4
20541 | Wheelabrator Environmental Systems | 50873 | Wheelabrator Concord Facility | NH | Merrimack | GEN1 | ST | OP | 14 | 12 | 12 |  | 4 | 1989 | MSW |  | N | Y | N | IPP Non-CHP |  |  |  |  | N | [57 empty] | OTHER SOLID | [39 empty] | 0 | 0 | 10.4
20541 | Wheelabrator Environmental Systems | 50876 | Wheelabrator Norwalk Energy | CA | Los Angeles | GEN1 | CT | OP | 23 | 23.6 | 23.6 |  | 2 | 1988 | NG |  | N | Y | Y | IPP CHP |  |  |  |  | N | [57 empty] | GAS | [39 empty] | 0.10403 | 0.0010706 | 12.6451
20541 | Wheelabrator Environmental Systems | 50876 | Wheelabrator Norwalk Energy | CA | Los Angeles | GEN2 | CA | OP | 7.7 | 3.7 | 3.7 |  | 2 | 1988 | NG |  | N | Y | Y | IPP CHP | [62 empty] | GAS | [39 empty] | 0 | 0 | 10.4
20541 | Wheelabrator Environmental Systems | 50885 | Wheelabrator Gloucester LP | NJ | Gloucester | GEN1 | ST | OP | 14 | 12 | 12 |  | 1 | 1990 | MSW |  | N | Y | N | IPP Non-CHP |  |  |  |  | N | [57 empty] | OTHER SOLID | [39 empty] | 0 | 0 | 10.4
20541 | Wheelabrator Environmental Systems | 54998 | Wheelabrator Portsmouth | VA | Portsmouth City | 1420 | ST | OP | 20 | 15.5 | 15.3 |  | 3 | 1987 | MSW | BIT | Y | Y | Y | Commercial CHP | [62 empty] | OTHER SOLID | [39 empty] | 0 | 0 | 10.4
20542 | Weyerhaeuser Co | 50465 | Flint River Operations | GA | Macon | GEN1 | ST | OP | 42 | 42 | 42 |  | 12 | 1980 | BLQ | WDS | N | Y | Y | Industrial CHP |  |  |  |  | N | [57 empty] | LIQUID | [39 empty] | 0.0842 | 0.049001 | 10.4
20548 | Weyerhaeuser Co | 50187 | Weyerhaeuser Longview WA | WA | Cowlitz | TG1 | ST | OP | 5 | 4.7 | 4.7 |  | 1 | 1948 | BLQ | NG | Y | Y | Y | Industrial CHP | [62 empty] | LIQUID | [39 empty] | 0.1517 | 0.049001 | 10.4
20548 | Weyerhaeuser Co | 50187 | Weyerhaeuser Longview WA | WA | Cowlitz | TG2 | ST | OP | 5 | 4.7 | 4.7 |  | 1 | 1948 | BLQ | NG | Y | Y | Y | Industrial CHP | [62 empty] | LIQUID | [39 empty] | 0.1517 | 0.049001 | 10.4
20548 | Weyerhaeuser Co | 50187 | Weyerhaeuser Longview WA | WA | Cowlitz | TG4 | ST | OP | 18 | 18 | 18 |  | 1 | 1954 | BLQ | NG | Y | Y | Y | Industrial CHP | [62 empty] | LIQUID | [39 empty] | 0.1517 | 0.049001 | 10.4
20548 | Weyerhaeuser Co | 50187 | Weyerhaeuser Longview WA | WA | Cowlitz | TG5 | ST | OP | 31.4 | 29.2 | 29.5 |  | 1 | 1976 | WDS | SUB | Y | Y | Y | Industrial CHP | [62 empty] | OTHER SOLID | [39 empty] | 0.5034 | 0.038277 | 13.7156
20558 | White Springs Agrici Chem Inc | 50473 | Suwannee River Chemical Complex | FL | Hamilton | SRC | ST | OP | 27.3 | 27.3 | 27.3 |  | 7 | 1986 | OTH | RFO | N | Y | Y | Industrial CHP |  |  |  |  | N | [57 empty] | N/A | [39 empty] | 0 | 0 | 10.4
20558 | White Springs Agrici Chem Inc | 50474 | Swift Creek Chemical Complex | FL | Hamilton | SCC | ST | OP | 21 | 15.9 | 15.9 |  | 1 | 1980 | OTH | RFO | N | Y | Y | Industrial CHP |  |  |  |  | N | [57 empty] | N/A | [39 empty] | 0 | 0 | 10.4
20604 | City of Whittemore | 1201 | Whittemore | IA | Kossuth | 1 | IC | OP | 0.1 | 0.1 | 0.1 |  | 8 | 1946 | DFO | NG | N | Y | N | Electric Utility | [62 empty] | LIQUID | [39 empty] | 0.7385 | 0.025484 | 12.5895
20604 | City of Whittemore | 1201 | Whittemore | IA | Kossuth | 2 | IC | OP | 0.5 | 0.5 | 0.5 |  | 8 | 1956 | DFO | NG | N | Y | N | Electric Utility | [62 empty] | LIQUID | [39 empty] | 0.7385 | 0.025484 | 12.5895
20604 | City of Whittemore | 1201 | Whittemore | IA | Kossuth | 3 | IC | OP | 0.2 | 0.2 | 0.2 |  | 8 | 1950 | DFO | NG | N | Y | N | Electric Utility | [62 empty] | LIQUID | [39 empty] | 0.7385 | 0.025484 | 12.5895
20604 | City of Whittemore | 1201 | Whittemore | IA | Kossuth | 4 | IC | OP | 1.1 | 1.1 | 1.1 |  | 8 | 1964 | DFO | NG | N | Y | N | Electric Utility | [62 empty] | LIQUID | [39 empty] | 0.7385 | 0.025484 | 12.5895
20632 | City of Wilber | 2315 | Wilber | NE | Saline | 4 | IC | OP | 1.1 | 0.9 | 0.9 |  | 1 | 1960 | DFO |  | N | N | N | Electric Utility |  |  |  |  | N | [57 empty] | LIQUID | [39 empty] | 0.7385 | 0.025484 | 12.5895
20632 | City of Wilber | 2315 | Wilber | NE | Saline | 5 | IC | OP | 0.9 | 0.6 | 0.6 |  | 1 | 1960 | DFO |  | N | N | N | Electric Utility |  |  |  |  | N | [57 empty] | LIQUID | [39 empty] | 0.7385 | 0.025484 | 12.5895
20632 | City of Wilber | 2315 | Wilber | NE | Saline | 6 | IC | OP | 1.6 | 1.6 | 1.6 |  | 1 | 1997 | DFO |  | N | N | N | Electric Utility |  |  |  |  | N | [57 empty] | LIQUID | [39 empty] | 0.7385 | 0.025484 | 12.5895
20707 | Wintec Energy Ltd | 50276 | Wintec Energy Ltd | CA | Riverside | EXIS | WT | OP | 7.5 | 5.9 | 5.9 |  | 12 | 1986 | WND |  | N | Y | N | IPP Non-CHP |  |  |  |  | N | [57 empty] | N/A | [39 empty] | 0 | 0 | 10.4
20712 | Snowbird Corporation | 10215 | Snowbird Power Plant | UT | Salt Lake | 1367 | IC | OP | 0.6 | 0.6 | 0.6 |  | 12 | 1986 | NG | PG | N | N | Y | Commercial CHP |  |  |  |  | N | [57 empty] | GAS | [39 empty] | 1.1659 | 0.0016829 | 10.4
20712 | Snowbird Corporation | 10215 | Snowbird Power Plant | UT | Salt Lake | 1391 | IC | OP | 0.6 | 0.6 | 0.6 |  | 12 | 1986 | NG | PG | N | N | Y | Commercial CHP |  |  |  |  | N | [57 empty] | GAS | [39 empty] | 1.1659 | 0.0016829 | 10.4
20712 | Snowbird Corporation | 10215 | Snowbird Power Plant | UT | Salt Lake | 1392 | IC | OP | 0.6 | 0.6 | 0.6 |  | 12 | 1986 | NG | PG | N | N | Y | Commercial CHP |  |  |  |  | N | [57 empty] | GAS | [39 empty] | 1.1659 | 0.0016829 | 10.4
20737 | Willmar Municipal Utilities | 2022 | Willmar | MN | Kandiyohi | 3 | ST | OP | 18 | 15.9 | 15.9 |  | 11 | 1970 | SUB | NG | Y | Y | Y | Electric Utility |  |  |  |  | N |  |  | Y | [54 empty] | COAL | [39 empty] | 0.40858 | 0.66195 | 12.6082
20737 | Willmar Municipal Utilities | 2022 | Willmar | MN | Kandiyohi | WTG3 | WT | OP | 2 | 2 | 2 |  | 8 | 2009 | WND |  | N | Y | N | Electric Utility |  |  |  |  | N | [57 empty] | N/A | [39 empty] | 0 | 0 | 10.4
20737 | Willmar Municipal Utilities | 2022 | Willmar | MN | Kandiyohi | WTG4 | WT | OP | 2 | 2 | 2 |  | 8 | 2009 | WND |  | N | N | N | Electric Utility |  |  |  |  | N | [57 empty] | N/A | [39 empty] | 0 | 0 | 10.4
20737 | Willmar Municipal Utilities | 57034 | Willmar Municipal East Substation | MN | KANDIYOHI | E04 | IC | OP | 2 | 2 | 2 |  | 6 | 2000 | DFO |  | N | Y | N | Electric Utility | [62 empty] | LIQUID | [39 empty] | 0.7385 | 0.025484 | 12.5895
20737 | Willmar Municipal Utilities | 57034 | Willmar Municipal East Substation | MN | KANDIYOHI | E05 | IC | OP | 2 | 2 | 2 |  | 6 | 2000 | DFO |  | N | Y | N | Electric Utility | [62 empty] | LIQUID | [39 empty] | 0.7385 | 0.025484 | 12.5895
20737 | Willmar Municipal Utilities | 57034 | Willmar Municipal East Substation | MN | KANDIYOHI | E06 | IC | OP | 2 | 2 | 2 |  | 6 | 2000 | DFO |  | N | Y | N | Electric Utility | [62 empty] | LIQUID | [39 empty] | 0.7385 | 0.025484 | 12.5895
20737 | Willmar Municipal Utilities | 57035 | Willmar Municipal SW Substation | MN | KANDIYOHI | SW01 | IC | OP | 2 | 2 | 2 |  | 6 | 2000 | DFO |  | N | Y | N | Electric Utility | [62 empty] | LIQUID | [39 empty] | 0.7385 | 0.025484 | 12.5895
20737 | Willmar Municipal Utilities | 57035 | Willmar Municipal SW Substation | MN | KANDIYOHI | SW02 | IC | OP | 2 | 2 | 2 |  | 6 | 2000 | DFO |  | N | Y | N | Electric Utility | [62 empty] | LIQUID | [39 empty] | 0.7385 | 0.025484 | 12.5895
20737 | Willmar Municipal Utilities | 57035 | Willmar Municipal SW Substation | MN | KANDIYOHI | SW03 | IC | OP | 2 | 2 | 2 |  | 6 | 2000 | DFO |  | N | Y | N | Electric Utility | [62 empty] | LIQUID | [39 empty] | 0.7385 | 0.025484 | 12.5895
20789 | City of Wilton | 1202 | Wilton | IA | Muscatine | 5 | IC | OP | 1.6 | 1.6 | 1.6 |  | 1 | 1992 | DFO |  | N | N | N | Electric Utility |  |  |  |  | N | [57 empty] | LIQUID | [39 empty] | 0.7385 | 0.025484 | 12.5895
20789 | City of Wilton | 1202 | Wilton | IA | Muscatine | 6 | IC | OP | 1.6 | 1.6 | 1.6 |  | 1 | 1992 | DFO |  | N | N | N | Electric Utility |  |  |  |  | N | [57 empty] | LIQUID | [39 empty] | 0.7385 | 0.025484 | 12.5895
20789 | City of Wilton | 1202 | Wilton | IA | Muscatine | 7 | IC | OP | 1.6 | 1.6 | 1.6 |  | 1 | 1992 | DFO |  | N | N | N | Electric Utility |  |  |  |  | N | [57 empty] | LIQUID | [39 empty] | 0.7385 | 0.025484 | 12.5895
20789 | City of Wilton | 1202 | Wilton | IA | Muscatine | 8 | IC | OP | 2.2 | 2.2 | 2.2 |  | 5 | 2002 | DFO |  | N | N | N | Electric Utility |  |  |  |  | N | [57 empty] | LIQUID | [39 empty] | 0.7385 | 0.025484 | 12.5895
20789 | City of Wilton | 1202 | Wilton | IA | Muscatine | 9 | IC | OP | 2.2 | 2.1 | 2.2 |  | 5 | 2002 | DFO |  | N | N | N | Electric Utility |  |  |  |  | N | [57 empty] | LIQUID | [39 empty] | 0.7385 | 0.025484 | 12.5895
20791 | Windland Inc | 50386 | Windland | CA | Kern | WING | WT | OP | 16 | 16 | 16 |  | 12 | 1982 | WND |  | N | Y | N | IPP Non-CHP |  |  |  |  | N | [57 empty] | N/A | [39 empty] | 0 | 0 | 10.4
20806 | City of Windom | 2023 | Windom | MN | Cottonwood | CAT2 | IC | OP | 1.8 | 1.7 | 1.8 |  | 4 | 2001 | DFO |  | N | Y | N | Electric Utility | [62 empty] | LIQUID | [39 empty] | 0.7385 | 0.025484 | 12.5895
20806 | City of Windom | 2023 | Windom | MN | Cottonwood | CAT3 | IC | OP | 1.8 | 1.7 | 1.8 |  | 4 | 2001 | DFO |  | N | Y | N | Electric Utility |  |  |  |  | N | [57 empty] | LIQUID | [39 empty] | 0.7385 | 0.025484 | 12.5895
20806 | City of Windom | 2023 | Windom | MN | Cottonwood | CAT4 | IC | OP | 1.8 | 1.7 | 1.8 |  | 4 | 2001 | DFO |  | N | Y | N | Electric Utility |  |  |  |  | N | [57 empty] | LIQUID | [39 empty] | 0.7385 | 0.025484 | 12.5895
20806 | City of Windom | 2023 | Windom | MN | Cottonwood | GT1 | GT | OP | 3 | 2.5 | 3 |  | 6 | 1980 | DFO |  | N | Y | N | Electric Utility |  |  |  |  | N | [57 empty] | LIQUID | [39 empty] | 1.1639 | 0.12007 | 13.138
20813 | City of Winfield - (KS) | 1332 | West 14th Street | KS | Cowley | GT1 | GT | OP | 11 | 11.1 | 11.2 |  | 8 | 1962 | NG |  | N | Y | N | Electric Utility |  |  |  |  | N | [57 empty] | GAS | [39 empty] | 0.32788 | 0.0040869 | 10.7037
20813 | City of Winfield - (KS) | 7013 | East 12th Street | KS | Cowley | 4 | ST | OP | 26.5 | 25.8 | 28.6 |  | 6 | 1970 | NG |  | N | Y | N | Electric Utility |  |  |  |  | N | [57 empty] | GAS | KS | East 12th Street | 7013 | 4 | 2010 |  | ARP | 854.49 | 12 | 13626.93 |  | 0.01 | 0.2311 | 9.01 | 4584.5 | 77994.6 | 7 | Southwest Power Pool | Cowley | Electric Utility | 4911 | Electric Services | 37.2376 | -96.9619 | City of Winfield (Owner/Operator) | Phase 2 |  | Operating | Dry bottom wall-fired boiler | Pipeline Natural Gas | Diesel Oil |  |  |  | 356 | 5.6929 | GAS | 27 | 1970.3704 | 0.2311 | 0.000256 | 11.7998
20824 | Village of Winnetka - (IL) | 972 | Winnetka | IL | Cook | 4 | ST | OP | 9.4 | 9.4 | 9.4 |  | 1 | 1953 | NG |  | N | Y | N | Electric Utility |  |  |  |  | N | [57 empty] | GAS | [39 empty] | 0.35995 | 0.0010285 | 13.6299
20824 | Village of Winnetka - (IL) | 972 | Winnetka | IL | Cook | 6 | ST | OP | 6.3 | 6.3 | 6.3 |  | 1 | 1948 | NG |  | N | Y | N | Electric Utility |  |  |  |  | N | [57 empty] | GAS | [39 empty] | 0.41315 | 0.0009528 | 14.4068
20824 | Village of Winnetka - (IL) | 972 | Winnetka | IL | Cook | 7 | ST | OP | 12.5 | 12.5 | 12.5 |  | 1 | 1960 | NG |  | N | Y | N | Electric Utility |  |  |  |  | N | [57 empty] | GAS | [39 empty] | 0.33247 | 0.0011053 | 12.8831
20824 | Village of Winnetka - (IL) | 972 | Winnetka | IL | Cook | 8 | IC | OP | 2.6 | 2.6 | 2.6 |  | 1 | 1979 | DFO |  | N | Y | N | Electric Utility |  |  |  |  | N | [57 empty] | LIQUID | [39 empty] | 0.7385 | 0.025484 | 12.5895
20824 | Village of Winnetka - (IL) | 972 | Winnetka | IL | Cook | 9 | IC | OP | 2.6 | 2.6 | 2.6 |  | 1 | 1979 | DFO |  | N | Y | N | Electric Utility |  |  |  |  | N | [57 empty] | LIQUID | [39 empty] | 0.7385 | 0.025484 | 12.5895
20835 | City of Winterset - (IA) | 1203 | Winterset | IA | Madison | 2 | IC | OP | 1.5 | 1.3 | 1.3 |  | 7 | 1956 | DFO | NG | N | Y | N | Electric Utility |  |  |  |  | N | [57 empty] | LIQUID | [39 empty] | 0.7385 | 0.025484 | 12.5895
20835 | City of Winterset - (IA) | 1203 | Winterset | IA | Madison | 3 | IC | OP | 1.7 | 1.7 | 1.7 |  | 6 | 1966 | DFO | NG | N | Y | N | Electric Utility |  |  |  |  | N | [57 empty] | LIQUID | [39 empty] | 0.7385 | 0.025484 | 12.5895
20835 | City of Winterset - (IA) | 1203 | Winterset | IA | Madison | 4 | IC | OP | 4.4 | 4.4 | 4.4 |  | 5 | 1972 | DFO | NG | N | Y | N | Electric Utility |  |  |  |  | N | [57 empty] | LIQUID | [39 empty] | 0.7385 | 0.025484 | 12.5895
20835 | City of Winterset - (IA) | 1203 | Winterset | IA | Madison | 5 | IC | OP | 2 | 2 | 2 |  | 4 | 2002 | DFO |  | N | Y | N | Electric Utility |  |  |  |  | N | [57 empty] | LIQUID | [39 empty] | 0.7385 | 0.025484 | 12.5895
20835 | City of Winterset - (IA) | 1203 | Winterset | IA | Madison | 6 | IC | OP | 2 | 2 | 2 |  | 4 | 2002 | DFO |  | N | Y | N | Electric Utility |  |  |  |  | N | [57 empty] | LIQUID | [39 empty] | 0.7385 | 0.025484 | 12.5895
20835 | City of Winterset - (IA) | 1203 | Winterset | IA | Madison | 7 | IC | OP | 2 | 2 | 2 |  | 4 | 2002 | DFO |  | N | Y | N | Electric Utility |  |  |  |  | N | [57 empty] | LIQUID | [39 empty] | 0.7385 | 0.025484 | 12.5895
20838 | Wim-Sam Inc | 54606 | University of Texas at San Antonio | TX | Bexar | GEN1 | IC | OP | 3.4 | 3.3 | 3.4 |  | 1 | 1980 | NG | DFO | Y | N | Y | Commercial CHP |  |  |  |  | N | [57 empty] | GAS | [39 empty] | 1.1659 | 0.0016829 | 10.4
20847 | Wisconsin Electric Power Co | 1769 | Presque Isle | MI | Marquette | 5 | ST | OP | 90 | 88 | 88 |  | 12 | 1974 | BIT |  | N | Y | N | Electric Utility |  |  |  | 2017 | N | Y |  | Y | [54 empty] | COAL | MI | Presque Isle | 1769 | 5 | 2010 |  | ARP, CAIRNOX, CAIROS, CAIRSO2 | 6914.73 | 12 | 455019.98 |  | 1987.274 | 0.3675 | 886.735 | 481388.55 | 4691889.892 | 5 |  | Marquette | Electric Utility | 4911 | Electric Services | 46.5789 | -87.395 | Wisconsin Electric Power Company (Owner/Operator) | Phase 2 | Phase II Group 1 | Operating | Dry bottom wall-fired boiler | Coal | Residual Oil |  | Low NOx Burner Technology (Dry Bottom only) | Electrostatic Precipitator Baghouse | 1009 | 10.2243 | COAL | 94 | 1965.9091 | 0.3675 | 0.84711 | 10.2243
20847 | Wisconsin Electric Power Co | 1769 | Presque Isle | MI | Marquette | 6 | ST | OP | 90 | 88 | 88 |  | 4 | 1975 | BIT |  | N | Y | N | Electric Utility |  |  |  | 2017 | N | Y |  | Y | [54 empty] | COAL | MI | Presque Isle | 1769 | 6 | 2010 |  | ARP, CAIRNOX, CAIROS, CAIRSO2 | 6867.27 | 12 | 439322.8 |  | 1983.966 | 0.3706 | 888.347 | 477332.702 | 4652364.292 | 5 |  | Marquette | Electric Utility | 4911 | Electric Services | 46.5789 | -87.395 | Wisconsin Electric Power Company (Owner/Operator) | Phase 2 | Phase II Group 1 | Operating | Dry bottom wall-fired boiler | Coal | Residual Oil |  | Low NOx Burner Technology (Dry Bottom only) | Electrostatic Precipitator Baghouse | 1069 | 10.639 | COAL | 94 | 1965.9091 | 0.3706 | 0.85289 | 10.5899
20847 | Wisconsin Electric Power Co | 1769 | Presque Isle | MI | Marquette | 7 | ST | OP | 90 | 77 | 77 |  | 6 | 1978 | SUB |  | N | Y | N | Electric Utility |  |  |  | 2017 | N | Y |  | Y | [54 empty] | COAL | MI | Presque Isle | 1769 | 7 | 2010 |  | ARP, CAIRNOX, CAIROS, CAIRSO2 | 7406.03 | 12 | 572306.03 |  | 1489.07 | 0.3998 | 1234.745 | 647074.782 | 6169668.972 | 5 |  | Marquette | Electric Utility | 4911 | Electric Services | 46.5789 | -87.395 | Wisconsin Electric Power Company (Owner/Operator) | Phase 2 | Early Election | Operating | Dry bottom wall-fired boiler | Coal | Diesel Oil |  |  | Electrostatic Precipitator Baghouse | 1102 | 10.3413 | COAL | 93 | 1896.1039 | 0.3998 | 0.48271 | 10.3413
20847 | Wisconsin Electric Power Co | 1769 | Presque Isle | MI | Marquette | 8 | ST | OP | 90 | 77 | 77 |  | 11 | 1978 | SUB |  | N | Y | N | Electric Utility |  |  |  | 2017 | N | Y |  | Y | [54 empty] | COAL | MI | Presque Isle | 1769 | 8 | 2010 |  | ARP, CAIRNOX, CAIROS, CAIRSO2 | 8120.86 | 12 | 636620.86 |  | 1741.25 | 0.4003 | 1446.477 | 756737.472 | 7215299.968 | 5 |  | Marquette | Electric Utility | 4911 | Electric Services | 46.5789 | -87.395 | Wisconsin Electric Power Company (Owner/Operator) | Phase 2 | Early Election | Operating | Dry bottom wall-fired boiler | Coal | Diesel Oil |  |  | Electrostatic Precipitator Baghouse | 1070 | 11.035 | COAL | 93 | 1896.1039 | 0.4003 | 0.48265 | 11.035
20847 | Wisconsin Electric Power Co | 1769 | Presque Isle | MI | Marquette | 9 | ST | OP | 90 | 77 | 77 |  | 8 | 1979 | SUB |  | N | Y | N | Electric Utility |  |  |  | 2017 | N | Y |  | Y | [54 empty] | COAL | MI | Presque Isle | 1769 | 9 | 2010 |  | ARP, CAIRNOX, CAIROS, CAIRSO2 | 6917.36 | 12 | 534823.36 |  | 1474.071 | 0.3999 | 1218.309 | 638478.079 | 6087682.448 | 5 |  | Marquette | Electric Utility | 4911 | Electric Services | 46.5789 | -87.395 | Wisconsin Electric Power Company (Owner/Operator) | Phase 2 | Early Election | Operating | Dry bottom wall-fired boiler | Coal | Diesel Oil |  |  | Electrostatic Precipitator Baghouse | 1070 | 11.0314 | COAL | 93 | 1896.1039 | 0.3999 | 0.48428 | 11.0314
20847 | Wisconsin Electric Power Co | 1775 | Brule | WI | Florence | 1 | HY | OP | 1.7 | 0.6 | 0.6 |  | 8 | 1919 | WAT |  | N | Y | N | Electric Utility |  |  |  |  | N | [57 empty] | N/A | [39 empty] | 0 | 0 | 10.4
20847 | Wisconsin Electric Power Co | 1776 | Chalk Hill | MI | Menominee | 1 | HY | OP | 3.3 | 0.1 | 0.1 |  | 5 | 1927 | WAT |  | N | Y | N | Electric Utility |  |  |  |  | N | [57 empty] | N/A | [39 empty] | 0 | 0 | 10.4
20847 | Wisconsin Electric Power Co | 1777 | Hemlock Falls | MI | Iron | 1 | HY | OP | 3.1 | 0.6 | 0.6 |  | 8 | 1953 | WAT |  | N | N | N | Electric Utility |  |  |  |  | N | [57 empty] | N/A | [39 empty] | 0 | 0 | 10.4
20847 | Wisconsin Electric Power Co | 1778 | Kingsford | MI | Dickinson | 1 | HY | OP | 3 | 0.6 | 0.6 |  | 5 | 1924 | WAT |  | N | N | N | Electric Utility |  |  |  |  | N | [57 empty] | N/A | [39 empty] | 0 | 0 | 10.4
20847 | Wisconsin Electric Power Co | 1780 | Michigamme Falls | MI | Iron | 1 | HY | OP | 5.3 | 0.6 | 0.6 |  | 6 | 1953 | WAT |  | N | Y | N | Electric Utility |  |  |  |  | N | [57 empty] | N/A | [39 empty] | 0 | 0 | 10.4
20847 | Wisconsin Electric Power Co | 1780 | Michigamme Falls | MI | Iron | 2 | HY | OP | 5.3 | 2 | 2 |  | 7 | 1953 | WAT |  | N | Y | N | Electric Utility |  |  |  |  | N | [57 empty] | N/A | [39 empty] | 0 | 0 | 10.4
20847 | Wisconsin Electric Power Co | 1781 | Peavy Falls | MI | Iron | 1 | HY | OP | 7.5 | 4.7 | 4.7 |  | 1 | 1943 | WAT |  | N | Y | N | Electric Utility |  |  |  |  | N | [57 empty] | N/A | [39 empty] | 0 | 0 | 10.4
20847 | Wisconsin Electric Power Co | 1781 | Peavy Falls | MI | Iron | 2 | HY | OP | 7.5 | 5.5 | 5.5 |  | 2 | 1943 | WAT |  | N | Y | N | Electric Utility |  |  |  |  | N | [57 empty] | N/A | [39 empty] | 0 | 0 | 10.4
20847 | Wisconsin Electric Power Co | 1784 | Twin Falls | MI | Dickinson | 1 | HY | OP | 1.6 | 0.4 | 0.4 |  | 1 | 1912 | WAT |  | N | Y | N | Electric Utility |  |  |  |  | N | [57 empty] | N/A | [39 empty] | 0 | 0 | 10.4
20847 | Wisconsin Electric Power Co | 1785 | Way Dam | MI | Iron | 1 | HY | OP | 1.8 | 0.1 | 0.1 |  | 12 | 1949 | WAT |  | N | N | N | Electric Utility |  |  |  |  | N | [57 empty] | N/A | [39 empty] | 0 | 0 | 10.4
20847 | Wisconsin Electric Power Co | 1786 | White Rapids | MI | Menominee | 1 | HY | OP | 3.3 | 1.3 | 1.3 |  | 10 | 1927 | WAT |  | N | Y | N | Electric Utility |  |  |  |  | N | [57 empty] | N/A | [39 empty] | 0 | 0 | 10.4
20847 | Wisconsin Electric Power Co | 4040 | Port Washington Generating Station | WI | Ozaukee | 1CT1 | CT | OP | 167 | 163.8 | 163.8 |  | 5 | 2008 | NG |  | N | Y | N | Electric Utility |  |  |  |  | N | [57 empty] | GAS | WI | Port Washington Generating Station | 4040 | 11 | 2010 |  | ARP, CAIRNOX, CAIROS, CAIRSO2 | 3777.31 | 12 | 729076.15 |  | 1.626 | 0.0188 | 34.43 | 322157.815 | 5420937.954 | 5 | Mid-America Interconnected Network | Ozaukee | Electric Utility | 4911 | Electric Services | 43.3842 | -87.8689 | We Energies (Owner/Operator) | Phase 2 |  | Operating | Combined cycle | Pipeline Natural Gas |  |  | Dry Low NOx Burners Selective Catalytic Reduction |  | 2250 | 7.152 | GAS | 301 | 81.1966 | 0.0188 | 0.0006 | 7.152
20847 | Wisconsin Electric Power Co | 4040 | Port Washington Generating Station | WI | Ozaukee | 1CT2 | CT | OP | 167 | 166.8 | 166.8 |  | 5 | 2008 | NG |  | N | Y | N | Electric Utility |  |  |  |  | N | [57 empty] | GAS | WI | Port Washington Generating Station | 4040 | 12 | 2010 |  | ARP, CAIRNOX, CAIROS, CAIRSO2 | 3735.99 | 12 | 725530.33 |  | 1.616 | 0.0164 | 30.762 | 320144.563 | 5387072.122 | 5 | Mid-America Interconnected Network | Ozaukee | Electric Utility | 4911 | Electric Services | 43.3842 | -87.8689 | We Energies (Owner/Operator) | Phase 2 |  | Operating | Combined cycle | Pipeline Natural Gas |  |  | Dry Low NOx Burners Selective Catalytic Reduction |  | 2250 | 7.1615 | GAS | 301 | 97.7218 | 0.0164 | 0.0006 | 7.1615
20847 | Wisconsin Electric Power Co | 4040 | Port Washington Generating Station | WI | Ozaukee | 2CT1 | CT | OP | 155 | 161.1 | 161.1 |  | 7 | 2005 | NG |  | N | Y | N | Electric Utility |  |  |  |  | N | [57 empty] | GAS | WI | Port Washington Generating Station | 4040 | 21 | 2010 |  | ARP, CAIRNOX, CAIROS, CAIRSO2 | 3216.48 | 12 | 617704.61 |  | 1.373 | 0.0184 | 27.37 | 271873.257 | 4574792.229 | 5 | Mid-America Interconnected Network | Ozaukee | Electric Utility | 4911 | Electric Services | 43.3842 | -87.8689 | We Energies (Owner/Operator) | Phase 2 |  | Operating | Combined cycle | Pipeline Natural Gas |  |  | Dry Low NOx Burners Selective Catalytic Reduction |  | 2250 | 7.1179 | GAS | 294 | 87.5233 | 0.0184 | 0.0006 | 7.1179
20847 | Wisconsin Electric Power Co | 4040 | Port Washington Generating Station | WI | Ozaukee | 2CT2 | CT | OP | 155 | 166.6 | 166.6 |  | 7 | 2005 | NG |  | N | Y | N | Electric Utility |  |  |  |  | N | [57 empty] | GAS | WI | Port Washington Generating Station | 4040 | 22 | 2010 |  | ARP, CAIRNOX, CAIROS, CAIRSO2 | 3438.83 | 12 | 669934.42 |  | 1.478 | 0.0203 | 30.75 | 292759.626 | 4926279.071 | 5 | Mid-America Interconnected Network | Ozaukee | Electric Utility | 4911 | Electric Services | 43.3842 | -87.8689 | We Energies (Owner/Operator) | Phase 2 |  | Operating | Combined cycle | Pipeline Natural Gas |  |  | Dry Low NOx Burners Selective Catalytic Reduction |  | 2250 | 7.0994 | GAS | 297 | 108.6435 | 0.0203 | 0.0006 | 7.0994
20847 | Wisconsin Electric Power Co | 4040 | Port Washington Generating Station | WI | Ozaukee | ST1 | CA | OP | 269 | 203.9 | 203.9 |  | 5 | 2008 | NG |  | N | Y | N | Electric Utility |  |  |  |  | N | [57 empty] | GAS | [39 empty] | 0 | 0 | 10.4
20847 | Wisconsin Electric Power Co | 4040 | Port Washington Generating Station | WI | Ozaukee | ST2 | CA | OP | 269 | 211.6 | 211.6 |  | 7 | 2005 | NG |  | N | Y | N | Electric Utility |  |  |  |  | N | [57 empty] | GAS | [39 empty] | 0 | 0 | 10.4
20847 | Wisconsin Electric Power Co | 4041 | South Oak Creek | WI | Milwaukee | 5 | ST | OP | 275 | 231.7 | 231.7 |  | 12 | 1959 | SUB |  | N | Y | N | Electric Utility |  |  |  |  | N | Y |  | Y | [54 empty] | COAL | WI | South Oak Creek | 4041 | 5 | 2010 | CS3 | ARP, CAIRNOX, CAIROS, CAIRSO2 | 4909.17 | 12 | 873063.91 |  | 1958.08 | 0.1715 | 769.025 | 971816.295 | 9265977.557 | 5 | Mid-America Interconnected Network | Milwaukee | Electric Utility | 4911 | Electric Services | 42.8457 | -87.8294 | Wisconsin Electric Power Company (Owner/Operator) | Table 1 | Phase 1 Group 1 | Operating | Dry bottom wall-fired boiler | Coal | Pipeline Natural Gas |  |  | Electrostatic Precipitator | 3661 | 10.5926 | COAL | 252 | 1956.1934 | 0.1715 | 0.42264 | 10.5926
20847 | Wisconsin Electric Power Co | 4041 | South Oak Creek | WI | Milwaukee | 6 | ST | OP | 275 | 241.2 | 241.2 |  | 12 | 1961 | SUB |  | N | Y | N | Electric Utility |  |  |  |  | N | Y |  | Y | [54 empty] | COAL | WI | South Oak Creek | 4041 | 6 | 2010 | CS3 | ARP, CAIRNOX, CAIROS, CAIRSO2 | 7194.91 | 12 | 1322525.71 |  | 2815.719 | 0.1677 | 1088.818 | 1402730.93 | 13374636.39 | 5 | Mid-America Interconnected Network | Milwaukee | Electric Utility | 4911 | Electric Services | 42.8457 | -87.8294 | Wisconsin Electric Power Company (Owner/Operator) | Table 1 | Phase 1 Group 1 | Operating | Dry bottom wall-fired boiler | Coal | Pipeline Natural Gas |  |  | Electrostatic Precipitator | 2965 | 9.8669 | COAL | 277 | 1925.7877 | 0.1677 | 0.42105 | 9.8669
20847 | Wisconsin Electric Power Co | 4041 | South Oak Creek | WI | Milwaukee | 7 | ST | OP | 317.6 | 281.6 | 281.6 |  | 3 | 1965 | SUB |  | N | Y | N | Electric Utility |  |  |  |  | N | Y |  | Y | N | [53 empty] | COAL | WI | South Oak Creek | 4041 | 7 | 2010 | CS4 | ARP, CAIRNOX, CAIROS, CAIRSO2 | 7448.31 | 12 | 1508082.43 |  | 3746.863 | 0.1247 | 1051.649 | 1743296.535 | 16621841.33 | 5 | Mid-America Interconnected Network | Milwaukee | Electric Utility | 4911 | Electric Services | 42.8457 | -87.8294 | Wisconsin Electric Power Company (Owner/Operator) | Table 1 | Phase 1 Group 1 | Operating | Tangentially-fired | Coal | Pipeline Natural Gas |  | Low NOx Burner Technology w/ Closed-coupled/Separated OFA | Electrostatic Precipitator | 4311 | 11.0149 | COAL | 311 | 1947.7983 | 0.1247 | 0.45084 | 11.0149
20847 | Wisconsin Electric Power Co | 4041 | South Oak Creek | WI | Milwaukee | 8 | ST | OP | 324 | 293.9 | 293.9 |  | 10 | 1967 | SUB |  | N | Y | N | Electric Utility |  |  |  |  | N | Y |  | Y | N | [53 empty] | COAL | WI | South Oak Creek | 4041 | 8 | 2010 | CS4 | ARP, CAIRNOX, CAIROS, CAIRSO2 | 6098.23 | 12 | 1458684.86 |  | 3259.264 | 0.1247 | 913.757 | 1531716.752 | 14604495.18 | 5 | Mid-America Interconnected Network | Milwaukee | Electric Utility | 4911 | Electric Services | 42.8457 | -87.8294 | Wisconsin Electric Power Company (Owner/Operator) | Table 1 | Phase 1 Group 1 | Operating | Tangentially-fired | Coal | Pipeline Natural Gas |  | Low NOx Burner Technology w/ Closed-coupled OFA Low NOx Burner Technology w/ Closed-coupled/Separated OFA | Electrostatic Precipitator | 4014 | 10.0116 | COAL | 326 | 1945.3896 | 0.1247 | 0.44634 | 10.0116
20847 | Wisconsin Electric Power Co | 4042 | Valley | WI | Milwaukee | 1 | ST | OP | 136 | 125.1 | 113.5 |  | 6 | 1968 | BIT |  | N | Y | Y | Electric Utility |  |  |  |  | N | Y |  | Y | N | [53 empty] | COAL | WI | Valley (WEPCO) | 4042 | 1 | 2010 | CS1 | ARP, CAIRNOX, CAIROS, CAIRSO2 | 5273.45 | 12 |  | 2046170.79 | 998.582 | 0.2283 | 303.523 | 270469.412 | 2636159.466 | 5 | Mid-America Interconnected Network | Milwaukee | Electric Utility | 4911 | Electric Services | 43.0303 | -87.9233 | Wisconsin Electric Power Company (Owner/Operator) | Phase 2 | Phase 1 Group 1 | Operating | Dry bottom wall-fired boiler | Coal | Pipeline Natural Gas |  | Low NOx Burner Technology (Dry Bottom only) | Baghouse | 1000 | 10.4 | COAL | 92.0236 | 1883.3106 | 0.2283 | 0.7576 | 10.5111
20847 | Wisconsin Electric Power Co | 4042 | Valley | WI | Milwaukee | 2 | ST | OP | 136 | 107.4 | 113.5 |  | 3 | 1969 | BIT |  | N | Y | Y | Electric Utility |  |  |  |  | N | Y |  | Y | N | [53 empty] | COAL | WI | Valley (WEPCO) | 4042 | 2 | 2010 | CS1 | ARP, CAIRNOX, CAIROS, CAIRSO2 | 4696.82 | 12 |  | 1872178.28 | 916.212 | 0.2321 | 281.897 | 247892.879 | 2416113.878 | 5 | Mid-America Interconnected Network | Milwaukee | Electric Utility | 4911 | Electric Services | 43.0303 | -87.9233 | Wisconsin Electric Power Company (Owner/Operator) | Phase 2 | Phase 1 Group 1 | Operating | Dry bottom wall-fired boiler | Coal | Pipeline Natural Gas |  | Low NOx Burner Technology (Dry Bottom only) | Baghouse | 959 | 10.4 | COAL | 93.2053 | 1891.1292 | 0.2321 | 0.75842 | 10.5145
20847 | Wisconsin Electric Power Co | 4045 | Pine | WI | Florence | 1 | HY | OP | 2 | 0.6 | 0.6 |  | 7 | 1922 | WAT |  | N | Y | N | Electric Utility |  |  |  |  | N | [57 empty] | N/A | [39 empty] | 0 | 0 | 10.4
20847 | Wisconsin Electric Power Co | 6170 | Pleasant Prairie | WI | Kenosha | 1 | ST | OP | 616.5 | 604.3 | 604.3 |  | 6 | 1980 | SUB |  | N | Y | N | Electric Utility |  |  |  |  | N | Y |  | Y | N | [53 empty] | COAL | WI | Pleasant Prairie | 6170 | 1 | 2010 |  | ARP, CAIRNOX, CAIROS, CAIRSO2 | 6805.13 | 12 | 3597887.15 |  | 478.46 | 0.0638 | 1242.927 | 4098774.788 | 39092110.62 | 5 | Mid-America Interconnected Network | Kenosha | Electric Utility | 4911 | Electric Services | 42.5381 | -87.9033 | Wisconsin Electric Power Company (Owner/Operator) | Phase 2 | Phase II Group 1 | Operating | Dry bottom turbo-fired boiler | Coal | Residual Oil, Pipeline Natural Gas | Wet Limestone | Selective Catalytic Reduction | Electrostatic Precipitator | 8250 | 10.8107 | COAL | 650 | 1962.1877 | 0.0638 | 0.024479 | 10.8107
20847 | Wisconsin Electric Power Co | 6170 | Pleasant Prairie | WI | Kenosha | 2 | ST | OP | 616.5 | 600.8 | 600.8 |  | 7 | 1985 | SUB |  | N | Y | N | Electric Utility |  |  |  |  | N | Y |  | Y | [54 empty] | COAL | WI | Pleasant Prairie | 6170 | 2 | 2010 |  | ARP, CAIRNOX, CAIROS, CAIRSO2 | 7879.85 | 12 | 4276463.15 |  | 716.219 | 0.0643 | 1461.605 | 4787680.824 | 45662686.82 | 5 | Mid-America Interconnected Network | Kenosha | Electric Utility | 4911 | Electric Services | 42.5381 | -87.9033 | Wisconsin Electric Power Company (Owner/Operator) | Phase 2 | Phase II Group 1 | Operating | Dry bottom turbo-fired boiler | Coal | Residual Oil, Pipeline Natural Gas | Wet Limestone | Selective Catalytic Reduction | Electrostatic Precipitator | 8040 | 10.6304 | COAL | 650 | 1959.0546 | 0.0643 | 0.03137 | 10.6304
20847 | Wisconsin Electric Power Co | 6253 | Germantown | WI | Washington | 1 | GT | OP | 61.2 | 47.7 | 63 |  | 7 | 1978 | DFO |  | N | Y | N | Electric Utility |  |  |  |  | N | [57 empty] | LIQUID | WI | Germantown Power Plant | 6253 | P30 | 2010 |  | CAIRNOX, CAIROS, CAIRSO2 | 19 | 12 |  |  | 0.156 | 1.2 | 3.706 |  | 6175.9 | 5 |  | Washington | Electric Utility | 4911 | Electric Services | 43.1952 | -88.1496 | Wisconsin Electric Power Company (Owner/Operator) |  |  | Operating | Combustion turbine | Diesel Oil |  |  |  |  | 632 | 10.4 | LIQUID | 60.7692 | -18.3544 | 1.2 | 0.050519 | 13.3679
20847 | Wisconsin Electric Power Co | 6253 | Germantown | WI | Washington | 2 | GT | OP | 61.2 | 43.3 | 63 |  | 7 | 1978 | DFO |  | N | Y | N | Electric Utility |  |  |  |  | N | [57 empty] | LIQUID | WI | Germantown Power Plant | 6253 | P30 | 2010 |  | CAIRNOX, CAIROS, CAIRSO2 | 19 | 12 |  |  | 0.156 | 1.2 | 3.706 |  | 6175.9 | 5 |  | Washington | Electric Utility | 4911 | Electric Services | 43.1952 | -88.1496 | Wisconsin Electric Power Company (Owner/Operator) |  |  | Operating | Combustion turbine | Diesel Oil |  |  |  |  | 632 | 10.4 | LIQUID | 60.7692 | -18.3544 | 1.2 | 0.050519 | 13.3679
20847 | Wisconsin Electric Power Co | 6253 | Germantown | WI | Washington | 3 | GT | OP | 61.2 | 43.1 | 63 |  | 7 | 1978 | DFO |  | N | Y | N | Electric Utility |  |  |  |  | N | [57 empty] | LIQUID | WI | Germantown Power Plant | 6253 | P30 | 2010 |  | CAIRNOX, CAIROS, CAIRSO2 | 19 | 12 |  |  | 0.156 | 1.2 | 3.706 |  | 6175.9 | 5 |  | Washington | Electric Utility | 4911 | Electric Services | 43.1952 | -88.1496 | Wisconsin Electric Power Company (Owner/Operator) |  |  | Operating | Combustion turbine | Diesel Oil |  |  |  |  | 632 | 10.4 | LIQUID | 60.7692 | -18.3544 | 1.2 | 0.050519 | 13.3679
20847 | Wisconsin Electric Power Co | 6253 | Germantown | WI | Washington | 4 | GT | OP | 61.2 | 44.2 | 63 |  | 7 | 1978 | DFO |  | N | Y | N | Electric Utility |  |  |  |  | N | [57 empty] | LIQUID | WI | Germantown Power Plant | 6253 | P30 | 2010 |  | CAIRNOX, CAIROS, CAIRSO2 | 19 | 12 |  |  | 0.156 | 1.2 | 3.706 |  | 6175.9 | 5 |  | Washington | Electric Utility | 4911 | Electric Services | 43.1952 | -88.1496 | Wisconsin Electric Power Company (Owner/Operator) |  |  | Operating | Combustion turbine | Diesel Oil |  |  |  |  | 632 | 10.4 | LIQUID | 60.7692 | -18.3544 | 1.2 | 0.050519 | 13.3679
20847 | Wisconsin Electric Power Co | 6253 | Germantown | WI | Washington | 5 | GT | OP | 106.9 | 74.9 | 93 |  | 5 | 2000 | NG | DFO | Y | Y | N | Electric Utility |  |  |  |  | N | [57 empty] | GAS | WI | Germantown Power Plant | 6253 | **5 | 2010 |  | ARP, CAIRNOX, CAIROS, CAIRSO2 | 153.88 | 12 | 8890.5 |  | 0.053 | 0.0301 | 1.697 | 6899.972 | 115829.877 | 5 |  | Washington | Electric Utility | 4911 | Electric Services | 43.1952 | -88.1496 | Wisconsin Electric Power Company (Owner/Operator) | Phase 2 |  | Operating | Combustion turbine | Pipeline Natural Gas | Diesel Oil |  | Water Injection |  | 1337 | 12.2257 | GAS | 92 | 494.5652 | 0.0301 | 0.000915 | 12.2257
20847 | Wisconsin Electric Power Co | 7159 | Concord | WI | Jefferson | 1 | GT | OP | 95.3 | 87.2 | 100 |  | 7 | 1993 | NG | DFO | Y | Y | N | Electric Utility |  |  |  |  | N | [57 empty] | GAS | WI | Concord | 7159 | **1 | 2010 |  | ARP, CAIRNOX, CAIROS, CAIRSO2 | 239.52 | 12 | 14782.76 |  | 0.106 | 0.0798 | 7.988 | 11911.452 | 199767.604 | 5 | Mid-America Interconnected Network | Jefferson | Electric Utility | 4911 | Electric Services | 43.1669 | -88.69 | Wisconsin Electric Power Company (Owner/Operator) | Phase 2 |  | Operating | Combustion turbine | Pipeline Natural Gas | Diesel Oil |  | Water Injection |  | 1337 | 12.5752 | GAS | 99 | 494.9495 | 0.0798 | 0.0010612 | 12.5752
20847 | Wisconsin Electric Power Co | 7159 | Concord | WI | Jefferson | 2 | GT | OP | 95.3 | 84.6 | 100 |  | 7 | 1993 | NG | DFO | Y | Y | N | Electric Utility |  |  |  |  | N | [57 empty] | GAS | WI | Concord | 7159 | **2 | 2010 |  | ARP, CAIRNOX, CAIROS, CAIRSO2 | 127 | 12 | 7928.8 |  | 0.152 | 0.0806 | 4.133 | 6278.941 | 103908.605 | 5 | Mid-America Interconnected Network | Jefferson | Electric Utility | 4911 | Electric Services | 43.1669 | -88.69 | Wisconsin Electric Power Company (Owner/Operator) | Phase 2 |  | Operating | Combustion turbine | Pipeline Natural Gas | Diesel Oil |  | Water Injection |  | 1249 | 12.3706 | GAS | 87 | 425.2874 | 0.0806 | 0.0029256 | 12.3706
20847 | Wisconsin Electric Power Co | 7159 | Concord | WI | Jefferson | 3 | GT | OP | 95.3 | 83.6 | 100 |  | 5 | 1994 | NG | DFO | Y | Y | N | Electric Utility |  |  |  |  | N | [57 empty] | GAS | WI | Concord | 7159 | **3 | 2010 |  | ARP, CAIRNOX, CAIROS, CAIRSO2 | 226.78 | 12 | 13417 |  | 0.182 | 0.079 | 7.311 | 10863.043 | 180962.077 | 5 | Mid-America Interconnected Network | Jefferson | Electric Utility | 4911 | Electric Services | 43.1669 | -88.69 | Wisconsin Electric Power Company (Owner/Operator) | Phase 2 |  | Operating | Combustion turbine | Pipeline Natural Gas | Diesel Oil |  | Water Injection |  | 1260 | 12.4602 | GAS | 98 | 489.7959 | 0.079 | 0.0020115 | 12.4602
20847 | Wisconsin Electric Power Co | 7159 | Concord | WI | Jefferson | 4 | GT | OP | 95.3 | 87.7 | 100 |  | 5 | 1994 | NG | DFO | Y | Y | N | Electric Utility |  |  |  |  | N | [57 empty] | GAS | WI | Concord | 7159 | **4 | 2010 |  | ARP, CAIRNOX, CAIROS, CAIRSO2 | 207.27 | 12 | 12693.68 |  | 0.111 | 0.0799 | 6.702 | 10248.544 | 171595.448 | 5 | Mid-America Interconnected Network | Jefferson | Electric Utility | 4911 | Electric Services | 43.1669 | -88.69 | Wisconsin Electric Power Company (Owner/Operator) | Phase 2 |  | Operating | Combustion turbine | Pipeline Natural Gas | Diesel Oil |  | Water Injection |  | 1254 | 12.6586 | GAS | 90 | 444.4444 | 0.0799 | 0.0012937 | 12.6586
20847 | Wisconsin Electric Power Co | 7270 | Paris | WI | Kenosha | 1 | GT | OP | 95.3 | 85.6 | 100 |  | 3 | 1995 | NG | DFO | Y | Y | N | Electric Utility |  |  |  |  | N | [57 empty] | GAS | WI | Paris | 7270 | **1 | 2010 |  | ARP, CAIRNOX, CAIROS, CAIRSO2 | 33.14 | 12 | 2154.82 |  | 0.009 | 0.0793 | 1.157 | 1731.705 | 29139.654 | 5 | Mid-America Interconnected Network | Kenosha | Electric Utility | 4911 | Electric Services | 42.6658 | -88.0131 | Wisconsin Electric Power Company (Owner/Operator) | Phase 2 |  | Operating | Combustion turbine | Pipeline Natural Gas | Diesel Oil |  | Water Injection |  | 1259 | 12.6961 | GAS | 87 | 425.2874 | 0.0793 | 0.000618 | 12.6961
20847 | Wisconsin Electric Power Co | 7270 | Paris | WI | Kenosha | 2 | GT | OP | 95.3 | 83.8 | 100 |  | 3 | 1995 | NG | DFO | Y | Y | N | Electric Utility |  |  |  |  | N | [57 empty] | GAS | WI | Paris | 7270 | **2 | 2010 |  | ARP, CAIRNOX, CAIROS, CAIRSO2 | 229.1 | 12 | 13680.35 |  | 0.056 | 0.0696 | 6.589 | 11156.312 | 187718.059 | 5 | Mid-America Interconnected Network | Kenosha | Electric Utility | 4911 | Electric Services | 42.6658 | -88.0131 | Wisconsin Electric Power Company (Owner/Operator) | Phase 2 |  | Operating | Combustion turbine | Pipeline Natural Gas | Diesel Oil |  | Water Injection |  | 1412 | 12.5453 | GAS | 92 | 456.5217 | 0.0696 | 0.000597 | 12.5453
20847 | Wisconsin Electric Power Co | 7270 | Paris | WI | Kenosha | 3 | GT | OP | 95.3 | 81.7 | 100 |  | 6 | 1995 | NG | DFO | Y | Y | N | Electric Utility |  |  |  |  | N | [57 empty] | GAS | WI | Paris | 7270 | **3 | 2010 |  | ARP, CAIRNOX, CAIROS, CAIRSO2 | 198.84 | 12 | 12482.27 |  | 0.051 | 0.0751 | 6.349 | 10049.554 | 169097.854 | 5 | Mid-America Interconnected Network | Kenosha | Electric Utility | 4911 | Electric Services | 42.6658 | -88.0131 | Wisconsin Electric Power Company (Owner/Operator) | Phase 2 |  | Operating | Combustion turbine | Pipeline Natural Gas | Diesel Oil |  | Water Injection |  | 1438 | 12.6077 | GAS | 94 | 468.0851 | 0.0751 | 0.000603 | 12.6077
20847 | Wisconsin Electric Power Co | 7270 | Paris | WI | Kenosha | 4 | GT | OP | 95.3 | 84.8 | 100 |  | 6 | 1995 | NG | DFO | Y | Y | N | Electric Utility |  |  |  |  | N | [57 empty] | GAS | WI | Paris | 7270 | **4 | 2010 |  | ARP, CAIRNOX, CAIROS, CAIRSO2 | 40.58 | 12 | 2756.56 |  | 0.011 | 0.0618 | 1.14 | 2215.816 | 37286.392 | 5 | Mid-America Interconnected Network | Kenosha | Electric Utility | 4911 | Electric Services | 42.6658 | -88.0131 | Wisconsin Electric Power Company (Owner/Operator) | Phase 2 |  | Operating | Combustion turbine | Pipeline Natural Gas | Diesel Oil |  | Water Injection |  | 1283 | 12.9124 | GAS | 88 | 431.8182 | 0.0618 | 0.00059 | 12.9124
20847 | Wisconsin Electric Power Co | 7820 | Big Quinnesec 92 | MI | Dickinson | 1 | HY | OP | 8.9 | 5.2 | 5.2 |  | 11 | 1949 | WAT |  | N | Y | N | Electric Utility |  |  |  |  | N | [57 empty] | N/A | [39 empty] | 0 | 0 | 10.4
20847 | Wisconsin Electric Power Co | 7820 | Big Quinnesec 92 | MI | Dickinson | 2 | HY | OP | 8.9 | 5.2 | 5.2 |  | 12 | 1949 | WAT |  | N | Y | N | Electric Utility |  |  |  |  | N | [57 empty] | N/A | [39 empty] | 0 | 0 | 10.4
20847 | Wisconsin Electric Power Co | 7821 | Big Quinnesec 61 | MI | Dickinson | 4 | HY | OP | 2.2 | 0.1 | 0.1 |  | 5 | 1914 | WAT |  | N | N | N | Electric Utility |  |  |  |  | N | [57 empty] | N/A | [39 empty] | 0 | 0 | 10.4
20847 | Wisconsin Electric Power Co | 7821 | Big Quinnesec 61 | MI | Dickinson | 5 | HY | OP | 2.2 | 0.1 | 0.1 |  | 5 | 1914 | WAT |  | N | N | N | Electric Utility |  |  |  |  | N | [57 empty] | N/A | [39 empty] | 0 | 0 | 10.4
20847 | Wisconsin Electric Power Co | 56391 | Blue Sky Green Field Wind Project | WI | Fond Du Lac | 1 | WT | OP | 145.2 | 145.2 | 152.2 |  | 5 | 2008 | WND |  | N | Y | N | Electric Utility |  |  |  |  | N | [57 empty] | N/A | [39 empty] | 0 | 0 | 10.4
20847 | Wisconsin Electric Power Co | 1775 | Brule | WI | Florence | 2 | HY | OP | 2.5 | 0.3 | 0.3 |  | 1 | 1919 | WAT |  | N | Y | N | Electric Utility |  |  |  |  | N | [57 empty] | N/A | [39 empty] | 0 | 0 | 10.4
20847 | Wisconsin Electric Power Co | 1775 | Brule | WI | Florence | 3 | HY | OP | 2.5 | 0.7 | 0.7 |  | 4 | 1921 | WAT |  | N | Y | N | Electric Utility |  |  |  |  | N | [57 empty] | N/A | [39 empty] | 0 | 0 | 10.4
20847 | Wisconsin Electric Power Co | 1776 | Chalk Hill | MI | Menominee | 2 | HY | OP | 3.3 | 1.9 | 1.9 |  | 5 | 1927 | WAT |  | N | Y | N | Electric Utility |  |  |  |  | N | [57 empty] | N/A | [39 empty] | 0 | 0 | 10.4
20847 | Wisconsin Electric Power Co | 1776 | Chalk Hill | MI | Menominee | 3 | HY | OP | 3.3 | 0.8 | 0.8 |  | 5 | 1927 | WAT |  | N | Y | N | Electric Utility |  |  |  |  | N | [57 empty] | N/A | [39 empty] | 0 | 0 | 10.4
20847 | Wisconsin Electric Power Co | 1778 | Kingsford | MI | Dickinson | 2 | HY | OP | 3 | 1.1 | 1.1 |  | 5 | 1924 | WAT |  | N | N | N | Electric Utility |  |  |  |  | N | [57 empty] | N/A | [39 empty] | 0 | 0 | 10.4
20847 | Wisconsin Electric Power Co | 1778 | Kingsford | MI | Dickinson | 3 | HY | OP | 3 | 1.1 | 1.1 |  | 5 | 1924 | WAT |  | N | N | N | Electric Utility |  |  |  |  | N | [57 empty] | N/A | [39 empty] | 0 | 0 | 10.4
20847 | Wisconsin Electric Power Co | 1784 | Twin Falls | MI | Dickinson | 2 | HY | OP | 1.6 | 0.4 | 0.4 |  | 1 | 1912 | WAT |  | N | Y | N | Electric Utility |  |  |  |  | N | [57 empty] | N/A | [39 empty] | 0 | 0 | 10.4
20847 | Wisconsin Electric Power Co | 1784 | Twin Falls | MI | Dickinson | 3 | HY | OP | 1.6 | 0.9 | 0.9 |  | 1 | 1912 | WAT |  | N | Y | N | Electric Utility |  |  |  |  | N | [57 empty] | N/A | [39 empty] | 0 | 0 | 10.4
20847 | Wisconsin Electric Power Co | 1784 | Twin Falls | MI | Dickinson | 4 | HY | OP | 1.6 | 1 | 1 |  | 4 | 1916 | WAT |  | N | Y | N | Electric Utility |  |  |  |  | N | [57 empty] | N/A | [39 empty] | 0 | 0 | 10.4
20847 | Wisconsin Electric Power Co | 1784 | Twin Falls | MI | Dickinson | 5 | HY | OP | 1.2 | 0.7 | 0.7 |  | 6 | 1916 | WAT |  | N | Y | N | Electric Utility |  |  |  |  | N | [57 empty] | N/A | [39 empty] | 0 | 0 | 10.4
20847 | Wisconsin Electric Power Co | 1786 | White Rapids | MI | Menominee | 2 | HY | OP | 2.5 | 0.7 | 0.7 |  | 10 | 1927 | WAT |  | N | Y | N | Electric Utility |  |  |  |  | N | [57 empty] | N/A | [39 empty] | 0 | 0 | 10.4
20847 | Wisconsin Electric Power Co | 1786 | White Rapids | MI | Menominee | 3 | HY | OP | 3.3 | 0.6 | 0.6 |  | 10 | 1927 | WAT |  | N | Y | N | Electric Utility |  |  |  |  | N | [57 empty] | N/A | [39 empty] | 0 | 0 | 10.4
20847 | Wisconsin Electric Power Co | 4042 | Valley | WI | Milwaukee | 3 | IC | OP | 2.7 | 3 | 3 |  | 3 | 1969 | DFO |  | N | Y | N | Electric Utility |  |  |  |  | N | [57 empty] | LIQUID | [39 empty] | 0.7385 | 0.025484 | 12.5895
20847 | Wisconsin Electric Power Co | 4043 | Appleton | WI | Outagamie | 4 | HY | OP | 1.5 | 0.3 | 0.3 |  | 7 | 1980 | WAT |  | N | N | N | Electric Utility |  |  |  |  | N | [57 empty] | N/A | [39 empty] | 0 | 0 | 10.4
20847 | Wisconsin Electric Power Co | 4043 | Appleton | WI | Outagamie | 5 | HY | OP | 0.7 | 0.4 | 0.4 |  | 8 | 1916 | WAT |  | N | N | N | Electric Utility |  |  |  |  | N | [57 empty] | N/A | [39 empty] | 0 | 0 | 10.4
20847 | Wisconsin Electric Power Co | 4043 | Appleton | WI | Outagamie | 6 | HY | OP | 0.7 | 0.3 | 0.3 |  | 8 | 1916 | WAT |  | N | N | N | Electric Utility |  |  |  |  | N | [57 empty] | N/A | [39 empty] | 0 | 0 | 10.4
20847 | Wisconsin Electric Power Co | 4045 | Pine | WI | Florence | 2 | HY | OP | 2 | 0.5 | 0.5 |  | 6 | 1922 | WAT |  | N | Y | N | Electric Utility | [62 empty] | N/A | [39 empty] | 0 | 0 | 10.4
20847 | Wisconsin Electric Power Co | 6170 | Pleasant Prairie | WI | Kenosha | 3 | IC | OP | 2 | 2 | 2 |  | 7 | 1985 | DFO |  | N | N | N | Electric Utility |  |  |  |  | N | [57 empty] | LIQUID | [39 empty] | 0.7385 | 0.025484 | 12.5895
20847 | Wisconsin Electric Power Co | 7549 | Milwaukee County | WI | Milwaukee | 1 | ST | OP | 11 | 5 | 5 |  | 3 | 1996 | BIT |  | N | N | N | Electric Utility |  |  |  |  | N | Y |  | Y | [54 empty] | COAL | [39 empty] | 0.55867 | 0.53552 | 11.2357
20847 | Wisconsin Electric Power Co | 7901 | Byron | WI | Fond Du Lac | 1 | WT | OP | 0.6 | 0.6 | 0.6 |  | 6 | 1999 | WND |  | N | N | N | Electric Utility |  |  |  |  | N | [57 empty] | N/A | [39 empty] | 0 | 0 | 10.4
20847 | Wisconsin Electric Power Co | 7901 | Byron | WI | Fond Du Lac | 2 | WT | OP | 0.6 | 0.6 | 0.6 |  | 6 | 1999 | WND |  | N | N | N | Electric Utility |  |  |  |  | N | [57 empty] | N/A | [39 empty] | 0 | 0 | 10.4
20847 | Wisconsin Electric Power Co | 56068 | Elm Road Generating Station | WI | Milwaukee | 1 | ST | OP | 701.3 | 636 | 636 |  | 2 | 2010 | BIT | NG | N | Y | N | Electric Utility |  |  |  |  | N | Y |  |  | Y | [53 empty] | COAL | WI | Elm Road Generating Station | 56068 | 1 | 2010 |  | ARP, CAIRNOX, CAIROS, CAIRSO2 | 4594.67 | 12 | 1936147.24 |  | 84.322 | 0.0529 | 462.42 | 1926215.939 | 18865376.21 | 5 | Mid-America Interconnected Network | Milwaukee | Electric Utility |  |  | 42.8445 | -87.829 | Wisconsin Electric Power Company (Owner/Operator) Wisconsin Public Power Inc (Owner) Madison Gas & Electric Company (Owner) | Phase 2 |  | Operating | Dry bottom wall-fired boiler | Coal | Liquified Petroleum Gas, Pipeline Natural Gas | Wet Limestone | Selective Catalytic Reduction | Baghouse Wet ESP | 6537 | 9.3576 | COAL | 677 | 1967.7673 | 0.0529 | 0.0089393 | 9.3576
20847 | Wisconsin Electric Power Co | 56068 | Elm Road Generating Station | WI | Milwaukee | 2 | ST | OP | 615 | 633.8 | 633.8 |  | 1 | 2011 | BIT | NG | N | Y | N | Electric Utility |  |  |  |  | N | Y |  |  | Y | [53 empty] | COAL | WI | Elm Road Generating Station | 56068 | 2 | 2010 |  | ARP, CAIRNOX, CAIROS, CAIRSO2 | 1696.29 | 6 | 708047.78 |  | 46.444 | 0.0458 | 153.32 | 698054.799 | 6826365.889 | 5 | Mid-America Interconnected Network | Milwaukee | Electric Utility |  |  | 42.8445 | -87.829 | Wisconsin Electric Power Company (Owner/Operator) Wisconsin Public Power Inc (Owner) Madison Gas & Electric Company (Owner) | Phase 2 |  | Operating (Started 04/20/2010) | Dry bottom wall-fired boiler (Started Apr 20, 2010) | Coal | Liquified Petroleum Gas, Pipeline Natural Gas | Wet Limestone | Selective Catalytic Reduction | Baghouse Wet ESP | 6336 | 9.0976 | COAL | 677 | 1965.9198 | 0.0458 | 0.013607 | 9.0976
20847 | Wisconsin Electric Power Co | 57199 | Glacier Hills | WI | Columbia | 1 | WT | OP | 162 | 162 | 162 |  | 12 | 2011 | WND |  | N | Y | N | Electric Utility |  |  |  |  | N | [57 empty] | N/A | [39 empty] | 0 | 0 | 10.4
20848 | City of Blue Hill | 7481 | City Light & Water | NE | Webster | 1 | IC | OP | 0.9 | 0.8 | 0.8 |  | 1 | 1987 | DFO |  | N | Y | N | Electric Utility | [62 empty] | LIQUID | [39 empty] | 0.7385 | 0.025484 | 12.5895
20848 | City of Blue Hill | 7481 | City Light & Water | NE | Webster | 2 | IC | OP | 0.4 | 0.4 | 0.4 |  | 1 | 1987 | DFO |  | N | Y | N | Electric Utility | [62 empty] | LIQUID | [39 empty] | 0.7385 | 0.025484 | 12.5895
20854 | Winnebago County | 50936 | Winnebago County Landfill Gas | WI | Winnebago | EG1 | IC | OP | 0.9 | 0.9 | 0.9 |  | 2 | 2000 | LFG | NG | N | Y | N | IPP CHP |  |  |  |  | N | [57 empty] | GAS | [39 empty] | 1.1659 | 0.0016829 | 10.4
20854 | Winnebago County | 50936 | Winnebago County Landfill Gas | WI | Winnebago | EG2 | IC | OP | 0.9 | 0.9 | 0.9 |  | 2 | 2000 | LFG | NG | N | Y | N | IPP CHP |  |  |  |  | N | [57 empty] | GAS | [39 empty] | 1.1659 | 0.0016829 | 10.4
20854 | Winnebago County | 50936 | Winnebago County Landfill Gas | WI | Winnebago | EG3 | IC | OP | 0.9 | 0.9 | 0.9 |  | 2 | 2000 | LFG | NG | N | Y | N | IPP CHP |  |  |  |  | N | [57 empty] | GAS | [39 empty] | 1.1659 | 0.0016829 | 10.4
20854 | Winnebago County | 50936 | Winnebago County Landfill Gas | WI | Winnebago | EG4 | IC | OP | 1 | 1 | 1 |  | 4 | 2007 | LFG |  | N | Y | Y | IPP CHP |  |  |  |  | N | [57 empty] | GAS | [39 empty] | 1.1659 | 0.0016829 | 10.4
20854 | Winnebago County | 50936 | Winnebago County Landfill Gas | WI | Winnebago | EG5 | IC | OP | 1.4 | 1.4 | 1.4 |  | 5 | 2010 | LFG |  | N | Y | Y | IPP CHP |  |  |  |  | N | [57 empty] | GAS | [39 empty] | 1.1659 | 0.0016829 | 10.4
20856 | Wisconsin Power & Light Co | 4050 | Edgewater | WI | Sheboygan | 4 | ST | OP | 330 | 308.4 | 308.6 |  | 12 | 1969 | SUB | TDF | Y | Y | N | Electric Utility |  |  |  |  | N |  |  | Y | [54 empty] | COAL | WI | Edgewater (4050) | 4050 | 4 | 2010 |  | ARP, CAIRNOX, CAIROS, CAIRSO2 | 8002.52 | 12 | 1935214.94 |  | 5640.365 | 0.1464 | 1450.735 | 2125441.002 | 20265491.58 | 5 | Mid-America Interconnected Network | Sheboygan | Electric Utility | 4911 | Electric Services | 43.715 | -87.7094 | Wisconsin Public Service Corporation (Owner) Wisconsin Power & Light Company (Owner/Operator) | Table 1 | Group 2 | Operating | Cyclone boiler | Coal | Tire Derived Fuel |  | Overfire Air Other Selective Non-catalytic Reduction | Electrostatic Precipitator Other | 4629 | 10.4684 | COAL | 325 | 1973.4284 | 0.1464 | 0.55665 | 10.4684
20856 | Wisconsin Power & Light Co | 4050 | Edgewater | WI | Sheboygan | 5 | ST | OP | 380 | 407.2 | 408.4 |  | 3 | 1985 | SUB |  | N | Y | N | Electric Utility |  |  |  |  | N | Y |  | Y | [54 empty] | COAL | WI | Edgewater (4050) | 4050 | 5 | 2010 |  | ARP, CAIRNOX, CAIROS, CAIRSO2 | 7972.45 | 12 | 2614199.19 |  | 8779.291 | 0.1473 | 1791.136 | 2622954.157 | 25009082.85 | 5 | Mid-America Interconnected Network | Sheboygan | Electric Utility | 4911 | Electric Services | 43.715 | -87.7094 | Wisconsin Power & Light Company (Owner/Operator) Wisconsin Electric Power Company (Owner) | Phase 2 | Early Election | Operating | Dry bottom wall-fired boiler | Coal |  |  | Low NOx Burner Technology w/ Overfire Air | Electrostatic Precipitator | 5424 | 9.5893 | COAL | 436 | 1966.2096 | 0.1473 | 0.70209 | 9.5666
20856 | Wisconsin Power & Light Co | 4053 | Kilbourn | WI | Columbia | HC1 | HY | OP | 2.2 |  |  | B059 | 7 | 1926 | WAT |  | N | Y | N | Electric Utility |  |  |  |  | N | [57 empty] | N/A | [39 empty] | 0 | 0 | 10.4
20856 | Wisconsin Power & Light Co | 4054 | Nelson Dewey | WI | Grant | 1 | ST | OP | 100 | 104.7 | 104.8 |  | 12 | 1959 | SUB | PC | Y | Y | N | Electric Utility |  |  |  |  | N |  |  | Y | [54 empty] | COAL | WI | Nelson Dewey | 4054 | 1 | 2010 | CS1 | ARP, CAIRNOX, CAIROS, CAIRSO2 | 8050.69 | 12 | 661322 |  | 6879.057 | 0.4356 | 1581.324 | 789535.668 | 7519815.949 | 5 |  | Grant | Electric Utility | 4911 | Electric Services | 42.7225 | -91.0085 | Wisconsin Power & Light Company (Owner/Operator) | Table 1 |  | Operating | Cyclone boiler | Coal | Petroleum Coke, Tire Derived Fuel |  | Overfire Air Other Selective Non-catalytic Reduction | Electrostatic Precipitator | 2381 | 11.2214 | COAL | 123 | 1913.1679 | 0.4356 | 1.8296 | 11.2214
20856 | Wisconsin Power & Light Co | 4054 | Nelson Dewey | WI | Grant | 2 | ST | OP | 100 | 103.2 | 105.8 |  | 12 | 1962 | SUB | PC | Y | Y | N | Electric Utility |  |  |  |  | N |  |  | Y | [54 empty] | COAL | WI | Nelson Dewey | 4054 | 2 | 2010 | CS1 | ARP, CAIRNOX, CAIROS, CAIRSO2 | 7568.73 | 12 | 633859.41 |  | 6570.805 | 0.4326 | 1499.914 | 752806.504 | 7170003.861 | 5 |  | Grant | Electric Utility | 4911 | Electric Services | 42.7225 | -91.0085 | Wisconsin Power & Light Company (Owner/Operator) | Table 1 |  | Operating | Cyclone boiler | Coal | Petroleum Coke, Tire Derived Fuel |  | Overfire Air Other Selective Non-catalytic Reduction | Electrostatic Precipitator | 2298 | 11.1706 | COAL | 123 | 1918.7146 | 0.4326 | 1.8329 | 11.1706
20856 | Wisconsin Power & Light Co | 4056 | Prairie Du Sac | WI | Sauk | 1 | HY | OP | 2 | 29 | 29 | B061 | 10 | 1915 | WAT |  | N | Y | N | Electric Utility |  |  |  |  | N | [57 empty] | N/A | [39 empty] | 0 | 0 | 10.4
20856 | Wisconsin Power & Light Co | 4056 | Prairie Du Sac | WI | Sauk | 2 | HY | OP | 2.8 |  |  | B061 | 12 | 1915 | WAT |  | N | Y | N | Electric Utility |  |  |  |  | N | [57 empty] | N/A | [39 empty] | 0 | 0 | 10.4
20856 | Wisconsin Power & Light Co | 4057 | Rock River | WI | Rock | 3 | GT | OP | 37.5 | 23.9 | 30.7 |  | 8 | 1967 | NG | DFO | Y | Y | N | Electric Utility |  |  |  |  | N | [57 empty] | GAS | WI | Rock River | 4057 | CT3 | 2010 |  | CAIRNOX, CAIROS, CAIRSO2 | 13.98 | 12 | 219 |  | 0.219 | 0.7003 | 2.558 |  | 7307.5 | 5 | Mid-America Interconnected Network | Rock | Electric Utility | 4911 | Electric Services | 42.5831 | -89.0292 | Wisconsin Power & Light Company (Owner/Operator) |  |  | Operating | Combustion turbine | Natural Gas | Diesel Oil |  |  |  | 522.7 | 19.7245 | GAS | 28 | 451.7857 | 0.7003 | 0.059938 | 19.7245
20856 | Wisconsin Power & Light Co | 4057 | Rock River | WI | Rock | 4 | GT | OP | 18 | 14.4 | 16.3 |  | 12 | 1968 | NG |  | N | Y | N | Electric Utility |  |  |  |  | N | [57 empty] | GAS | WI | Rock River | 4057 | CT5A | 2010 | CP5 | CAIRNOX, CAIROS, CAIRSO2 | 123 | 12 | 1633 |  | 0.111 | 0.3181 | 0.822 |  | 3718.3 | 5 | Mid-America Interconnected Network | Rock | Electric Utility | 4911 | Electric Services | 42.5831 | -89.0292 | Wisconsin Power & Light Company (Owner/Operator) |  |  | Operating | Combustion turbine | Natural Gas | Diesel Oil |  |  |  | 396 | 7.215 | GAS | 26 | -297.546 | 0.3181 | 0.059705 | 7.215
20856 | Wisconsin Power & Light Co | 4057 | Rock River | WI | Rock | 5 | GT | OP | 56.7 | 49.8 | 59.5 |  | 6 | 1972 | NG | DFO | Y | Y | N | Electric Utility |  |  |  |  | N | [57 empty] | GAS | WI | Rock River | 4057 | CT5A | 2010 | CP5 | CAIRNOX, CAIROS, CAIRSO2 | 123 | 12 | 1633 |  | 0.111 | 0.3181 | 0.822 |  | 3718.3 | 5 | Mid-America Interconnected Network | Rock | Electric Utility | 4911 | Electric Services | 42.5831 | -89.0292 | Wisconsin Power & Light Company (Owner/Operator) |  |  | Operating | Combustion turbine | Natural Gas | Diesel Oil |  |  |  | 396 | 7.215 | GAS | 26 | -144.2308 | 0.3181 | 0.059705 | 7.215
20856 | Wisconsin Power & Light Co | 4057 | Rock River | WI | Rock | 6 | GT | OP | 56.7 | 51.9 | 61.6 |  | 6 | 1972 | NG | DFO | Y | Y | N | Electric Utility |  |  |  |  | N | [57 empty] | GAS | WI | Rock River | 4057 | CT6A | 2010 | CP6 | CAIRNOX, CAIROS, CAIRSO2 | 126 | 12 | 1698 |  | 0.081 | 0.3773 | 0.599 |  | 2707 | 5 | Mid-America Interconnected Network | Rock | Electric Utility | 4911 | Electric Services | 42.5831 | -89.0292 | Wisconsin Power & Light Company (Owner/Operator) |  |  | Operating | Combustion turbine | Natural Gas | Diesel Oil |  |  |  | 396 | 5.5866 | GAS | 31 | 6.4516 | 0.3773 | 0.059845 | 5.5866
20856 | Wisconsin Power & Light Co | 4059 | Sheepskin | WI | Rock | 1 | GT | OP | 41.7 | 36.5 | 41.9 |  | 6 | 1971 | NG |  | N | Y | N | Electric Utility |  |  |  |  | N | [57 empty] | GAS | WI | Sheepskin | 4059 | CT1A | 2010 |  | CAIRNOX, CAIROS, CAIRSO2 | 80.34 | 12 | 450.77 |  | 0.727 | 0.7001 | 8.492 |  | 24262.6 | 5 |  | Rock | Electric Utility |  |  | 42.8347 | -89.1108 | Wisconsin Power & Light Company (Owner/Operator) |  |  | Operating | Combustion turbine | Natural Gas | Diesel Oil |  |  |  | 302 | 19.3028 | GAS | 17 | -232.3529 | 0.7001 | 0.059928 | 19.3028
20856 | Wisconsin Power & Light Co | 7203 | South Fond Du Lac | WI | Fond Du Lac | CT1 | GT | OP | 95.4 | 74.6 | 85.7 |  | 5 | 1993 | NG | DFO | Y | Y | N | Electric Utility |  |  |  |  | N | [57 empty] | GAS | WI | South Fond Du Lac | 7203 | **CT1 | 2010 |  | ARP, CAIRNOX, CAIROS, CAIRSO2 | 37.64 | 12 | 1835.27 |  | 0.009 | 0.0708 | 1.065 | 1734.638 | 29189.117 | 5 | Mid-America Interconnected Network | Fond du Lac | Electric Utility | 4911 | Electric Services | 43.7353 | -88.4968 | Wisconsin Public Power Inc (Owner) Wisconsin Power & Light Company (Operator) | Phase 2 |  | Operating | Combustion turbine | Pipeline Natural Gas |  |  | Water Injection |  | 1336 | 13.5863 | GAS | 97 | 434.0723 | 0.0708 | 0.000617 | 13.5863
20856 | Wisconsin Power & Light Co | 7203 | South Fond Du Lac | WI | Fond Du Lac | CT2 | GT | OP | 95.4 | 75.4 | 86.6 |  | 8 | 1994 | NG | DFO | Y | Y | N | Electric Utility |  |  |  |  | N | [57 empty] | GAS | WI | South Fond Du Lac | 7203 | **CT2 | 2010 |  | ARP, CAIRNOX, CAIROS, CAIRSO2 | 46.46 | 12 | 2089.41 |  | 0.01 | 0.071 | 1.191 | 2002.862 | 33698.121 | 5 | Mid-America Interconnected Network | Fond du Lac | Electric Utility | 4911 | Electric Services | 43.7353 | -88.4968 | Wisconsin Power & Light Company (Owner/Operator) | Phase 2 |  | Operating | Combustion turbine | Pipeline Natural Gas |  |  | Water Injection |  | 1336 | 13.805 | GAS | 85 | 490.5882 | 0.071 | 0.000594 | 13.805
20856 | Wisconsin Power & Light Co | 7203 | South Fond Du Lac | WI | Fond Du Lac | CT3 | GT | OP | 95.4 | 81.1 | 93.2 |  | 8 | 1994 | NG | DFO | Y | Y | N | Electric Utility |  |  |  |  | N | [57 empty] | GAS | WI | South Fond Du Lac | 7203 | **CT3 | 2010 |  | ARP, CAIRNOX, CAIROS, CAIRSO2 | 58.92 | 12 | 2784.13 |  | 0.013 | 0.0584 | 1.317 | 2650.301 | 44598.556 | 5 | Mid-America Interconnected Network | Fond du Lac | Electric Utility | 4911 | Electric Services | 43.7353 | -88.4968 | Wisconsin Power & Light Company (Owner/Operator) | Phase 2 |  | Operating | Combustion turbine | Pipeline Natural Gas |  |  | Water Injection |  | 1336 | 13.992 | GAS | 87 | 464.3678 | 0.0584 | 0.000583 | 13.992
20856 | Wisconsin Power & Light Co | 7203 | South Fond Du Lac | WI | Fond Du Lac | CT4 | GT | OP | 95.4 | 75.3 | 86.6 |  | 6 | 1996 | NG | DFO | Y | Y | N | Electric Utility |  |  |  |  | N | [57 empty] | GAS | WI | South Fond Du Lac | 7203 | **CT4 | 2010 |  | ARP, CAIRNOX, CAIROS, CAIRSO2 | 55.87 | 12 | 2697.43 |  | 0.013 | 0.0799 | 1.729 | 2588.12 | 43549.693 | 5 | Mid-America Interconnected Network | Fond du Lac | Electric Utility | 4911 | Electric Services | 43.7353 | -88.4968 | Wisconsin Public Power Inc (Owner) Wisconsin Power & Light Company (Operator) | Phase 2 |  | Operating | Combustion turbine | Pipeline Natural Gas |  |  | Water Injection |  | 1336 | 14.0052 | GAS | 85 | 490.5882 | 0.0799 | 0.000597 | 14.0052
20856 | Wisconsin Power & Light Co | 8023 | Columbia | WI | Columbia | 1 | ST | OP | 512 | 542 | 549 |  | 5 | 1975 | SUB |  | N | Y | N | Electric Utility |  |  |  |  | N | Y |  | Y | [54 empty] | COAL | WI | Columbia | 8023 | 1 | 2010 |  | ARP, CAIRNOX, CAIROS, CAIRSO2 | 7886.42 | 12 | 3849196.22 |  | 14527.257 | 0.1423 | 2898.782 | 4270945.799 | 40722220.53 | 5 | Mid-America Interconnected Network | Columbia | Electric Utility | 4911 | Electric Services | 43.4864 | -89.4203 | Wisconsin Public Service Corporation (Owner) Wisconsin Power & Light Company (Owner/Operator) | Phase 2 | Early Election | Operating | Tangentially-fired | Coal |  |  | Low NOx Burner Technology w/ Separated OFA | Electrostatic Precipitator | 6300 | 10.5542 | COAL | 552 | 1997.2678 | 0.1423 | 0.71348 | 10.5542
20856 | Wisconsin Power & Light Co | 8023 | Columbia | WI | Columbia | 2 | ST | OP | 511 | 557 | 571 |  | 5 | 1978 | SUB |  | N | Y | N | Electric Utility |  |  |  |  | N | Y |  | Y | [54 empty] | COAL | WI | Columbia | 8023 | 2 | 2010 |  | ARP, CAIRNOX, CAIROS, CAIRSO2 | 7897.75 | 12 | 3851778 |  | 13191.532 | 0.1288 | 2447.289 | 4019606.213 | 38325765.09 | 5 | Mid-America Interconnected Network | Columbia | Electric Utility | 4911 | Electric Services | 43.4864 | -89.4203 | Wisconsin Public Service Corporation (Owner) Wisconsin Power & Light Company (Owner/Operator) | Phase 2 | Early Election | Operating | Tangentially-fired | Coal |  |  | Low NOx Burner Technology w/ Separated OFA | Electrostatic Precipitator | 6300 | 9.9494 | COAL | 552 | 1982.7899 | 0.1288 | 0.68839 | 9.9494
20856 | Wisconsin Power & Light Co | 55135 | Alliant Energy Neenah | WI | Winnebago | CT01 | GT | OP | 185.5 | 149.7 | 170.6 |  | 5 | 2000 | NG | DFO | Y | Y | N | IPP Non-CHP |  |  |  |  | N | [57 empty] | GAS | WI | Neenah Energy Facility | 55135 | CT01 | 2010 |  | ARP, CAIRNOX, CAIROS, CAIRSO2 | 78.94 | 12 | 10635 |  | 0.035 | 0.037 | 2.132 | 6868.363 | 115578.281 | 5 |  | Winnebago | Electric Utility | 4911 | Electric Services | 44.1934 | -88.5055 | Alliant Energy Resources, Inc. (Owner) Alliant Energy Resources, Inc. (Owner/Operator) | Phase 2 |  | Operating | Combustion turbine | Pipeline Natural Gas |  |  | Dry Low NOx Burners Water Injection |  | 1897 | 10.5425 | GAS | 178 | 1978.3118 | 0.037 | 0.000606 | 10.5425
20856 | Wisconsin Power & Light Co | 55135 | Alliant Energy Neenah | WI | Winnebago | CT02 | GT | OP | 185.5 | 148.5 | 169.1 |  | 5 | 2000 | NG | DFO | Y | Y | N | IPP Non-CHP |  |  |  |  | N | [57 empty] | GAS | WI | Neenah Energy Facility | 55135 | CT02 | 2010 |  | ARP, CAIRNOX, CAIROS, CAIRSO2 | 26.15 | 12 | 3431.14 |  | 0.011 | 0.0345 | 0.656 | 2247.91 | 37821.898 | 5 |  | Winnebago | Electric Utility | 4911 | Electric Services | 44.1934 | -88.5055 | Alliant Energy Resources, Inc. (Owner) Alliant Energy Resources, Inc. (Owner/Operator) | Phase 2 |  | Operating | Combustion turbine | Pipeline Natural Gas |  |  | Dry Low NOx Burners Water Injection |  | 1897 | 10.6161 | GAS | 179 | 1970.7274 | 0.0345 | 0.000582 | 10.6161
20856 | Wisconsin Power & Light Co | 56166 | Sheboygan Falls | WI | Sheboygan | 1 | GT | OP | 173.4 | 148.6 | 172.4 |  | 6 | 2005 | NG |  | N | Y | N | Electric Utility |  |  |  |  | N | [57 empty] | GAS | WI | Sheboygan Falls Energy Facility | 56166 | 1 | 2010 |  | ARP, CAIRNOX, CAIROS, CAIRSO2 | 159.26 | 12 | 20380.22 |  | 0.032 | 0.0353 | 3.437 | 13369.844 | 224968.556 | 5 |  | Sheboygan | Electric Utility |  |  | 43.7519 | -87.8783 | Sheboygan Power, LLC (Owner) Wisconsin Power & Light Company (Operator) | Phase 2 |  | Operating | Combustion turbine | Natural Gas |  |  | Dry Low NOx Burners |  | 1830 | 10.6571 | GAS | 176 | 1989.5592 | 0.0353 | 0.000284 | 10.6571
20856 | Wisconsin Power & Light Co | 56166 | Sheboygan Falls | WI | Sheboygan | 2 | GT | OP | 173.4 | 148.3 | 172.2 |  | 6 | 2005 | NG |  | N | Y | N | Electric Utility |  |  |  |  | N | [57 empty] | GAS | WI | Sheboygan Falls Energy Facility | 56166 | 2 | 2010 |  | ARP, CAIRNOX, CAIROS, CAIRSO2 | 70.06 | 12 | 9613.84 |  | 0.015 | 0.0329 | 1.486 | 6288.226 | 105811.336 | 5 |  | Sheboygan | Electric Utility |  |  | 43.7519 | -87.8783 | Sheboygan Power, LLC (Owner) Wisconsin Power & Light Company (Operator) | Phase 2 |  | Operating | Combustion turbine | Natural Gas |  |  | Dry Low NOx Burners |  | 1850 | 10.7623 | GAS | 174 | 1994.7735 | 0.0329 | 0.000284 | 10.7623
20856 | Wisconsin Power & Light Co | 56347 | Cedar Ridge | WI | Fond Du Lac | 1 | WT | OP | 67.7 | 67.6 | 67.6 |  | 12 | 2008 | WND |  | N | Y | N | Electric Utility | [62 empty] | N/A | [39 empty] | 0 | 0 | 10.4
20856 | Wisconsin Power & Light Co | 4053 | Kilbourn | WI | Columbia | 2 | HY | OP | 2 | 9.5 | 9.5 | B059 | 7 | 1939 | WAT |  | N | Y | N | Electric Utility |  |  |  |  | N | [57 empty] | N/A | [39 empty] | 0 | 0 | 10.4
20856 | Wisconsin Power & Light Co | 4053 | Kilbourn | WI | Columbia | HC5 | HY | OP | 2 |  |  | B059 | 7 | 1935 | WAT |  | N | Y | N | Electric Utility |  |  |  |  | N | [57 empty] | N/A | [39 empty] | 0 | 0 | 10.4
20856 | Wisconsin Power & Light Co | 4053 | Kilbourn | WI | Columbia | HC6 | HY | OP | 2 |  |  | B059 | 7 | 1937 | WAT |  | N | Y | N | Electric Utility | [62 empty] | N/A | [39 empty] | 0 | 0 | 10.4
20856 | Wisconsin Power & Light Co | 4056 | Prairie Du Sac | WI | Sauk | 3 | HY | OP | 4.8 |  |  | B061 | 3 | 1920 | WAT |  | N | Y | N | Electric Utility | [62 empty] | N/A | [39 empty] | 0 | 0 | 10.4
20856 | Wisconsin Power & Light Co | 4056 | Prairie Du Sac | WI | Sauk | 4 | HY | OP | 4.8 |  |  | B061 | 2 | 1922 | WAT |  | N | Y | N | Electric Utility | [62 empty] | N/A | [39 empty] | 0 | 0 | 10.4
20856 | Wisconsin Power & Light Co | 4056 | Prairie Du Sac | WI | Sauk | 5 | HY | OP | 3.5 |  |  | B061 | 3 | 1938 | WAT |  | N | Y | N | Electric Utility | [62 empty] | N/A | [39 empty] | 0 | 0 | 10.4
20856 | Wisconsin Power & Light Co | 4056 | Prairie Du Sac | WI | Sauk | 6 | HY | OP | 3.5 |  |  | B061 | 3 | 1938 | WAT |  | N | Y | N | Electric Utility | [62 empty] | N/A | [39 empty] | 0 | 0 | 10.4
20856 | Wisconsin Power & Light Co | 4056 | Prairie Du Sac | WI | Sauk | 7 | HY | OP | 3.5 |  |  | B061 | 11 | 1940 | WAT |  | N | Y | N | Electric Utility | [62 empty] | N/A | [39 empty] | 0 | 0 | 10.4
20856 | Wisconsin Power & Light Co | 4056 | Prairie Du Sac | WI | Sauk | 8 | HY | OP | 3.5 |  |  | B061 | 10 | 1940 | WAT |  | N | Y | N | Electric Utility | [62 empty] | N/A | [39 empty] | 0 | 0 | 10.4
20856 | Wisconsin Power & Light Co | 57198 | Bent Tree Wind Farm Phase 1 | MN | Freeborn | 1 | WT | OP | 201.3 | 200 | 200 |  | 2 | 2011 | WND |  | N | Y | N | Electric Utility |  |  |  |  | N | [57 empty] | N/A | [39 empty] | 0 | 0 | 10.4
20857 | Winooski One Partnership | 54355 | Chace Mill Winooski One | VT | Chittenden | GEN1 | HY | OP | 2.5 | 2.5 | 2.5 |  | 4 | 1993 | WAT |  | N | N | N | IPP Non-CHP | [62 empty] | N/A | [39 empty] | 0 | 0 | 10.4
20857 | Winooski One Partnership | 54355 | Chace Mill Winooski One | VT | Chittenden | GEN2 | HY | OP | 2.5 | 2.5 | 2.5 |  | 4 | 1993 | WAT |  | N | N | N | IPP Non-CHP | [62 empty] | N/A | [39 empty] | 0 | 0 | 10.4
20857 | Winooski One Partnership | 54355 | Chace Mill Winooski One | VT | Chittenden | GEN3 | HY | OP | 2.5 | 2.5 | 2.5 |  | 4 | 1993 | WAT |  | N | N | N | IPP Non-CHP | [62 empty] | N/A | [39 empty] | 0 | 0 | 10.4
20858 | WPPI Energy | 55836 | Island Street Peaking Plant | WI | Outagamie | FT81 | GT | OP | 60.5 | 55.8 | 60.1 |  | 6 | 2004 | NG | DFO | Y | Y | N | Electric Utility |  |  |  |  | N | [57 empty] | GAS | WI | Island Street Peaking Plant | 55836 | 1A | 2010 |  | ARP, CAIRNOX, CAIROS, CAIRSO2 | 789.35 | 12 | 9917.51 |  | 0.037 | 0.0864 | 5.161 | 7347.369 | 123598.922 | 5 |  | Outagamie | Electric Utility |  |  | 44.2761 | -88.2656 | Wisconsin Public Power Inc (Owner/Operator) | Phase 2 |  | Operating | Combustion turbine | Pipeline Natural Gas | Diesel Oil |  | Water Injection |  | 325 | 10.0573 | GAS | 30 | -501.6667 | 0.0864 | 0.000599 | 10.0573
20858 | WPPI Energy | 56266 | WPPI Hartford DG | WI | Washington | 1 | IC | OP | 1.1 | 1.1 | 1.1 |  | 4 | 2005 | DFO |  | N | N | N | Electric Utility |  |  |  |  | N | [57 empty] | LIQUID | [39 empty] | 0.7385 | 0.025484 | 12.5895
20860 | Wisconsin Public Service Corp | 1787 | Grand Rapids | MI | Menominee | 1 | HY | OP | 1.1 | 0.7 | 0.6 |  | 7 | 1940 | WAT |  | N | Y | N | Electric Utility |  |  |  |  | N | [57 empty] | N/A | [39 empty] | 0 | 0 | 10.4
20860 | Wisconsin Public Service Corp | 1787 | Grand Rapids | MI | Menominee | 2 | HY | OP | 1.1 | 0.7 | 0.6 |  | 7 | 1941 | WAT |  | N | Y | N | Electric Utility |  |  |  |  | N | [57 empty] | N/A | [39 empty] | 0 | 0 | 10.4
20860 | Wisconsin Public Service Corp | 1787 | Grand Rapids | MI | Menominee | 3 | HY | OP | 1.5 | 1 | 0.8 |  | 6 | 1945 | WAT |  | N | Y | N | Electric Utility |  |  |  |  | N | [57 empty] | N/A | [39 empty] | 0 | 0 | 10.4
20860 | Wisconsin Public Service Corp | 1787 | Grand Rapids | MI | Menominee | 4 | HY | OP | 1.9 | 1.3 | 1 |  | 6 | 1918 | WAT |  | N | Y | N | Electric Utility |  |  |  |  | N | [57 empty] | N/A | [39 empty] | 0 | 0 | 10.4
20860 | Wisconsin Public Service Corp | 1787 | Grand Rapids | MI | Menominee | 5 | HY | OP | 1.9 | 1.3 | 1 |  | 6 | 1923 | WAT |  | N | Y | N | Electric Utility |  |  |  |  | N | [57 empty] | N/A | [39 empty] | 0 | 0 | 10.4
20860 | Wisconsin Public Service Corp | 4060 | Alexander | WI | Lincoln | 1 | HY | OP | 1.4 | 0.8 | 0.8 |  | 1 | 1925 | WAT |  | N | Y | N | Electric Utility |  |  |  |  | N | [57 empty] | N/A | [39 empty] | 0 | 0 | 10.4
20860 | Wisconsin Public Service Corp | 4061 | Caldron Falls | WI | Marinette | 1 | HY | OP | 3.2 | 3.4 | 3.4 |  | 11 | 1924 | WAT |  | N | Y | N | Electric Utility |  |  |  |  | N | [57 empty] | N/A | [39 empty] | 0 | 0 | 10.4
20860 | Wisconsin Public Service Corp | 4063 | Grandfather Falls | WI | Lincoln | 1 | HY | OP | 11 | 11 | 11 |  | 12 | 1938 | WAT |  | N | Y | N | Electric Utility |  |  |  |  | N | [57 empty] | N/A | [39 empty] | 0 | 0 | 10.4
20860 | Wisconsin Public Service Corp | 4063 | Grandfather Falls | WI | Lincoln | 2 | HY | OP | 6.2 | 6.2 | 6.2 |  | 12 | 1938 | WAT |  | N | Y | N | Electric Utility |  |  |  |  | N | [57 empty] | N/A | [39 empty] | 0 | 0 | 10.4
20860 | Wisconsin Public Service Corp | 4065 | High Falls | WI | Marinette | 1 | HY | OP | 1.4 | 0.5 | 0.3 |  | 8 | 1910 | WAT |  | N | Y | N | Electric Utility |  |  |  |  | N | [57 empty] | N/A | [39 empty] | 0 | 0 | 10.4
20860 | Wisconsin Public Service Corp | 4067 | Johnson Falls | WI | Marinette | 1 | HY | OP | 1.7 | 0.8 | 0.4 |  | 7 | 1923 | WAT |  | N | Y | N | Electric Utility |  |  |  |  | N | [57 empty] | N/A | [39 empty] | 0 | 0 | 10.4
20860 | Wisconsin Public Service Corp | 4068 | Merrill | WI | Lincoln | 1 | HY | OP | 0.4 | 0.3 | 0.3 |  | 3 | 1917 | WAT |  | N | Y | N | Electric Utility |  |  |  |  | N | [57 empty] | N/A | [39 empty] | 0 | 0 | 10.4
20860 | Wisconsin Public Service Corp | 4072 | Pulliam | WI | Brown | 5 | ST | OP | 50 | 51.3 | 51.8 |  | 9 | 1949 | SUB | NG | Y | Y | N | Electric Utility |  |  |  |  | N | Y |  | Y | [54 empty] | COAL | WI | Pulliam | 4072 | 5 | 2010 | CS56 | ARP, CAIRNOX, CAIROS, CAIRSO2 | 5512.6 | 12 | 157023.77 |  | 516.46 | 0.4334 | 421.111 | 190430.737 | 1815698.386 | 5 | Mid-America Interconnected Network | Brown | Electric Utility | 4911 | Electric Services | 44.5397 | -88.0083 | Wisconsin Public Service Corporation (Owner/Operator) | Phase 2 | Phase II Group 1 | Operating | Dry bottom wall-fired boiler | Coal | Natural Gas |  | Low NOx Burner Technology w/ Overfire Air (Began Jul 01, 2010) | Electrostatic Precipitator | 763 | 11.1396 | COAL | 55 | 1969.112 | 0.4334 | 0.56888 | 11.1396
20860 | Wisconsin Public Service Corp | 4072 | Pulliam | WI | Brown | 6 | ST | OP | 69 | 66 | 67 |  | 11 | 1951 | SUB | NG | Y | Y | N | Electric Utility |  |  |  |  | N | Y |  | Y | [54 empty] | COAL | WI | Pulliam | 4072 | 6 | 2010 | CS56 | ARP, CAIRNOX, CAIROS, CAIRSO2 | 6759.61 | 12 | 261910.85 |  | 874.638 | 0.3674 | 577.471 | 319688.131 | 3048141.22 | 5 | Mid-America Interconnected Network | Brown | Electric Utility | 4911 | Electric Services | 44.5397 | -88.0083 | Wisconsin Public Service Corporation (Owner/Operator) | Phase 2 | Phase II Group 1 | Operating | Dry bottom wall-fired boiler | Coal | Natural Gas |  | Low NOx Burner Technology w/ Overfire Air | Electrostatic Precipitator | 1052 | 11.2445 | COAL | 76 | 1932.8358 | 0.3674 | 0.57388 | 11.2445
20860 | Wisconsin Public Service Corp | 4072 | Pulliam | WI | Brown | 7 | ST | OP | 81.6 | 81.6 | 83.1 |  | 11 | 1958 | SUB | NG | Y | Y | N | Electric Utility |  |  |  |  | N | Y |  | Y | [54 empty] | COAL | WI | Pulliam | 4072 | 7 | 2010 |  | ARP, CAIRNOX, CAIROS, CAIRSO2 | 7802.84 | 12 | 461066.04 |  | 1427.205 | 0.254 | 601.821 | 508232.378 | 4845880.945 | 5 | Mid-America Interconnected Network | Brown | Electric Utility | 4911 | Electric Services | 44.5397 | -88.0083 | Wisconsin Public Service Corporation (Owner/Operator) | Phase 2 | Phase 1 Group 1 | Operating | Dry bottom wall-fired boiler | Coal | Natural Gas |  | Low NOx Burner Technology (Dry Bottom only) Overfire Air | Electrostatic Precipitator | 1507 | 10.4311 | COAL | 84 | 1994.5848 | 0.254 | 0.58904 | 10.4311
20860 | Wisconsin Public Service Corp | 4072 | Pulliam | WI | Brown | 8 | ST | OP | 149.6 | 131.7 | 132.4 |  | 12 | 1964 | SUB | NG | Y | Y | N | Electric Utility |  |  |  |  | N | Y |  | Y | [54 empty] | COAL | WI | Pulliam | 4072 | 8 | 2010 |  | ARP, CAIRNOX, CAIROS, CAIRSO2 | 8567.05 | 12 | 934686.44 |  | 2697.445 | 0.2332 | 1101.186 | 991447.232 | 9453149.478 | 5 | Mid-America Interconnected Network | Brown | Electric Utility | 4911 | Electric Services | 44.5397 | -88.0083 | Wisconsin Public Service Corporation (Owner/Operator) | Table 1 | Phase 1 Group 1 | Operating | Dry bottom wall-fired boiler | Coal | Natural Gas |  | Low NOx Burner Technology (Dry Bottom only) Overfire Air | Electrostatic Precipitator | 1627 | 10.089 | COAL | 144 | 1956.1934 | 0.2332 | 0.5707 | 10.089
20860 | Wisconsin Public Service Corp | 4074 | Sandstone Rapids | WI | Marinette | 1 | HY | OP | 1.9 | 0.8 | 0.5 |  | 1 | 1925 | WAT |  | N | Y | N | Electric Utility |  |  |  |  | N | [57 empty] | N/A | [39 empty] | 0 | 0 | 10.4
20860 | Wisconsin Public Service Corp | 4075 | Tomahawk | WI | Lincoln | 1 | HY | OP | 1.3 | 1.2 | 1.2 |  | 1 | 1938 | WAT |  | N | Y | N | Electric Utility |  |  |  |  | N | [57 empty] | N/A | [39 empty] | 0 | 0 | 10.4
20860 | Wisconsin Public Service Corp | 4076 | West Marinette | WI | Marinette | 31 | GT | OP | 41.8 | 39 | 45.6 |  | 6 | 1971 | NG | DFO | Y | Y | N | Electric Utility |  |  |  |  | N | [57 empty] | GAS | WI | West Marinette | 4076 | 31A | 2010 |  | CAIRNOX, CAIROS, CAIRSO2 | 23.66 | 12 | 367.24 |  | 0.001 | 0.3032 | 0.887 | 292.68 | 4928.438 | 5 | Mid-America Interconnected Network | Marinette | Electric Utility | 4911 | Electric Services | 45.0869 | -87.6881 | Wisconsin Public Service Corporation (Owner/Operator) |  |  | Operating | Combustion turbine | Pipeline Natural Gas | Diesel Oil |  |  |  | 353 | 12.1226 | GAS | 25 | 88 | 0.3032 | 0.000406 | 12.1226
20860 | Wisconsin Public Service Corp | 4076 | West Marinette | WI | Marinette | 32 | GT | OP | 41.8 | 34.8 | 43.8 |  | 4 | 1973 | NG | DFO | Y | Y | N | Electric Utility |  |  |  |  | N | [57 empty] | GAS | WI | West Marinette | 4076 | 32A | 2010 |  | CAIRNOX, CAIROS, CAIRSO2 | 22.78 | 12 | 233.8 |  | 0.001 | 0.2168 | 0.496 | 222.589 | 3745.318 | 5 | Mid-America Interconnected Network | Marinette | Electric Utility | 4911 | Electric Services | 45.0869 | -87.6881 | Wisconsin Public Service Corporation (Owner/Operator) |  |  | Operating | Combustion turbine | Pipeline Natural Gas | Diesel Oil |  |  |  | 353 | 8.992 | GAS | 21 | -42.8571 | 0.2168 | 0.000534 | 8.992
20860 | Wisconsin Public Service Corp | 4076 | West Marinette | WI | Marinette | 33 | GT | OP | 83.5 | 79 | 98.1 |  | 5 | 1993 | NG | DFO | Y | Y | N | Electric Utility |  |  |  |  | N | [57 empty] | GAS | WI | West Marinette | 4076 | **33 | 2010 |  | ARP, CAIRNOX, CAIROS, CAIRSO2 | 250.47 | 12 | 15005.72 |  | 0.114 | 0.1292 | 12.726 | 11531.51 | 193091.027 | 5 | Mid-America Interconnected Network | Marinette | Electric Utility | 4911 | Electric Services | 45.0869 | -87.6881 | Wisconsin Public Service Corporation (Owner/Operator) City of Marshfield (Owner) | Phase 2 |  | Operating | Combustion turbine | Pipeline Natural Gas | Diesel Oil |  | Water Injection |  | 1309.2 | 12.6304 | GAS | 80 | 386.875 | 0.1292 | 0.0011808 | 12.6304
20860 | Wisconsin Public Service Corp | 4077 | Wausau | WI | Marathon | 1 | HY | OP | 1.8 | 1.2 | 1.1 |  | 3 | 1921 | WAT |  | N | Y | N | Electric Utility |  |  |  |  | N | [57 empty] | N/A | [39 empty] | 0 | 0 | 10.4
20860 | Wisconsin Public Service Corp | 4078 | Weston | WI | Marathon | 1 | ST | OP | 60 | 56.7 | 57.6 |  | 12 | 1954 | SUB | NG | Y | Y | N | Electric Utility |  |  |  |  | N | Y |  | Y | [54 empty] | COAL | WI | Weston | 4078 | 1 | 2010 |  | ARP, CAIRNOX, CAIROS, CAIRSO2 | 6625.49 | 12 | 263180.32 |  | 950.362 | 0.2242 | 390.709 | 354908.591 | 3383932.125 | 5 | Mid-America Interconnected Network | Marathon | Electric Utility | 4911 | Electric Services | 44.8606 | -89.6553 | Wisconsin Public Service Corporation (Owner/Operator) | Phase 2 | Phase 1 Group 1 | Operating | Dry bottom wall-fired boiler | Coal | Natural Gas |  | Overfire Air | Electrostatic Precipitator | 1287.7 | 12.5801 | COAL | 62 | 1961.8056 | 0.2242 | 0.56169 | 12.5801
20860 | Wisconsin Public Service Corp | 4078 | Weston | WI | Marathon | 2 | ST | OP | 81.6 | 82.4 | 83.5 |  | 9 | 1960 | SUB | NG | Y | Y | N | Electric Utility |  |  |  |  | N | Y |  | Y | [54 empty] | COAL | WI | Weston | 4078 | 2 | 2010 |  | ARP, CAIRNOX, CAIROS, CAIRSO2 | 8042.02 | 12 | 553650.15 |  | 1650.702 | 0.2846 | 820.642 | 610753.522 | 5823380.493 | 5 | Mid-America Interconnected Network | Marathon | Electric Utility | 4911 | Electric Services | 44.8606 | -89.6553 | Wisconsin Public Service Corporation (Owner/Operator) | Phase 2 | Phase 1 Group 1 | Operating | Dry bottom wall-fired boiler | Coal | Natural Gas |  | Overfire Air | Electrostatic Precipitator | 1319 | 10.4757 | COAL | 87 | 1979.0419 | 0.2846 | 0.56692 | 10.4757
20860 | Wisconsin Public Service Corp | 4078 | Weston | WI | Marathon | 3 | ST | OP | 350.5 | 323.7 | 326.2 |  | 12 | 1981 | SUB | NG | Y | Y | N | Electric Utility |  |  |  |  | N | Y |  | Y | [54 empty] | COAL | WI | Weston | 4078 | 3 | 2010 |  | ARP, CAIRNOX, CAIROS, CAIRSO2 | 8444.61 | 12 | 2640423.39 |  | 7216.508 | 0.1217 | 1493.59 | 2665940.961 | 25418996.99 | 5 | Mid-America Interconnected Network | Marathon | Electric Utility | 4911 | Electric Services | 44.8606 | -89.6553 | Wisconsin Public Service Corporation (Owner/Operator) | Phase 2 | Phase 1 Group 1 | Operating | Tangentially-fired | Coal | Natural Gas |  | Low NOx Burner Technology w/ Separated OFA Low NOx Burner Technology w/ Closed-coupled OFA | Baghouse | 4509 | 9.6091 | COAL | 365 | 1940.5273 | 0.1217 | 0.5678 | 9.6091
20860 | Wisconsin Public Service Corp | 4078 | Weston | WI | Marathon | 31 | GT | OP | 19.6 | 17.8 | 23.8 |  | 3 | 1969 | NG | DFO | Y | Y | N | Electric Utility |  |  |  |  | N | [57 empty] | GAS | WI | Weston | 4078 | 32B | 2010 |  | CAIRNOX, CAIROS, CAIRSO2 | 60.98 | 12 | 1096.87 |  | 0.005 | 0.3474 | 2.782 | 907.422 | 15552.979 | 5 | Mid-America Interconnected Network | Marathon | Electric Utility | 4911 | Electric Services | 44.8606 | -89.6553 | Wisconsin Public Service Corporation (Owner/Operator) |  |  | Operating | Combustion turbine | Pipeline Natural Gas | Diesel Oil |  |  |  | 434 | 11.8302 | GAS | 30 | -130.2521 | 0.3474 | 0.000643 | 11.8302
20860 | Wisconsin Public Service Corp | 4078 | Weston | WI | Marathon | 32 | GT | OP | 56.7 | 48.2 | 62.6 |  | 6 | 1973 | NG | DFO | Y | Y | N | Electric Utility |  |  |  |  | N | [57 empty] | GAS | WI | Weston | 4078 | 32A | 2010 |  | CAIRNOX, CAIROS, CAIRSO2 | 61.31 | 12 | 1138.96 |  | 0.005 | 0.3267 | 2.704 | 937.982 | 16084.573 | 5 | Mid-America Interconnected Network | Marathon | Electric Utility | 4911 | Electric Services | 44.8606 | -89.6553 | Wisconsin Public Service Corporation (Owner/Operator) |  |  | Operating | Combustion turbine | Pipeline Natural Gas | Diesel Oil |  |  |  | 434 | 12.2593 | GAS | 31 | -9.6774 | 0.3267 | 0.000622 | 12.2593
20860 | Wisconsin Public Service Corp | 4078 | Weston | WI | Marathon | 4 | ST | OP | 595 | 549.2 | 553.7 |  | 7 | 2008 | SUB | NG | Y | Y | N | Electric Utility |  |  |  |  | N | Y |  |  | Y | [53 empty] | COAL | WI | Weston | 4078 | 4 | 2010 |  | ARP, CAIRNOX, CAIROS, CAIRSO2 | 7672.39 | 12 | 4021384.17 |  | 1119.939 | 0.0561 | 921.722 | 3455383.77 | 32966134.54 | 5 | Mid-America Interconnected Network | Marathon | Electric Utility | 4911 | Electric Services | 44.8606 | -89.6553 | Wisconsin Public Service Corporation (Owner/Operator) Dairyland Power Cooperative (Owner) | Phase 2 |  | Operating | Dry bottom wall-fired boiler | Coal | Natural Gas | Dry Lime FGD | Selective Catalytic Reduction | Baghouse | 5217 | 8.1422 | COAL | 601 | 1957.2873 | 0.0561 | 0.067945 | 8.1422
20860 | Wisconsin Public Service Corp | 7366 | Lincoln Turbines | WI | Kewaunee | 1 | WT | OP | 9.2 | 1.4 | 2.3 |  | 6 | 1999 | WND |  | N | Y | N | Electric Utility |  |  |  |  | N | [57 empty] | N/A | [39 empty] | 0 | 0 | 10.4
20860 | Wisconsin Public Service Corp | 55029 | De Pere Energy Center | WI | Brown | CT01 | GT | OP | 187.2 | 169.1 | 196.2 |  | 6 | 1999 | NG | DFO | Y | Y | N | Electric Utility |  |  |  |  | N | [57 empty] | GAS | WI | Depere Energy Center | 55029 | B01 | 2010 |  | ARP, CAIRNOX, CAIROS, CAIRSO2 | 282.08 | 12 | 29911.15 |  | 0.112 | 0.0947 | 16.831 | 21997.924 | 370156.826 | 5 |  | Brown | Electric Utility | 4911 | Electric Services | 44.4489 | -88.0731 | Wisconsin Public Service Corporation (Owner/Operator) | Phase 2 |  | Operating | Combustion turbine | Pipeline Natural Gas | Diesel Oil |  | Water Injection |  | 2213 | 11.2756 | GAS | 190 | 483.6842 | 0.0947 | 0.000605 | 11.2756
20860 | Wisconsin Public Service Corp | 4060 | Alexander | WI | Lincoln | 2 | HY | OP | 1.4 | 0.8 | 0.8 |  | 1 | 1925 | WAT |  | N | Y | N | Electric Utility |  |  |  |  | N | [57 empty] | N/A | [39 empty] | 0 | 0 | 10.4
20860 | Wisconsin Public Service Corp | 4060 | Alexander | WI | Lincoln | 3 | HY | OP | 1.4 | 0.8 | 0.8 |  | 1 | 1925 | WAT |  | N | Y | N | Electric Utility |  |  |  |  | N | [57 empty] | N/A | [39 empty] | 0 | 0 | 10.4
20860 | Wisconsin Public Service Corp | 4061 | Caldron Falls | WI | Marinette | 2 | HY | OP | 3.2 | 3.4 | 3.4 |  | 11 | 1924 | WAT |  | N | Y | N | Electric Utility |  |  |  |  | N | [57 empty] | N/A | [39 empty] | 0 | 0 | 10.4
20860 | Wisconsin Public Service Corp | 4064 | Hat Rapids | WI | Oneida | 1 | HY | OP | 0.8 | 0.4 | 0.5 |  | 6 | 1923 | WAT |  | N | Y | N | Electric Utility |  |  |  |  | N | [57 empty] | N/A | [39 empty] | 0 | 0 | 10.4
20860 | Wisconsin Public Service Corp | 4064 | Hat Rapids | WI | Oneida | 2A | HY | OP | 0.5 | 0.3 | 0.3 |  | 10 | 1984 | WAT |  | N | Y | N | Electric Utility |  |  |  |  | N | [57 empty] | N/A | [39 empty] | 0 | 0 | 10.4
20860 | Wisconsin Public Service Corp | 4064 | Hat Rapids | WI | Oneida | 3A | HY | OP | 0.4 | 0.2 | 0.2 |  | 9 | 1984 | WAT |  | N | Y | N | Electric Utility |  |  |  |  | N | [57 empty] | N/A | [39 empty] | 0 | 0 | 10.4
20860 | Wisconsin Public Service Corp | 4065 | High Falls | WI | Marinette | 2 | HY | OP | 1.4 | 0.5 | 0.3 |  | 8 | 1910 | WAT |  | N | Y | N | Electric Utility |  |  |  |  | N | [57 empty] | N/A | [39 empty] | 0 | 0 | 10.4
20860 | Wisconsin Public Service Corp | 4065 | High Falls | WI | Marinette | 3 | HY | OP | 1.4 | 0.5 | 0.3 |  | 8 | 1910 | WAT |  | N | Y | N | Electric Utility |  |  |  |  | N | [57 empty] | N/A | [39 empty] | 0 | 0 | 10.4
20860 | Wisconsin Public Service Corp | 4065 | High Falls | WI | Marinette | 4 | HY | OP | 1.4 | 0.5 | 0.3 |  | 8 | 1910 | WAT |  | N | Y | N | Electric Utility |  |  |  |  | N | [57 empty] | N/A | [39 empty] | 0 | 0 | 10.4
20860 | Wisconsin Public Service Corp | 4065 | High Falls | WI | Marinette | 5 | HY | OP | 1.4 | 0.5 | 0.3 |  | 8 | 1910 | WAT |  | N | Y | N | Electric Utility |  |  |  |  | N | [57 empty] | N/A | [39 empty] | 0 | 0 | 10.4
20860 | Wisconsin Public Service Corp | 4067 | Johnson Falls | WI | Marinette | 2 | HY | OP | 1.7 | 0.8 | 0.4 |  | 7 | 1923 | WAT |  | N | Y | N | Electric Utility |  |  |  |  | N | [57 empty] | N/A | [39 empty] | 0 | 0 | 10.4
20860 | Wisconsin Public Service Corp | 4068 | Merrill | WI | Lincoln | 2 | HY | OP | 0.4 | 0.3 | 0.3 |  | 3 | 1917 | WAT |  | N | Y | N | Electric Utility |  |  |  |  | N | [57 empty] | N/A | [39 empty] | 0 | 0 | 10.4
20860 | Wisconsin Public Service Corp | 4068 | Merrill | WI | Lincoln | 3 | HY | OP | 1.5 | 1.3 | 1.3 |  | 6 | 1984 | WAT |  | N | Y | N | Electric Utility |  |  |  |  | N | [57 empty] | N/A | [39 empty] | 0 | 0 | 10.4
20860 | Wisconsin Public Service Corp | 4071 | Potato Rapids | WI | Marinette | 1 | HY | OP | 0.5 | 0.2 | 0.2 |  | 6 | 1926 | WAT |  | N | Y | N | Electric Utility |  |  |  |  | N | [57 empty] | N/A | [39 empty] | 0 | 0 | 10.4
20860 | Wisconsin Public Service Corp | 4071 | Potato Rapids | WI | Marinette | 2 | HY | OP | 0.4 | 0.2 | 0.1 |  | 5 | 1921 | WAT |  | N | Y | N | Electric Utility |  |  |  |  | N | [57 empty] | N/A | [39 empty] | 0 | 0 | 10.4
20860 | Wisconsin Public Service Corp | 4071 | Potato Rapids | WI | Marinette | 3 | HY | OP | 0.4 | 0.2 | 0.1 |  | 5 | 1921 | WAT |  | N | Y | N | Electric Utility |  |  |  |  | N | [57 empty] | N/A | [39 empty] | 0 | 0 | 10.4
20860 | Wisconsin Public Service Corp | 4072 | Pulliam | WI | Brown | 31 | GT | OP | 91 | 86.5 | 107 |  | 5 | 2003 | NG | DFO | Y | Y | N | Electric Utility |  |  |  |  | N | [57 empty] | GAS | WI | Pulliam | 4072 | 32 | 2010 |  | ARP, CAIRNOX, CAIROS, CAIRSO2 | 254.16 | 12 | 16825.26 |  | 0.062 | 0.0317 | 2.608 | 12263.506 | 206342.162 | 5 | Mid-America Interconnected Network | Brown | Electric Utility | 4911 | Electric Services | 44.5397 | -88.0083 | Wisconsin Public Service Corporation (Owner/Operator) | Phase 2 |  | Operating | Combustion turbine | Pipeline Natural Gas | Diesel Oil |  | Dry Low NOx Burners Water Injection |  | 1183.9 | 11.8791 | GAS | 100 | 465 | 0.0317 | 0.000601 | 11.8791
20860 | Wisconsin Public Service Corp | 4074 | Sandstone Rapids | WI | Marinette | 2 | HY | OP | 1.9 | 0.8 | 0.5 |  | 1 | 1925 | WAT |  | N | Y | N | Electric Utility |  |  |  |  | N | [57 empty] | N/A | [39 empty] | 0 | 0 | 10.4
20860 | Wisconsin Public Service Corp | 4075 | Tomahawk | WI | Lincoln | 2 | HY | OP | 1.3 | 1.2 | 1.2 |  | 1 | 1938 | WAT |  | N | Y | N | Electric Utility |  |  |  |  | N | [57 empty] | N/A | [39 empty] | 0 | 0 | 10.4
20860 | Wisconsin Public Service Corp | 4077 | Wausau | WI | Marathon | 2 | HY | OP | 1.8 | 1.2 | 1.1 |  | 5 | 1921 | WAT |  | N | Y | N | Electric Utility |  |  |  |  | N | [57 empty] | N/A | [39 empty] | 0 | 0 | 10.4
20860 | Wisconsin Public Service Corp | 4077 | Wausau | WI | Marathon | 3 | HY | OP | 1.8 | 1.2 | 1.1 |  | 3 | 1924 | WAT |  | N | Y | N | Electric Utility |  |  |  |  | N | [57 empty] | N/A | [39 empty] | 0 | 0 | 10.4
20860 | Wisconsin Public Service Corp | 7882 | Glenmore Turbines | WI | Brown | 1 | WT | OP | 1.2 | 0.1 | 0.1 |  | 2 | 1998 | WND |  | N | Y | N | Electric Utility |  |  |  |  | N | [57 empty] | N/A | [39 empty] | 0 | 0 | 10.4
20860 | Wisconsin Public Service Corp | 56831 | Crane Creek Wind Energy Center | IA | Howard | 1 | WT | OP | 99 | 28.1 | 34.8 |  | 12 | 2009 | WND |  | N | Y | N | Electric Utility |  |  |  |  | N | [57 empty] | N/A | [39 empty] | 0 | 0 | 10.4
20863 | Wisconsin River Power Company | 4079 | Castle Rock | WI | Adams | 1 | HY | OP | 3 | 3.5 | 3.5 |  | 8 | 1951 | WAT |  | N | Y | N | Electric Utility |  |  |  |  | N | [57 empty] | N/A | [39 empty] | 0 | 0 | 10.4
20863 | Wisconsin River Power Company | 4080 | Petenwell | WI | Juneau | 1 | HY | OP | 5 | 5.2 | 5.2 |  | 8 | 1949 | WAT |  | N | Y | N | Electric Utility |  |  |  |  | N | [57 empty] | N/A | [39 empty] | 0 | 0 | 10.4
20863 | Wisconsin River Power Company | 8050 | Juneau | WI | Juneau | 31 | GT | OP | 16 | 12.9 | 16.2 |  | 7 | 2003 | DFO |  | N | Y | N | Electric Utility |  |  |  |  | N | [57 empty] | LIQUID | [39 empty] | 0.25382 | 0.024703 | 14.7969
20863 | Wisconsin River Power Company | 4079 | Castle Rock | WI | Adams | 2 | HY | OP | 3 | 3.5 | 3.5 |  | 11 | 1950 | WAT |  | N | Y | N | Electric Utility |  |  |  |  | N | [57 empty] | N/A | [39 empty] | 0 | 0 | 10.4
20863 | Wisconsin River Power Company | 4079 | Castle Rock | WI | Adams | 3 | HY | OP | 3 | 3.5 | 3.5 |  | 10 | 1950 | WAT |  | N | Y | N | Electric Utility |  |  |  |  | N | [57 empty] | N/A | [39 empty] | 0 | 0 | 10.4
20863 | Wisconsin River Power Company | 4079 | Castle Rock | WI | Adams | 4 | HY | OP | 3 | 3.5 | 3.5 |  | 8 | 1950 | WAT |  | N | Y | N | Electric Utility |  |  |  |  | N | [57 empty] | N/A | [39 empty] | 0 | 0 | 10.4
20863 | Wisconsin River Power Company | 4079 | Castle Rock | WI | Adams | 5 | HY | OP | 3 | 3.5 | 3.5 |  | 8 | 1950 | WAT |  | N | Y | N | Electric Utility |  |  |  |  | N | [57 empty] | N/A | [39 empty] | 0 | 0 | 10.4
20863 | Wisconsin River Power Company | 4080 | Petenwell | WI | Juneau | 2 | HY | OP | 5 | 5.2 | 5.2 |  | 10 | 1949 | WAT |  | N | Y | N | Electric Utility |  |  |  |  | N | [57 empty] | N/A | [39 empty] | 0 | 0 | 10.4
20863 | Wisconsin River Power Company | 4080 | Petenwell | WI | Juneau | 3 | HY | OP | 5 | 5.2 | 5.2 |  | 11 | 1949 | WAT |  | N | Y | N | Electric Utility |  |  |  |  | N | [57 empty] | N/A | [39 empty] | 0 | 0 | 10.4
20863 | Wisconsin River Power Company | 4080 | Petenwell | WI | Juneau | 4 | HY | OP | 5 | 5.2 | 5.2 |  | 1 | 1950 | WAT |  | N | Y | N | Electric Utility |  |  |  |  | N | [57 empty] | N/A | [39 empty] | 0 | 0 | 10.4
20880 | City of Wisner | 2316 | Wisner | NE | Cuming | 3 | IC | OP | 0.8 | 0.8 | 0.8 |  | 5 | 1969 | DFO |  | N | Y | N | Electric Utility |  |  |  |  | N | [57 empty] | LIQUID | [39 empty] | 0.7385 | 0.025484 | 12.5895
20880 | City of Wisner | 2316 | Wisner | NE | Cuming | 4 | IC | OP | 1.5 | 1.5 | 1.5 |  | 3 | 2010 | DFO |  | N | Y | N | Electric Utility | [62 empty] | LIQUID | [39 empty] | 0.7385 | 0.025484 | 12.5895
20880 | City of Wisner | 2316 | Wisner | NE | Cuming | 5 | IC | OP | 1.5 | 1.5 | 1.5 |  | 3 | 2010 | DFO |  | N | Y | N | Electric Utility | [62 empty] | LIQUID | [39 empty] | 0.7385 | 0.025484 | 12.5895
20893 | Wolf Creek Nuclear Optg Corp | 210 | Wolf Creek Generating Station | KS | Coffey | 1 | ST | OP | 1267.7 | 1175 | 1205 |  | 9 | 1985 | NUC |  | N | Y | N | Electric Utility | [62 empty] | N/A | [39 empty] | 0 | 0 | 10.4
20910 | Wolverine Power Supply Coop | 1873 | Tower | MI | Cheboygan | GT4 | GT | OP | 21.3 | 19.3 | 24.7 |  | 3 | 1971 | DFO |  | N | Y | N | Electric Utility |  |  |  |  | N | [57 empty] | LIQUID | [39 empty] | 0.84221 | 0.17267 | 12.5592
20910 | Wolverine Power Supply Coop | 1877 | George Johnson | MI | Osceola | 10 | GT | OP | 25 | 24.3 | 30.4 |  | 6 | 2000 | NG |  | N | Y | N | Electric Utility |  |  |  |  | N | [57 empty] | GAS | [39 empty] | 0.11921 | 0.001708 | 11.1273
20910 | Wolverine Power Supply Coop | 1877 | George Johnson | MI | Osceola | 9 | GT | OP | 25 | 24.4 | 29.7 |  | 6 | 2000 | NG |  | N | Y | N | Electric Utility |  |  |  |  | N | [57 empty] | GAS | [39 empty] | 0.11921 | 0.001708 | 11.1273
20910 | Wolverine Power Supply Coop | 1880 | Claude Vandyke | MI | Allegan | 6 | CS | OP | 23 | 19.3 | 23.9 |  | 1 | 1967 | NG |  | N | Y | N | Electric Utility |  |  |  |  | N | [57 empty] | GAS | [39 empty] | 0.1804 | 0.0006161 | 11.4355
20910 | Wolverine Power Supply Coop | 1880 | Claude Vandyke | MI | Allegan | 8 | GT | OP | 24.8 | 20.2 | 27.3 |  | 9 | 2001 | NG |  | N | Y | N | Electric Utility |  |  |  |  | N | [57 empty] | GAS | [39 empty] | 0.11265 | 0.001591 | 11.0339
20910 | Wolverine Power Supply Coop | 1881 | Vestaburg | MI | Montcalm | 8 | GT | OP | 23.7 | 18.5 | 25.5 |  | 7 | 1972 | NG | DFO | Y | Y | N | Electric Utility |  |  |  |  | N | [57 empty] | GAS | [39 empty] | 0.24553 | 0.0038818 | 12.7087
20910 | Wolverine Power Supply Coop | 7932 | Gaylord | MI | Otsego | 1 | GT | OP | 23.4 | 20.2 | 27.1 |  | 6 | 2001 | NG |  | N | Y | N | Electric Utility |  |  |  |  | N | [57 empty] | GAS | [39 empty] | 0.11657 | 0.0016549 | 11.0642
20910 | Wolverine Power Supply Coop | 7932 | Gaylord | MI | Otsego | 2 | GT | OP | 23.4 | 20.2 | 27.1 |  | 6 | 2001 | NG |  | N | Y | N | Electric Utility |  |  |  |  | N | [57 empty] | GAS | [39 empty] | 0.11657 | 0.0016549 | 11.0642
20910 | Wolverine Power Supply Coop | 7932 | Gaylord | MI | Otsego | 3 | GT | OP | 23.4 | 20.2 | 27.1 |  | 6 | 2001 | NG |  | N | Y | N | Electric Utility |  |  |  |  | N | [57 empty] | GAS | [39 empty] | 0.11657 | 0.0016549 | 11.0642
20910 | Wolverine Power Supply Coop | 7972 | Sumpter | MI | Wayne | 1 | GT | OP | 85 | 77 | 93.9 |  | 7 | 2002 | NG |  | N | Y | N | Electric Utility |  |  |  |  | N | [57 empty] | GAS | MI | Sumpter Plant | 7972 | 1 | 2010 |  | ARP, CAIRNOX, CAIROS, CAIRSO2 | 215.3 | 12 | 11783.18 |  | 0.047 | 0.0297 | 1.858 | 9229.497 | 155305.73 | 5 |  | Wayne | Electric Utility | 4911 | Electric Services | 42.167 | -83.5318 | FirstEnergy Generation Corporation (Owner/Operator) (Ended Apr 22, 2010) Wolverine Power Supply Cooperative, Inc. (Owner/Operator) (Started Apr 22, 2010) | Phase 2 |  | Operating | Combustion turbine | Pipeline Natural Gas |  |  | Dry Low NOx Burners |  | 1000 | 12.598 | GAS | 80 | 1913.125 | 0.0297 | 0.000605 | 12.598
20910 | Wolverine Power Supply Coop | 7972 | Sumpter | MI | Wayne | 2 | GT | OP | 85 | 77.5 | 94.2 |  | 7 | 2002 | NG |  | N | Y | N | Electric Utility |  |  |  |  | N | [57 empty] | GAS | MI | Sumpter Plant | 7972 | 2 | 2010 |  | ARP, CAIRNOX, CAIROS, CAIRSO2 | 214.21 | 12 | 11923.37 |  | 0.047 | 0.03 | 1.913 | 9359.635 | 157512.631 | 5 |  | Wayne | Electric Utility | 4911 | Electric Services | 42.167 | -83.5318 | FirstEnergy Generation Corporation (Owner/Operator) (Ended Apr 22, 2010) Wolverine Power Supply Cooperative, Inc. (Owner/Operator) (Started Apr 22, 2010) | Phase 2 |  | Operating | Combustion turbine | Pipeline Natural Gas |  |  | Dry Low NOx Burners |  | 1000 | 12.5069 | GAS | 82 | 1925.6098 | 0.03 | 0.000597 | 12.5069
20910 | Wolverine Power Supply Coop | 7972 | Sumpter | MI | Wayne | 3 | GT | OP | 85 | 76.6 | 93.1 |  | 7 | 2002 | NG |  | N | Y | N | Electric Utility |  |  |  |  | N | [57 empty] | GAS | MI | Sumpter Plant | 7972 | 3 | 2010 |  | ARP, CAIRNOX, CAIROS, CAIRSO2 | 201.51 | 12 | 11003.08 |  | 0.044 | 0.0318 | 2.018 | 8675.722 | 145982.332 | 5 |  | Wayne | Electric Utility | 4911 | Electric Services | 42.167 | -83.5318 | FirstEnergy Generation Corporation (Owner/Operator) (Ended Apr 22, 2010) Wolverine Power Supply Cooperative, Inc. (Owner/Operator) (Started Apr 22, 2010) | Phase 2 |  | Operating | Combustion turbine | Pipeline Natural Gas |  |  | Dry Low NOx Burners |  | 1000 | 12.6355 | GAS | 80 | 1918.125 | 0.0318 | 0.000603 | 12.6355
20910 | Wolverine Power Supply Coop | 7972 | Sumpter | MI | Wayne | 4 | GT | OP | 85 | 77.3 | 93.8 |  | 7 | 2002 | NG |  | N | Y | N | Electric Utility |  |  |  |  | N | [57 empty] | GAS | MI | Sumpter Plant | 7972 | 4 | 2010 |  | ARP, CAIRNOX, CAIROS, CAIRSO2 | 190.94 | 12 | 10301.07 |  | 0.041 | 0.0314 | 1.882 | 8161.156 | 137323.148 | 5 |  | Wayne | Electric Utility | 4911 | Electric Services | 42.167 | -83.5318 | FirstEnergy Generation Corporation (Owner/Operator) (Ended Apr 22, 2010) Wolverine Power Supply Cooperative, Inc. (Owner/Operator) (Started Apr 22, 2010) | Phase 2 |  | Operating | Combustion turbine | Pipeline Natural Gas |  |  | Dry Low NOx Burners |  | 1000 | 12.7173 | GAS | 77 | 1890.9091 | 0.0314 | 0.000597 | 12.7173
20910 | Wolverine Power Supply Coop | 1881 | Vestaburg | MI | Montcalm | 6 | IC | OP | 3 | 3 | 3 |  | 1 | 1959 | DFO |  | N | Y | N | Electric Utility |  |  |  |  | N | [57 empty] | LIQUID | [39 empty] | 0.7385 | 0.025484 | 12.5895
20910 | Wolverine Power Supply Coop | 1881 | Vestaburg | MI | Montcalm | 7 | IC | OP | 3 | 3 | 3 |  | 1 | 1960 | DFO |  | N | Y | N | Electric Utility |  |  |  |  | N | [57 empty] | LIQUID | [39 empty] | 0.7385 | 0.025484 | 12.5895
20919 | Boyce Hydro Power LLC | 50157 | Sanford | MI | Midland | 1 | HY | OP | 1.2 | 1.2 | 1.2 |  | 1 | 1923 | WAT |  | N | N | N | IPP Non-CHP |  |  |  |  | N | [57 empty] | N/A | [39 empty] | 0 | 0 | 10.4
20919 | Boyce Hydro Power LLC | 50158 | Edenville | MI | Gladwin | 1 | HY | OP | 2.4 | 2.4 | 2.4 |  | 1 | 1923 | WAT |  | N | N | N | IPP Non-CHP |  |  |  |  | N | [57 empty] | N/A | [39 empty] | 0 | 0 | 10.4
20919 | Boyce Hydro Power LLC | 50160 | Smallwood | MI | Gladwin | 1 | HY | OP | 1.2 | 1.2 | 1.2 |  | 1 | 1923 | WAT |  | N | N | N | IPP Non-CHP |  |  |  |  | N | [57 empty] | N/A | [39 empty] | 0 | 0 | 10.4
21013 | City of Worthington | 2024 | Worthington | MN | Nobles | 1 | IC | OP | 2 | 2 | 2 |  | 8 | 2002 | DFO |  | N | Y | N | Electric Utility |  |  |  |  | N | [57 empty] | LIQUID | [39 empty] | 0.7385 | 0.025484 | 12.5895
21013 | City of Worthington | 2024 | Worthington | MN | Nobles | 10 | WT | OP | 0.9 | 0.9 | 0.9 |  | 7 | 2002 | WND |  | N | Y | N | Electric Utility |  |  |  |  | N | [57 empty] | N/A | [39 empty] | 0 | 0 | 10.4
21013 | City of Worthington | 2024 | Worthington | MN | Nobles | 11 | WT | OP | 0.9 | 0.9 | 0.9 |  | 7 | 2002 | WND |  | N | Y | N | Electric Utility |  |  |  |  | N | [57 empty] | N/A | [39 empty] | 0 | 0 | 10.4
21013 | City of Worthington | 2024 | Worthington | MN | Nobles | 12 | WT | OP | 1 | 1 | 1 |  | 12 | 2003 | WND |  | N | Y | N | Electric Utility |  |  |  |  | N | [57 empty] | N/A | [39 empty] | 0 | 0 | 10.4
21013 | City of Worthington | 2024 | Worthington | MN | Nobles | 13 | WT | OP | 1 | 1 | 1 |  | 12 | 2003 | WND |  | N | Y | N | Electric Utility |  |  |  |  | N | [57 empty] | N/A | [39 empty] | 0 | 0 | 10.4
21013 | City of Worthington | 2024 | Worthington | MN | Nobles | 2 | IC | OP | 2 | 2 | 2 |  | 8 | 2002 | DFO |  | N | Y | N | Electric Utility |  |  |  |  | N | [57 empty] | LIQUID | [39 empty] | 0.7385 | 0.025484 | 12.5895
21013 | City of Worthington | 2024 | Worthington | MN | Nobles | 3 | IC | OP | 2 | 2 | 2 |  | 8 | 2002 | DFO |  | N | Y | N | Electric Utility |  |  |  |  | N | [57 empty] | LIQUID | [39 empty] | 0.7385 | 0.025484 | 12.5895
21013 | City of Worthington | 2024 | Worthington | MN | Nobles | 4 | IC | OP | 2 | 2 | 2 |  | 8 | 2002 | DFO |  | N | Y | N | Electric Utility |  |  |  |  | N | [57 empty] | LIQUID | [39 empty] | 0.7385 | 0.025484 | 12.5895
21013 | City of Worthington | 2024 | Worthington | MN | Nobles | 5 | IC | OP | 2 | 2 | 2 |  | 8 | 2002 | DFO |  | N | Y | N | Electric Utility |  |  |  |  | N | [57 empty] | LIQUID | [39 empty] | 0.7385 | 0.025484 | 12.5895
21013 | City of Worthington | 2024 | Worthington | MN | Nobles | 6 | IC | OP | 2 | 2 | 2 |  | 8 | 2002 | DFO |  | N | Y | N | Electric Utility |  |  |  |  | N | [57 empty] | LIQUID | [39 empty] | 0.7385 | 0.025484 | 12.5895
21013 | City of Worthington | 2024 | Worthington | MN | Nobles | 7 | IC | OP | 2 | 2 | 2 |  | 2 | 2002 | DFO |  | N | Y | N | Electric Utility |  |  |  |  | N | [57 empty] | LIQUID | [39 empty] | 0.7385 | 0.025484 | 12.5895
21013 | City of Worthington | 2024 | Worthington | MN | Nobles | 8 | WT | OP | 0.9 | 0.9 | 0.9 |  | 7 | 2002 | WND |  | N | Y | N | Electric Utility |  |  |  |  | N | [57 empty] | N/A | [39 empty] | 0 | 0 | 10.4
21013 | City of Worthington | 2024 | Worthington | MN | Nobles | 9 | WT | OP | 0.9 | 0.9 | 0.9 |  | 7 | 2002 | WND |  | N | Y | N | Electric Utility |  |  |  |  | N | [57 empty] | N/A | [39 empty] | 0 | 0 | 10.4
21015 | City of Wrangell | 95 | Wrangell | AK | WRANGELL PETERSBURG | 11 | IC | OP | 2 | 2 | 2 |  | 9 | 2000 | DFO |  | N | N | N | Electric Utility |  |  |  |  | N | [57 empty] | LIQUID | [39 empty] | 0.7385 | 0.025484 | 12.5895
21015 | City of Wrangell | 95 | Wrangell | AK | WRANGELL PETERSBURG | 12 | IC | OP | 2 | 2 | 2 |  | 9 | 2000 | DFO |  | N | N | N | Electric Utility | [62 empty] | LIQUID | [39 empty] | 0.7385 | 0.025484 | 12.5895
21015 | City of Wrangell | 95 | Wrangell | AK | WRANGELL PETERSBURG | 13 | IC | OP | 2 | 2 | 2 |  | 6 | 2002 | DFO |  | N | N | N | Electric Utility | [62 empty] | LIQUID | [39 empty] | 0.7385 | 0.025484 | 12.5895
21015 | City of Wrangell | 95 | Wrangell | AK | WRANGELL PETERSBURG | 9 | IC | OP | 2.5 | 2.5 | 2.5 |  | 6 | 1987 | DFO |  | N | N | N | Electric Utility | [62 empty] | LIQUID | [39 empty] | 0.7385 | 0.025484 | 12.5895
21020 | Wythe Park Power Inc | 54045 | Wythe Park Power Petersburg Plant | VA | Petersburg | 1 | IC | OP | 3 | 3 | 3 |  | 11 | 1989 | WO | DFO | Y | Y | N | IPP Non-CHP | [62 empty] | LIQUID | [39 empty] | 2.8617 | 0.16958 | 10.4
21025 | WPS Power Developement | 10617 | CH Resources Beaver Falls | NY | Lewis | GEN1 | CT | OP | 65.5 | 52.5 | 57.7 |  | 4 | 1995 | NG | DFO | Y | Y | Y | IPP CHP | [62 empty] | GAS | NY | WPS Beaver Falls Generation, LLC | 10617 | 1 | 2010 |  | CAIRNOX, CAIROS, CAIRSO2, RGGI | 36.14 | 12 | 1399.6 |  | 0.063 | 0.2067 | 1.722 | 1123.137 | 17767.711 | 2 |  | Lewis | Cogeneration | 4931 | Elec & Other Services Combined | 43.8861 | -75.4342 | WPS Power Development, Inc. (Owner/Operator) |  |  | Operating | Combined cycle | Pipeline Natural Gas | Diesel Oil |  | Selective Catalytic Reduction Steam Injection |  | 812 | 11.8459 | GAS | 68 | 410.7452 | 0.2067 | 0.0070915 | 11.8459
21025 | WPS Power Developement | 10617 | CH Resources Beaver Falls | NY | Lewis | GEN2 | CA | OP | 42.3 | 34 | 37.2 |  | 4 | 1995 | NG | DFO | Y | Y | Y | IPP CHP |  |  |  |  | N | [57 empty] | GAS | [39 empty] | 0 | 0 | 10.4
21025 | WPS Power Developement | 50611 | WPS Westwood Generation LLC | PA | Schuylkill | GEN1 | ST | OP | 36 | 30 | 30 |  | 6 | 1987 | WC |  | N | Y | N | IPP Non-CHP |  |  |  |  | N |  | Y | [55 empty] | COAL | PA | WPS Westwood Generation, LLC | 50611 | 31 | 2010 |  | ARP, CAIRNOX, CAIROS, CAIRSO2 | 6786.67 | 12 | 209652.08 |  | 266.203 | 0.1589 | 243.597 | 352999.362 | 2991252.376 | 3 |  | Schuylkill | Electric Utility | 4911 | Electric Services | 40.6191 | -76.45 | WPS Power Development, Inc. (Owner/Operator) | Phase 2 |  | Operating | Circulating fluidized bed boiler | Coal | Diesel Oil | Fluidized Bed Limestone Injection |  | Baghouse | 615 | 10.4 | COAL | 59.1346 | -485.5769 | 0.1589 | 0.17799 | 11.7534
21025 | WPS Power Developement | 55558 | Combined Locks Energy Center | WI | Outagamie | GEN1 | CT | OP | 48 | 46.6 | 47 |  | 5 | 2002 | NG |  | N | Y | Y | Industrial CHP |  |  |  |  | N | [57 empty] | GAS | WI | Combined Locks Energy Center, LLC | 55558 | B06 | 2010 |  | ARP, CAIRNOX, CAIROS, CAIRSO2 | 521.44 | 12 | 31273.31 |  | 0.066 | 0.0158 | 1.22 | 13012.386 | 218955.114 | 5 |  | Outagamie | Electric Utility | 2621 | Paper Mills Exc Building Paper | 44.2717 | -88.3011 | WPS Power Development, Inc. (Owner/Operator) | Phase 2 |  | Operating | Combustion turbine | Pipeline Natural Gas |  |  | Water Injection Selective Catalytic Reduction |  | 587 | 6.7865 | GAS | 77 | -319.1489 | 0.0158 | 0.000603 | 9.7691
21025 | WPS Power Developement | 55558 | Combined Locks Energy Center | WI | Outagamie | GEN2 | CA | OP | 5 | 4.3 | 4.7 |  | 5 | 2002 | NG |  | N | Y | N | Industrial CHP |  |  |  |  | N | [57 empty] | GAS | [39 empty] | 0 | 0 | 10.4
21048 | Wyandotte Municipal Serv Comm | 1866 | Wyandotte | MI | Wayne | 4 | ST | OP | 11.5 | 10.5 | 11.5 |  | 1 | 1948 | BIT | TDF | Y | Y | N | Electric Utility |  |  |  |  | N | Y | [56 empty] | COAL | [39 empty] | 0.70379 | 1.5281 | 13.4369
21048 | Wyandotte Municipal Serv Comm | 1866 | Wyandotte | MI | Wayne | 5 | ST | OP | 22 | 22 | 24 |  | 1 | 1958 | BIT | TDF | Y | Y | N | Electric Utility |  |  |  |  | N |  | Y | [55 empty] | COAL | MI | Wyandotte | 1866 | 8 | 2010 |  | ARP, CAIRNOX, CAIROS, CAIRSO2 | 6824.66 | 12 |  | 993563.19 | 187.292 | 0.2308 | 169.956 | 148158.745 | 1444131.586 | 5 | East Central Area Reliability Coordination Agreement | Wayne | Electric Utility | 4911 | Electric Services | 42.2081 | -83.1453 | Wyandotte Municipal Services (Owner/Operator) | Phase 2 |  | Operating | Circulating fluidized bed boiler | Coal |  | Fluidized Bed Limestone Injection | Combustion Modification/Fuel Reburning | Baghouse | 369 | 10.4 | COAL | 30.4284 | 366.0758 | 0.2308 | 0.25938 | 12.3297
21048 | Wyandotte Municipal Serv Comm | 1866 | Wyandotte | MI | Wayne | 6 | ST | OP | 7.5 | 7.5 | 7.5 |  | 1 | 1969 | BIT | TDF | Y | Y | N | Electric Utility |  |  |  |  | N |  | Y | [55 empty] | COAL | [39 empty] | 0.75392 | 1.2736 | 12.8156
21048 | Wyandotte Municipal Serv Comm | 1866 | Wyandotte | MI | Wayne | 7 | ST | OP | 32 | 32 | 35 |  | 7 | 1986 | BIT | NG | Y | Y | N | Electric Utility |  |  |  |  | N | Y | [56 empty] | COAL | MI | Wyandotte | 1866 | 7 | 2010 |  | ARP, CAIRNOX, CAIROS, CAIRSO2 | 7859.86 | 12 |  | 1283809.74 | 967.073 | 0.2602 | 259.975 | 188275.828 | 1835218.064 | 5 | East Central Area Reliability Coordination Agreement | Wayne | Electric Utility | 4911 | Electric Services | 42.2081 | -83.1453 | Wyandotte Municipal Services (Owner/Operator) | Phase 2 | Phase II Group 1 | Operating | Dry bottom wall-fired boiler | Coal | Pipeline Natural Gas |  | Low NOx Burner Technology (Dry Bottom only) | Electrostatic Precipitator | 439 | 10.4 | COAL | 47.7105 | 1818.4216 | 0.2602 | 1.0539 | 11.2462
21048 | Wyandotte Municipal Serv Comm | 1866 | Wyandotte | MI | Wayne | DG1 | IC | OP | 1.8 | 1.8 | 1.8 |  | 1 | 2007 | DFO |  | N | Y | N | Electric Utility | [62 empty] | LIQUID | [39 empty] | 0.7385 | 0.025484 | 12.5895
21048 | Wyandotte Municipal Serv Comm | 1866 | Wyandotte | MI | Wayne | DG2 | IC | OP | 1.8 | 1.8 | 1.8 |  | 1 | 2007 | DFO |  | N | Y | N | Electric Utility | [62 empty] | LIQUID | [39 empty] | 0.7385 | 0.025484 | 12.5895
21048 | Wyandotte Municipal Serv Comm | 1866 | Wyandotte | MI | Wayne | DG3 | IC | OP | 1.8 | 1.8 | 1.8 |  | 1 | 2007 | DFO |  | N | Y | N | Electric Utility | [62 empty] | LIQUID | [39 empty] | 0.7385 | 0.025484 | 12.5895
21086 | Yakima-Tieton Irrigation Dist | 50421 | Orchard Avenue 1 | WA | YAKIMA | 201 | HY | OP | 0.8 | 0.8 | 0.7 |  | 3 | 1987 | WAT |  | N | Y | N | IPP Non-CHP | [62 empty] | N/A | [39 empty] | 0 | 0 | 10.4
21086 | Yakima-Tieton Irrigation Dist | 50421 | Orchard Avenue 1 | WA | YAKIMA | 301 | HY | OP | 0.8 | 0.8 | 0.7 |  | 3 | 1987 | WAT |  | N | Y | N | IPP Non-CHP | [62 empty] | N/A | [39 empty] | 0 | 0 | 10.4
21086 | Yakima-Tieton Irrigation Dist | 50423 | Cowiche | WA | Yakima | 983 | HY | OP | 1.7 | 1.6 | 1.6 |  | 3 | 1987 | WAT |  | N | Y | N | IPP Non-CHP | [62 empty] | N/A | [39 empty] | 0 | 0 | 10.4
21095 | Public Serv Comm of Yazoo City | 2067 | Yazoo | MS | Yazoo | 3 | CA | OP | 12.6 | 13 | 13 |  | 7 | 1954 | NG |  | N | Y | N | Electric Utility |  |  |  |  | N | [57 empty] | GAS | [39 empty] | 0 | 0 | 10.4
21128 | York County Solid W & R Auth | 50215 | York County Resource Recovery | PA | York | GEN1 | ST | OP | 36.5 | 28.9 | 29.5 |  | 11 | 1989 | MSW | DFO | N | Y | N | IPP Non-CHP |  |  |  |  | N | [57 empty] | OTHER SOLID | [39 empty] | 0 | 0 | 10.4
21130 | Yuba City Cogen Partners LP | 52186 | Yuba City Cogen Partners | CA | Sutter | GEN1 | GT | OP | 49 | 48.7 | 46.5 |  | 12 | 1990 | NG |  | N | Y | Y | IPP CHP |  |  |  |  | N | [57 empty] | GAS | [39 empty] | 0.095805 | 0.0011051 | 12.451
21140 | Yuba County Water Agency | 454 | Colgate | CA | Yuba | 1 | HY | OP | 157.5 | 157.5 | 157.5 |  | 10 | 1969 | WAT |  | N | Y | N | Electric Utility |  |  |  |  | N | [57 empty] | N/A | [39 empty] | 0 | 0 | 10.4
21140 | Yuba County Water Agency | 454 | Colgate | CA | Yuba | 2 | HY | OP | 157.5 | 157.5 | 157.5 |  | 10 | 1969 | WAT |  | N | Y | N | Electric Utility |  |  |  |  | N | [57 empty] | N/A | [39 empty] | 0 | 0 | 10.4
21140 | Yuba County Water Agency | 7507 | Deadwood Creek | CA | Yuba | 1 | HY | OP | 2 | 1.9 | 2 |  | 12 | 1993 | WAT |  | N | Y | N | Electric Utility |  |  |  |  | N | [57 empty] | N/A | [39 empty] | 0 | 0 | 10.4
21140 | Yuba County Water Agency | 455 | Narrows 2 | CA | Yuba | 1 | HY | OP | 46.7 | 46.7 | 46.7 |  | 12 | 1969 | WAT |  | N | Y | N | Electric Utility |  |  |  |  | N | [57 empty] | N/A | [39 empty] | 0 | 0 | 10.4
21143 | City of Yuma | 524 | Yuma | CO | Yuma | 1 | IC | OP | 0.1 | 0.1 | 0.1 |  | 88 | 1937 | DFO |  | N | Y | N | Electric Utility |  |  |  |  | N | [57 empty] | LIQUID | [39 empty] | 0.7385 | 0.025484 | 12.5895
21143 | City of Yuma | 524 | Yuma | CO | Yuma | 2 | IC | OP | 0.1 | 0.1 | 0.1 |  | 88 | 1937 | DFO |  | N | Y | N | Electric Utility |  |  |  |  | N | [57 empty] | LIQUID | [39 empty] | 0.7385 | 0.025484 | 12.5895
21143 | City of Yuma | 524 | Yuma | CO | Yuma | 4 | IC | OP | 0.5 | 0.5 | 0.5 |  | 88 | 1948 | DFO |  | N | Y | N | Electric Utility |  |  |  |  | N | [57 empty] | LIQUID | [39 empty] | 0.7385 | 0.025484 | 12.5895
21148 | Zapco Energy Tactics Corp | 50348 | Oceanside Energy | NY | Nassau | OS3 | IC | OP | 0.7 | 0.6 | 0.6 |  | 12 | 1990 | LFG |  | N | Y | N | IPP Non-CHP | [62 empty] | GAS | [39 empty] | 1.1659 | 0.0016829 | 10.4
21148 | Zapco Energy Tactics Corp | 54781 | Suffolk Energy Partners LP | VA | Burke | SU1 | IC | OP | 0.8 | 0.7 | 0.7 |  | 11 | 1994 | LFG |  | N | Y | N | IPP Non-CHP | [62 empty] | GAS | [39 empty] | 1.1659 | 0.0016829 | 10.4
21148 | Zapco Energy Tactics Corp | 54781 | Suffolk Energy Partners LP | VA | Burke | SU2 | IC | OP | 0.8 | 0.7 | 0.7 |  | 11 | 1994 | LFG |  | N | Y | N | IPP Non-CHP | [62 empty] | GAS | [39 empty] | 1.1659 | 0.0016829 | 10.4
21148 | Zapco Energy Tactics Corp | 54781 | Suffolk Energy Partners LP | VA | Burke | SU3 | IC | OP | 0.8 | 0.7 | 0.7 |  | 11 | 1994 | LFG |  | N | Y | N | IPP Non-CHP | [62 empty] | GAS | [39 empty] | 1.1659 | 0.0016829 | 10.4
21148 | Zapco Energy Tactics Corp | 54781 | Suffolk Energy Partners LP | VA | Burke | SU4 | IC | OP | 0.8 | 0.7 | 0.7 |  | 11 | 1994 | LFG |  | N | Y | N | IPP Non-CHP | [62 empty] | GAS | [39 empty] | 1.1659 | 0.0016829 | 10.4
21148 | Zapco Energy Tactics Corp | 55776 | Barre | MA | Worcester | BA1 | IC | OP | 0.5 | 0.4 | 0.4 |  | 1 | 1996 | LFG |  | N | Y | N | IPP Non-CHP | [62 empty] | GAS | [39 empty] | 1.1659 | 0.0016829 | 10.4
21148 | Zapco Energy Tactics Corp | 55776 | Barre | MA | Worcester | BA2 | IC | OP | 0.5 | 0.4 | 0.4 |  | 1 | 1996 | LFG |  | N | Y | N | IPP Non-CHP | [62 empty] | GAS | [39 empty] | 1.1659 | 0.0016829 | 10.4
21158 | City of Zeeland - (MI) | 1867 | Zeeland | MI | Ottawa | 1 | IC | OP | 1.4 | 1.5 | 1.5 |  | 11 | 1966 | NG | DFO | Y | Y | N | Electric Utility |  |  |  |  | N | [57 empty] | GAS | [39 empty] | 1.1659 | 0.0016829 | 10.4
21158 | City of Zeeland - (MI) | 1867 | Zeeland | MI | Ottawa | 10 | IC | OP | 5.6 | 6.2 | 6.2 |  | 12 | 1974 | NG | DFO | Y | Y | N | Electric Utility |  |  |  |  | N | [57 empty] | GAS | [39 empty] | 1.1659 | 0.0016829 | 10.4
21158 | City of Zeeland - (MI) | 1867 | Zeeland | MI | Ottawa | 11 | IC | OP | 6 | 6.6 | 6.6 |  | 7 | 1980 | NG | DFO | Y | Y | N | Electric Utility |  |  |  |  | N | [57 empty] | GAS | [39 empty] | 1.1659 | 0.0016829 | 10.4
21158 | City of Zeeland - (MI) | 1867 | Zeeland | MI | Ottawa | 2 | IC | OP | 1.1 | 1.2 | 1.2 |  | 3 | 1967 | NG | DFO | Y | Y | N | Electric Utility |  |  |  |  | N | [57 empty] | GAS | [39 empty] | 1.1659 | 0.0016829 | 10.4
21158 | City of Zeeland - (MI) | 1867 | Zeeland | MI | Ottawa | 7 | IC | OP | 2 | 2 | 2 |  | 1 | 1957 | NG | DFO | Y | Y | N | Electric Utility |  |  |  |  | N | [57 empty] | GAS | [39 empty] | 1.1659 | 0.0016829 | 10.4
21158 | City of Zeeland - (MI) | 1867 | Zeeland | MI | Ottawa | 8 | IC | OP | 1.7 | 1.5 | 1.5 |  | 1 | 1963 | NG | DFO | Y | Y | N | Electric Utility |  |  |  |  | N | [57 empty] | GAS | [39 empty] | 1.1659 | 0.0016829 | 10.4
21158 | City of Zeeland - (MI) | 1867 | Zeeland | MI | Ottawa | 9 | IC | OP | 4.5 | 5 | 5 |  | 1 | 1971 | NG | DFO | Y | Y | N | Electric Utility |  |  |  |  | N | [57 empty] | GAS | [39 empty] | 1.1659 | 0.0016829 | 10.4
21158 | City of Zeeland - (MI) | 56503 | Riley Generating Station | MI | OTTAWA | 1 | IC | OP | 2 | 2 | 2.1 |  | 7 | 2006 | NG |  | N | N | N | Electric Utility |  |  |  |  | N | [57 empty] | GAS | [39 empty] | 1.1659 | 0.0016829 | 10.4
21158 | City of Zeeland - (MI) | 56503 | Riley Generating Station | MI | OTTAWA | 2 | IC | OP | 2 | 2 | 2.1 |  | 7 | 2006 | NG |  | N | N | N | Electric Utility |  |  |  |  | N | [57 empty] | GAS | [39 empty] | 1.1659 | 0.0016829 | 10.4
21158 | City of Zeeland - (MI) | 56503 | Riley Generating Station | MI | OTTAWA | 3 | IC | OP | 2 | 2 | 2.1 |  | 7 | 2006 | NG |  | N | N | N | Electric Utility |  |  |  |  | N | [57 empty] | GAS | [39 empty] | 1.1659 | 0.0016829 | 10.4
21158 | City of Zeeland - (MI) | 56503 | Riley Generating Station | MI | OTTAWA | 4 | IC | OP | 2 | 2 | 2.1 |  | 7 | 2006 | NG |  | N | N | N | Electric Utility |  |  |  |  | N | [57 empty] | GAS | [39 empty] | 1.1659 | 0.0016829 | 10.4
21158 | City of Zeeland - (MI) | 56503 | Riley Generating Station | MI | OTTAWA | 5 | IC | OP | 2 | 2 | 2.1 |  | 7 | 2006 | NG |  | N | N | N | Electric Utility |  |  |  |  | N | [57 empty] | GAS | [39 empty] | 1.1659 | 0.0016829 | 10.4
21191 | Zion Energy LLC | 55392 | Zion Energy Center | IL | Lake | CTG1 | GT | OP | 198.9 | 152 | 181 |  | 6 | 2002 | NG | DFO | Y | Y | N | IPP Non-CHP |  |  |  |  | N | [57 empty] | GAS | IL | Zion Energy Center | 55392 | CT-1 | 2010 |  | ARP, CAIRNOX, CAIROS, CAIRSO2 | 264.8 | 12 | 32626.48 |  | 0.11 | 0.0468 | 6.248 | 21822.38 | 367204.667 | 5 |  | Lake | Electric Utility | 4911 | Electric Services | 42.4776 | -87.895 | Zion Energy Center, LLC (Owner) Calpine Operating Services Company, Inc. (Operator) | Phase 2 |  | Operating | Combustion turbine | Pipeline Natural Gas | Diesel Oil |  | Dry Low NOx Burners Water Injection |  | 2050 | 10.6416 | GAS | 169 | 464.497 | 0.0468 | 0.000599 | 10.6416
21191 | Zion Energy LLC | 55392 | Zion Energy Center | IL | Lake | CTG2 | GT | OP | 198.9 | 152 | 181 |  | 6 | 2002 | NG | DFO | Y | Y | N | IPP Non-CHP |  |  |  |  | N | [57 empty] | GAS | IL | Zion Energy Center | 55392 | CT-2 | 2010 |  | ARP, CAIROS, CAIRSO2, CAIRNOX | 327.7 | 12 | 40497.26 |  | 0.137 | 0.0435 | 7.752 | 27225.076 | 458123.133 | 5 |  | Lake | Electric Utility | 4911 | Electric Services | 42.4776 | -87.895 | Zion Energy Center, LLC (Owner) Calpine Operating Services Company, Inc. (Operator) | Phase 2 |  | Operating | Combustion turbine | Pipeline Natural Gas | Diesel Oil |  | Dry Low NOx Burners Water Injection |  | 2050 | 10.7288 | GAS | 168 | 461.3095 | 0.0435 | 0.000598 | 10.7288
21191 | Zion Energy LLC | 55392 | Zion Energy Center | IL | Lake | CTG3 | GT | OP | 198.9 | 152 | 181 |  | 6 | 2003 | NG | DFO | Y | Y | N | IPP Non-CHP |  |  |  |  | N | [57 empty] | GAS | IL | Zion Energy Center | 55392 | CT-3 | 2010 |  | ARP, CAIRNOX, CAIROS, CAIRSO2 | 502.68 | 12 | 69703.91 |  | 0.218 | 0.045 | 12.031 | 43127.315 | 725720.573 | 5 |  | Lake | Electric Utility | 4911 | Electric Services | 42.4776 | -87.895 | Zion Energy Center, LLC (Owner) Calpine Operating Services Company, Inc. (Operator) | Phase 2 |  | Operating | Combustion turbine | Pipeline Natural Gas | Diesel Oil |  | Dry Low NOx Burners Water Injection |  | 2050 | 10.0595 | GAS | 188 | 480.663 | 0.045 | 0.000601 | 10.0595
21223 | University of Northern Iowa | 50088 | University of Northern Iowa | IA | Black Hawk | GEN1 | ST | OP | 7.5 | 7.5 | 7.5 |  | 11 | 1982 | BIT | PC | Y | Y | Y | Commercial CHP |  |  |  |  | N | Y | Y | [55 empty] | COAL | [39 empty] | 0.81136 | 0.86905 | 12.1038
21264 | USACE-Detroit District | 1865 | Saint Marys Falls | MI | Chippewa | 1 | HY | OP | 6.2 | 5 | 5 |  | 10 | 1951 | WAT |  | N | Y | N | Electric Utility |  |  |  |  | N | [57 empty] | N/A | [39 empty] | 0 | 0 | 10.4
21264 | USACE-Detroit District | 1865 | Saint Marys Falls | MI | Chippewa | 10 | HY | OP | 2.6 | 2.8 | 2.8 |  | 7 | 1932 | WAT |  | N | Y | N | Electric Utility |  |  |  |  | N | [57 empty] | N/A | [39 empty] | 0 | 0 | 10.4
21264 | USACE-Detroit District | 1865 | Saint Marys Falls | MI | Chippewa | 3A | HY | OP | 2.5 | 2.5 | 2.5 |  | 2 | 1954 | WAT |  | N | Y | N | Electric Utility | [62 empty] | N/A | [39 empty] | 0 | 0 | 10.4
21264 | USACE-Detroit District | 1865 | Saint Marys Falls | MI | Chippewa | 2 | HY | OP | 6.2 | 5 | 5 |  | 11 | 1951 | WAT |  | N | Y | N | Electric Utility |  |  |  |  | N | [57 empty] | N/A | [39 empty] | 0 | 0 | 10.4
21264 | USACE-Detroit District | 1865 | Saint Marys Falls | MI | Chippewa | 3 | HY | OP | 6.2 | 5 | 5 |  | 1 | 1952 | WAT |  | N | Y | N | Electric Utility | [62 empty] | N/A | [39 empty] | 0 | 0 | 10.4
21352 | Municipal Energy Agency of NE | 56106 | MEAN Wind Project | NE | Kimball | 1 | WT | OP | 10.5 | 10.5 | 10.5 |  | 10 | 2002 | WND |  | N | Y | N | Electric Utility |  |  |  |  | N | [57 empty] | N/A | [39 empty] | 0 | 0 | 10.4
21454 | Renaissance Power LLC | 55402 | Renaissance Power LLC | MI | Montcalm | CT1 | GT | OP | 170 | 165 | 194 |  | 3 | 2002 | NG |  | N | Y | N | IPP Non-CHP |  |  |  |  | N | [57 empty] | GAS | MI | Renaissance Power | 55402 | CT1 | 2010 |  | ARP, CAIRNOX, CAIROS, CAIRSO2 | 523.57 | 12 | 77767.77 |  | 0.255 | 0.0467 | 18.096 | 50426.014 | 848514.869 | 5 | East Central Area Reliability Coordination Agreement | Montcalm | Electric Utility | 4911 | Electric Services | 43.1864 | -84.8429 | Renaissance Power, LLC (Owner/Operator) | Phase 2 |  | Operating | Combustion turbine | Pipeline Natural Gas |  |  | Dry Low NOx Burners |  | 2200 | 10.7191 | GAS | 201 | 1981.9588 | 0.0467 | 0.000601 | 10.7191
21454 | Renaissance Power LLC | 55402 | Renaissance Power LLC | MI | Montcalm | CT2 | GT | OP | 170 | 165 | 194 |  | 3 | 2002 | NG |  | N | Y | N | IPP Non-CHP |  |  |  |  | N | [57 empty] | GAS | MI | Renaissance Power | 55402 | CT2 | 2010 |  | ARP, CAIRNOX, CAIROS, CAIRSO2 | 409.67 | 12 | 60970.52 |  | 0.201 | 0.05 | 15.201 | 39817.279 | 670004.976 | 5 | East Central Area Reliability Coordination Agreement | Montcalm | Electric Utility | 4911 | Electric Services | 43.1864 | -84.8429 | Renaissance Power, LLC (Owner/Operator) | Phase 2 |  | Operating | Combustion turbine | Pipeline Natural Gas |  |  | Dry Low NOx Burners |  | 2200 | 10.7634 | GAS | 204 | 1974.2268 | 0.05 | 0.0006 | 10.7634
21454 | Renaissance Power LLC | 55402 | Renaissance Power LLC | MI | Montcalm | CT3 | GT | OP | 170 | 165 | 194 |  | 3 | 2002 | NG |  | N | Y | N | IPP Non-CHP |  |  |  |  | N | [57 empty] | GAS | MI | Renaissance Power | 55402 | CT3 | 2010 |  | ARP, CAIRNOX, CAIROS, CAIRSO2 | 526.34 | 12 | 83109.47 |  | 0.27 | 0.0504 | 20.634 | 53386.112 | 898308.712 | 5 | East Central Area Reliability Coordination Agreement | Montcalm | Electric Utility | 4911 | Electric Services | 43.1864 | -84.8429 | Renaissance Power, LLC (Owner/Operator) | Phase 2 |  | Operating | Combustion turbine | Pipeline Natural Gas |  |  | Dry Low NOx Burners |  | 2200 | 10.6672 | GAS | 204 | 1974.2268 | 0.0504 | 0.000601 | 10.6672
21454 | Renaissance Power LLC | 55402 | Renaissance Power LLC | MI | Montcalm | CT4 | GT | OP | 170 | 165 | 194 |  | 3 | 2002 | NG |  | N | Y | N | IPP Non-CHP |  |  |  |  | N | [57 empty] | GAS | MI | Renaissance Power | 55402 | CT4 | 2010 |  | ARP, CAIRNOX, CAIROS, CAIRSO2 | 626 | 12 | 95820.96 |  | 0.312 | 0.0455 | 21.857 | 61847.334 | 1040702.351 | 5 | East Central Area Reliability Coordination Agreement | Montcalm | Electric Utility | 4911 | Electric Services | 43.1864 | -84.8429 | Renaissance Power, LLC (Owner/Operator) | Phase 2 |  | Operating | Combustion turbine | Pipeline Natural Gas |  |  | Dry Low NOx Burners |  | 2200 | 10.7336 | GAS | 200 | 1984.5361 | 0.0455 | 0.0006 | 10.7336
21461 | GenOn Canal LLC | 1599 | Canal | MA | Barnstable | 1 | ST | OP | 585 | 566 | 566 |  | 6 | 1968 | RFO |  | N | Y | N | IPP Non-CHP |  |  |  |  | N | [57 empty] | LIQUID | MA | Canal Station | 1599 | 1 | 2010 |  | ARP, CAIROS, RGGI | 518.98 | 12 | 110598.78 |  | 241.55 | 0.0737 | 36.225 | 93147.314 | 1147951.061 | 1 | Northeast Power Coordinating Council | Barnstable | Electric Utility | 4911 | Electric Services | 41.7694 | -70.5097 | GenOn Canal, LLC (Owner/Operator) | Phase 2 |  | Operating | Dry bottom wall-fired boiler | Residual Oil |  |  | Low NOx Burner Technology w/ Overfire Air Other | Electrostatic Precipitator | 5450 | 9.1465 | LIQUID | 594 | 1975.265 | 0.0737 | 0.42084 | 9.1465
21461 | GenOn Canal LLC | 1599 | Canal | MA | Barnstable | 2 | ST | OP | 580 | 553 | 562 |  | 1 | 1976 | RFO | NG | Y | Y | N | IPP Non-CHP |  |  |  |  | N | [57 empty] | LIQUID | MA | Canal Station | 1599 | 2 | 2010 |  | ARP, CAIROS, RGGI | 236.25 | 12 | 22817.12 |  | 49.28 | 0.1436 | 24.088 | 20522.074 | 257195.297 | 1 | Northeast Power Coordinating Council | Barnstable | Electric Utility | 4911 | Electric Services | 41.7694 | -70.5097 | GenOn Canal, LLC (Owner/Operator) | Phase 2 |  | Operating | Dry bottom wall-fired boiler | Residual Oil | Pipeline Natural Gas |  | Low NOx Burner Technology w/ Overfire Air Overfire Air | Electrostatic Precipitator | 5973 | 9.1957 | LIQUID | 586 | 1978.6477 | 0.1436 | 0.38321 | 9.1957
21461 | GenOn Canal LLC | 1597 | Oak Bluffs Diesel Generating Facility | MA | Dukes | UN1 | IC | OP | 2.7 | 2.7 | 2.8 |  | 1 | 1969 | DFO |  | N | Y | N | IPP Non-CHP | [62 empty] | LIQUID | [39 empty] | 0.7385 | 0.025484 | 12.5895
21461 | GenOn Canal LLC | 1597 | Oak Bluffs Diesel Generating Facility | MA | Dukes | UN2 | IC | OP | 2.7 | 2.7 | 2.8 |  | 1 | 1969 | DFO |  | N | Y | N | IPP Non-CHP | [62 empty] | LIQUID | [39 empty] | 0.7385 | 0.025484 | 12.5895
21461 | GenOn Canal LLC | 1597 | Oak Bluffs Diesel Generating Facility | MA | Dukes | UN3 | IC | OP | 2.7 | 2.7 | 2.8 |  | 1 | 1972 | DFO |  | N | Y | N | IPP Non-CHP | [62 empty] | LIQUID | [39 empty] | 0.7385 | 0.025484 | 12.5895
21461 | GenOn Canal LLC | 6049 | West Tisbury Generating Facility | MA | Dukes | UN1 | IC | OP | 2.7 | 2.8 | 2.8 |  | 1 | 1975 | DFO |  | N | Y | N | IPP Non-CHP |  |  |  |  | N | [57 empty] | LIQUID | [39 empty] | 0.7385 | 0.025484 | 12.5895
21461 | GenOn Canal LLC | 6049 | West Tisbury Generating Facility | MA | Dukes | UN2 | IC | OP | 2.7 | 2.8 | 2.8 |  | 1 | 1975 | DFO |  | N | Y | N | IPP Non-CHP |  |  |  |  | N | [57 empty] | LIQUID | [39 empty] | 0.7385 | 0.025484 | 12.5895
21463 | GenOn Kendall LLC | 1595 | Kendall Square Station | MA | Middlesex | 1 | CA | OP | 17.2 | 16 | 16.2 |  | 6 | 1949 | NG |  | N | Y | Y | IPP CHP | [62 empty] | GAS | [39 empty] | 0 | 0 | 10.4
21463 | GenOn Kendall LLC | 1595 | Kendall Square Station | MA | Middlesex | 2 | CA | OP | 23 | 21.4 | 21.6 |  | 1 | 1951 | NG |  | N | Y | Y | IPP CHP | [62 empty] | GAS | [39 empty] | 0 | 0 | 10.4
21463 | GenOn Kendall LLC | 1595 | Kendall Square Station | MA | Middlesex | 3 | CA | OP | 27.2 | 25.3 | 25.6 |  | 8 | 1958 | NG |  | N | Y | N | IPP CHP | [62 empty] | GAS | [39 empty] | 0 | 0 | 10.4
21463 | GenOn Kendall LLC | 1595 | Kendall Square Station | MA | Middlesex | GEN4 | CT | OP | 186.2 | 155 | 175 |  | 12 | 2002 | NG | DFO | Y | Y | Y | IPP CHP | [62 empty] | GAS | MA | Kendall Square | 1595 | 4 | 2010 |  | ARP, CAIROS, RGGI | 7963.87 | 12 | 1976804.57 |  | 3.941 | 0.0075 | 42.788 | 781171.947 | 13144661.85 | 1 |  | Middlesex | Electric Utility | 4911 | Electric Services | 42.3633 | -71.0792 | GenOn Kendall, LLC (Owner/Operator) | Phase 2 |  | Operating | Combined cycle | Pipeline Natural Gas | Diesel Oil |  | Dry Low NOx Burners Selective Catalytic Reduction |  | 2116 | 6.5712 | GAS | 306 | 125.7143 | 0.0075 | 0.0006 | 9.3083
21466 | University of Tennessee | 55036 | University of Tennessee Steam Plant | TN | Knox | GEN1 | GT | OP | 5 | 3.7 | 4.2 |  | 6 | 1996 | NG |  | N | Y | Y | Commercial CHP |  |  |  |  | N | [57 empty] | GAS | [39 empty] | 0.26537 | 0.0031163 | 9.8648
21508 | Cornell University | 50368 | Cornell University Central Heat | NY | Tompkins | CT1 | CT | OP | 15 | 12.3 | 14.5 |  | 12 | 2009 | NG | DFO | Y | Y | Y | Commercial CHP |  |  |  |  | N | [57 empty] | GAS | NY | Cornell University Ithaca Campus | 50368 | CT1 | 2010 |  | CAIROS | 2301.77 | 6 |  | 133094.36 |  | 0.0083 | 1.581 |  | 391444.222 | 2 |  | Tompkins | Institutional |  |  | 42.4428 | -76.4764 | Cornell University (Owner/Operator) |  |  | Operating | Combined cycle | Pipeline Natural Gas | Diesel Oil |  | Selective Catalytic Reduction |  | 270 | 10.4 | GAS | 18.7592 | 1853.1299 | 0.0083 | 0.0012519 | 8.8601
21508 | Cornell University | 50368 | Cornell University Central Heat | NY | Tompkins | CT2 | CT | OP | 15 | 12.3 | 14.5 |  | 12 | 2009 | NG | DFO | Y | Y | Y | Commercial CHP |  |  |  |  | N | [57 empty] | GAS | NY | Cornell University Ithaca Campus | 50368 | CT2 | 2010 |  | CAIROS | 1664.66 | 6 |  | 90488.29 |  | 0.0085 | 1.123 |  | 275136.304 | 2 |  | Tompkins | Institutional |  |  | 42.4428 | -76.4764 | Cornell University (Owner/Operator) |  |  | Operating | Combined cycle | Pipeline Natural Gas | Diesel Oil |  | Selective Catalytic Reduction |  | 270 | 10.4 | GAS | 16.2482 | 1939.7188 | 0.0085 | 0.0012519 | 8.8601
21508 | Cornell University | 50368 | Cornell University Central Heat | NY | Tompkins | TG1 | CA | OP | 1.8 | 1 | 1.8 |  | 7 | 1988 | NG | DFO | Y | Y | Y | Commercial CHP |  |  |  |  | N |  |  | N | [54 empty] | GAS | [39 empty] | 0 | 0 | 10.4
21508 | Cornell University | 50368 | Cornell University Central Heat | NY | Tompkins | TG2 | CA | OP | 5.7 | 5.3 | 5.7 |  | 10 | 1988 | NG | DFO | Y | Y | Y | Commercial CHP |  |  |  |  | N |  |  | N | [54 empty] | GAS | [39 empty] | 0 | 0 | 10.4
21533 | City of Minneapolis | 1307 | Minneapolis City of | KS | OTTAWA | 1 | IC | OP | 0.4 | 0.4 | 0.4 |  | 88 | 1936 | DFO |  | N | N | N | Electric Utility |  |  |  |  | N | [57 empty] | LIQUID | [39 empty] | 0.7385 | 0.025484 | 12.5895
21533 | City of Minneapolis | 1307 | Minneapolis City of | KS | OTTAWA | 2 | IC | OP | 0.7 | 0.5 | 0.5 |  | 88 | 1947 | NG | DFO | N | N | N | Electric Utility | [62 empty] | GAS | [39 empty] | 1.1659 | 0.0016829 | 10.4
21533 | City of Minneapolis | 1307 | Minneapolis City of | KS | OTTAWA | 3 | IC | OP | 1.3 | 1.2 | 1.2 |  | 12 | 1961 | NG | DFO | N | N | N | Electric Utility | [62 empty] | GAS | [39 empty] | 1.1659 | 0.0016829 | 10.4
21533 | City of Minneapolis | 1307 | Minneapolis City of | KS | OTTAWA | 4 | IC | OP | 0.7 | 0.5 | 0.5 |  | 4 | 1955 | NG | DFO | N | N | N | Electric Utility | [62 empty] | GAS | [39 empty] | 1.1659 | 0.0016829 | 10.4
21533 | City of Minneapolis | 1307 | Minneapolis City of | KS | OTTAWA | 5 | IC | OP | 2.1 | 1.8 | 1.8 |  | 9 | 1966 | NG | DFO | N | N | N | Electric Utility | [62 empty] | GAS | [39 empty] | 1.1659 | 0.0016829 | 10.4
21533 | City of Minneapolis | 1307 | Minneapolis City of | KS | OTTAWA | 6 | IC | OP | 3 | 2.7 | 2.7 |  | 2 | 1972 | NG | DFO | N | N | N | Electric Utility | [62 empty] | GAS | [39 empty] | 1.1659 | 0.0016829 | 10.4
21533 | City of Minneapolis | 1307 | Minneapolis City of | KS | OTTAWA | 7 | IC | OP | 2 | 1.8 | 1.8 |  | 5 | 1989 | DFO |  | N | N | N | Electric Utility | [62 empty] | LIQUID | [39 empty] | 0.7385 | 0.025484 | 12.5895
21535 | STP Nuclear Operating Co | 6251 | South Texas Project | TX | Matagorda | 1 | ST | OP | 1354.3 | 1280 | 1280 |  | 8 | 1988 | NUC |  | N | Y | N | IPP Non-CHP | [62 empty] | N/A | [39 empty] | 0 | 0 | 10.4
21535 | STP Nuclear Operating Co | 6251 | South Texas Project | TX | Matagorda | 2 | ST | OP | 1354.3 | 1280 | 1280 |  | 6 | 1989 | NUC |  | N | Y | N | IPP Non-CHP | [62 empty] | N/A | [39 empty] | 0 | 0 | 10.4
21554 | Seminole Electric Cooperative Inc | 136 | Seminole | FL | Putnam | 1 | ST | OP | 714.6 | 647 | 660 |  | 2 | 1984 | BIT |  | N | Y | N | Electric Utility |  |  |  |  | N | Y | [56 empty] | COAL | FL | Seminole (136) | 136 | 1 | 2010 |  | ARP, CAIRNOX, CAIROS, CAIRSO2 | 7863.89 | 12 | 4843069.69 |  | 8482.503 | 0.0522 | 1184.674 | 4771463.049 | 46505474.36 | 4 | Southeastern Electric Reliability Council | Putnam | Electric Utility | 4911 | Electric Services | 29.7333 | -81.6339 | Seminole Electric Cooperative, Inc. (Owner/Operator) | Phase 2 | Early Election | Operating | Dry bottom wall-fired boiler | Coal | Diesel Oil | Wet Limestone | Low NOx Burner Technology w/ Overfire Air | Electrostatic Precipitator | 7172 | 9.5573 | COAL | 722 | 1953.0303 | 0.0522 | 0.3648 | 9.5573
21554 | Seminole Electric Cooperative Inc | 136 | Seminole | FL | Putnam | 2 | ST | OP | 714.6 | 663 | 666 |  | 1 | 1985 | BIT |  | N | Y | N | Electric Utility |  |  |  |  | N | Y | [56 empty] | COAL | FL | Seminole (136) | 136 | 2 | 2010 |  | ARP, CAIRNOX, CAIROS, CAIRSO2 | 7689.36 | 12 | 4747106.02 |  | 8477.227 | 0.0543 | 1203.679 | 4595431.82 | 44789772.98 | 4 | Southeastern Electric Reliability Council | Putnam | Electric Utility | 4911 | Electric Services | 29.7333 | -81.6339 | Seminole Electric Cooperative, Inc. (Owner/Operator) | Phase 2 | Early Election | Operating | Dry bottom wall-fired boiler | Coal | Diesel Oil | Wet Limestone | Low NOx Burner Technology w/ Overfire Air | Electrostatic Precipitator | 7172 | 9.3568 | COAL | 724 | 1956.4565 | 0.0543 | 0.37853 | 9.3568
21554 | Seminole Electric Cooperative Inc | 7380 | Midulla Generating Station | FL | Hardee | CT1 | CT | OP | 199 | 151 | 178 |  | 1 | 2002 | NG | DFO | Y | Y | N | Electric Utility | [62 empty] | GAS | FL | Midulla Generating Station | 7380 | 1 | 2010 |  | ARP, CAIRNOX, CAIROS, CAIRSO2 | 6857.89 | 12 | 886024.87 |  | 3.385 | 0.0295 | 143.197 | 596288.105 | 10027425 | 4 |  | Hardee | Electric Utility | 4911 | Electric Services | 27.6417 | -81.9625 | Seminole Electric Cooperative, Inc. (Owner/Operator) | Phase 2 |  | Operating | Combined cycle | Pipeline Natural Gas | Diesel Oil |  | Dry Low NOx Burners Water Injection Selective Catalytic Reduction |  | 1968 | 11.0051 | GAS | 180 | 494.382 | 0.0295 | 0.000675 | 11.0051
21554 | Seminole Electric Cooperative Inc | 7380 | Midulla Generating Station | FL | Hardee | CT2 | CT | OP | 199 | 151 | 178 |  | 1 | 2002 | NG | DFO | Y | Y | N | Electric Utility | [62 empty] | GAS | FL | Midulla Generating Station | 7380 | 2 | 2010 |  | ARP, CAIRNOX, CAIROS, CAIRSO2 | 6113.77 | 12 | 795503.76 |  | 2.809 | 0.031 | 133.807 | 535806.124 | 9013091.818 | 4 |  | Hardee | Electric Utility | 4911 | Electric Services | 27.6417 | -81.9625 | Seminole Electric Cooperative, Inc. (Owner/Operator) | Phase 2 |  | Operating | Combined cycle | Pipeline Natural Gas | Diesel Oil |  | Dry Low NOx Burners Water Injection Selective Catalytic Reduction |  | 1962 | 11.031 | GAS | 176 | 494.3182 | 0.031 | 0.000623 | 11.031
21554 | Seminole Electric Cooperative Inc | 7380 | Midulla Generating Station | FL | Hardee | GT4 | GT | OP | 62 | 54 | 62 |  | 12 | 2006 | NG | DFO | Y | Y | N | Electric Utility | [62 empty] | GAS | FL | Midulla Generating Station | 7380 | 4B | 2010 |  | ARP, CAIRNOX, CAIROS, CAIRSO2 | 1804.2 | 12 | 33121.15 |  | 0.53 | 0.1097 | 19.586 | 23485.814 | 388552.951 | 4 |  | Hardee | Electric Utility | 4911 | Electric Services | 27.6417 | -81.9625 | Seminole Electric Cooperative, Inc. (Owner/Operator) | Phase 2 |  | Operating | Combustion turbine | Pipeline Natural Gas | Diesel Oil |  | Dry Low NOx Burners Water Injection |  | 572 | 10.2006 | GAS | 30 | -33.3333 | 0.1097 | 0.0027281 | 10.2006
21554 | Seminole Electric Cooperative Inc | 7380 | Midulla Generating Station | FL | Hardee | GT5 | GT | OP | 62 | 54 | 62 |  | 12 | 2006 | NG | DFO | Y | Y | N | Electric Utility | [62 empty] | GAS | FL | Midulla Generating Station | 7380 | 5A | 2010 |  | ARP, CAIRNOX, CAIROS, CAIRSO2 | 1583.2 | 12 | 28053.64 |  | 0.352 | 0.0987 | 15.35 | 20006.897 | 333550.855 | 4 |  | Hardee | Electric Utility | 4911 | Electric Services | 27.6417 | -81.9625 | Seminole Electric Cooperative, Inc. (Owner/Operator) | Phase 2 |  | Operating | Combustion turbine | Pipeline Natural Gas | Diesel Oil |  | Dry Low NOx Burners Water Injection |  | 572 | 10.6457 | GAS | 29 | -68.9655 | 0.0987 | 0.0021106 | 10.6457
21554 | Seminole Electric Cooperative Inc | 7380 | Midulla Generating Station | FL | Hardee | GT6 | GT | OP | 62 | 54 | 62 |  | 12 | 2006 | NG | DFO | Y | Y | N | Electric Utility | [62 empty] | GAS | FL | Midulla Generating Station | 7380 | 6A | 2010 |  | ARP, CAIRNOX, CAIROS, CAIRSO2 | 1617.46 | 12 | 28320.24 |  | 0.262 | 0.1105 | 18.007 | 20180.808 | 337921.514 | 4 |  | Hardee | Electric Utility | 4911 | Electric Services | 27.6417 | -81.9625 | Seminole Electric Cooperative, Inc. (Owner/Operator) | Phase 2 |  | Operating | Combustion turbine | Pipeline Natural Gas | Diesel Oil |  | Dry Low NOx Burners Water Injection |  | 572 | 10.6858 | GAS | 29 | -68.9655 | 0.1105 | 0.0015507 | 10.6858
21554 | Seminole Electric Cooperative Inc | 7380 | Midulla Generating Station | FL | Hardee | GT7 | GT | OP | 62 | 54 | 62 |  | 12 | 2006 | NG | DFO | Y | Y | N | Electric Utility | [62 empty] | GAS | FL | Midulla Generating Station | 7380 | 7A | 2010 |  | ARP, CAIRNOX, CAIROS, CAIRSO2 | 1722.93 | 12 | 31739.15 |  | 0.441 | 0.0945 | 15.875 | 21777.443 | 362174.041 | 4 |  | Hardee | Electric Utility | 4911 | Electric Services | 27.6417 | -81.9625 | Seminole Electric Cooperative, Inc. (Owner/Operator) | Phase 2 |  | Operating | Combustion turbine | Pipeline Natural Gas | Diesel Oil |  | Dry Low NOx Burners Water Injection |  | 572 | 9.7119 | GAS | 32 | 31.25 | 0.0945 | 0.0024353 | 9.7119
21554 | Seminole Electric Cooperative Inc | 7380 | Midulla Generating Station | FL | Hardee | GT8 | GT | OP | 62 | 54 | 62 |  | 12 | 2006 | NG | DFO | Y | Y | N | Electric Utility | [62 empty] | GAS | FL | Midulla Generating Station | 7380 | 8A | 2010 |  | ARP, CAIRNOX, CAIROS, CAIRSO2 | 1750.66 | 12 | 35681.14 |  | 1.313 | 0.0898 | 18.003 | 25720.766 | 426423.738 | 4 |  | Hardee | Electric Utility | 4911 | Electric Services | 27.6417 | -81.9625 | Seminole Electric Cooperative, Inc. (Owner/Operator) | Phase 2 |  | Operating | Combustion turbine | Pipeline Natural Gas | Diesel Oil |  | Dry Low NOx Burners Water Injection |  | 572 | 11.281 | GAS | 29 | -68.9655 | 0.0898 | 0.0061582 | 11.281
21554 | Seminole Electric Cooperative Inc | 7380 | Midulla Generating Station | FL | Hardee | ST3 | CA | OP | 189 | 152 | 184 |  | 1 | 2002 | NG | DFO | Y | Y | N | Electric Utility | [62 empty] | GAS | [39 empty] | 0 | 0 | 10.4
21579 | New Covert Generating Company LLC | 55297 | New Covert Generating Facility | MI | Van Buren | 1 | CT | OP | 245 | 210.7 | 264 |  | 3 | 2004 | NG |  | N | Y | N | IPP Non-CHP |  |  |  |  | N | [57 empty] | GAS | MI | New Covert Generating Project | 55297 | 1 | 2010 |  | ARP, CAIRNOX, CAIROS, CAIRSO2 | 2564.56 | 12 | 792314.85 |  | 1.627 | 0.0091 | 19.966 | 322256.302 | 5422549.95 | 5 |  | Van Buren | Electric Utility |  |  | 42.3231 | -86.2925 | New Covert Generating Company, LLC (Owner/Operator) | Phase 2 |  | Operating | Combined cycle | Pipeline Natural Gas |  |  | Dry Low NOx Burners Selective Catalytic Reduction |  | 2926 | 10.4 | GAS | 418 | 1708.3333 | 0.0091 | 0.0006 | 9.1389
21579 | New Covert Generating Company LLC | 55297 | New Covert Generating Facility | MI | Van Buren | 1A | CA | OP | 147 | 136 | 147 |  | 3 | 2004 | NG |  | N | Y | N | IPP Non-CHP |  |  |  |  | N | [57 empty] | GAS | [39 empty] | 0 | 0 | 10.4
21579 | New Covert Generating Company LLC | 55297 | New Covert Generating Facility | MI | Van Buren | 2 | CT | OP | 245 | 210.7 | 264 |  | 3 | 2004 | NG |  | N | Y | N | IPP Non-CHP |  |  |  |  | N | [57 empty] | GAS | MI | New Covert Generating Project | 55297 | 2 | 2010 |  | ARP, CAIRNOX, CAIROS, CAIRSO2 | 2890.07 | 12 | 901212.21 |  | 1.833 | 0.0103 | 24.518 | 363036.682 | 6108794.779 | 5 |  | Van Buren | Electric Utility |  |  | 42.3231 | -86.2925 | New Covert Generating Company, LLC (Owner/Operator) | Phase 2 |  | Operating | Combined cycle | Pipeline Natural Gas |  |  | Dry Low NOx Burners Selective Catalytic Reduction |  | 2926 | 10.4 | GAS | 418 | 1708.3333 | 0.0103 | 0.0006 | 9.1389
21579 | New Covert Generating Company LLC | 55297 | New Covert Generating Facility | MI | Van Buren | 2A | CA | OP | 147 | 136 | 147 |  | 3 | 2004 | NG |  | N | Y | N | IPP Non-CHP |  |  |  |  | N | [57 empty] | GAS | [39 empty] | 0 | 0 | 10.4
21579 | New Covert Generating Company LLC | 55297 | New Covert Generating Facility | MI | Van Buren | 3 | CT | OP | 245 | 210.7 | 264 |  | 3 | 2004 | NG |  | N | Y | N | IPP Non-CHP |  |  |  |  | N | [57 empty] | GAS | MI | New Covert Generating Project | 55297 | 3 | 2010 |  | ARP, CAIRNOX, CAIROS, CAIRSO2 | 2163 | 12 | 662745.38 |  | 1.344 | 0.0079 | 14.867 | 266192.866 | 4479244.803 | 5 |  | Van Buren | Electric Utility |  |  | 42.3231 | -86.2925 | New Covert Generating Company, LLC (Owner/Operator) | Phase 2 |  | Operating | Combined cycle | Pipeline Natural Gas |  |  | Dry Low NOx Burners Selective Catalytic Reduction |  | 2926 | 10.4 | GAS | 418 | 1708.3333 | 0.0079 | 0.0006 | 9.1389
21579 | New Covert Generating Company LLC | 55297 | New Covert Generating Facility | MI | Van Buren | 3A | CA | OP | 147 | 136 | 147 |  | 3 | 2004 | NG |  | N | Y | N | IPP Non-CHP |  |  |  |  | N | [57 empty] | GAS | [39 empty] | 0 | 0 | 10.4
21581 | Midwest Hydro Inc | 903 | Rockton | IL | Winnebago | 1 | HY | OP | 0.6 | 0.6 | 0.6 |  | 1 | 1929 | WAT |  | N | Y | N | IPP Non-CHP |  |  |  |  | N | [57 empty] | N/A | [39 empty] | 0 | 0 | 10.4
21581 | Midwest Hydro Inc | 903 | Rockton | IL | Winnebago | 2 | HY | OP | 0.5 | 0.5 | 0.5 |  | 1 | 1929 | WAT |  | N | Y | N | IPP Non-CHP |  |  |  |  | N | [57 empty] | N/A | [39 empty] | 0 | 0 | 10.4
21581 | Midwest Hydro Inc | 10520 | Dayton Hydro | IL | La Salle | 1 | HY | OP | 1.6 | 1.6 | 1.6 |  | 1 | 1925 | WAT |  | N | Y | N | IPP Non-CHP |  |  |  |  | N | [57 empty] | N/A | [39 empty] | 0 | 0 | 10.4
21581 | Midwest Hydro Inc | 10520 | Dayton Hydro | IL | La Salle | 2 | HY | OP | 1 | 1 | 1 |  | 1 | 1925 | WAT |  | N | Y | N | IPP Non-CHP |  |  |  |  | N | [57 empty] | N/A | [39 empty] | 0 | 0 | 10.4
21581 | Midwest Hydro Inc | 10520 | Dayton Hydro | IL | La Salle | 3 | HY | OP | 1 | 1 | 1 |  | 1 | 1925 | WAT |  | N | Y | N | IPP Non-CHP |  |  |  |  | N | [57 empty] | N/A | [39 empty] | 0 | 0 | 10.4
21621 | United Technologies | 54605 | Pratt & Whitney | CT | Hartford | FT-8 | GT | OP | 25.8 | 27 | 31 |  | 1 | 1992 | NG | JF | Y | Y | Y | Industrial CHP |  |  |  |  | N | [57 empty] | GAS | CT | Pratt & Whitney, East Hartford | 54605 | 1 | 2010 |  | CAIROS, RGGI | 5844.08 | 12 | 145703.21 |  |  | 0.023 | 17.6 | 93122.474 | 1564972.699 | 1 |  | Hartford | Cogeneration | 3511 | Turbines and Turbine Generator | 41.75 | -72.6347 | P&W, Division of United Technologies (Owner/Operator) |  |  | Operating | Combustion turbine | Pipeline Natural Gas | Diesel Oil |  | Water Injection Selective Catalytic Reduction |  | 365.7 | 10.4 | GAS | 35.1635 | -67.1526 | 0.023 | 0.0033155 | 11.6015
21668 | Wise County Power Company LLC | 55320 | Wise County Power LLC | TX | Wise | GT1 | CT | OP | 242 | 215 | 242 |  | 7 | 2004 | NG |  | N | Y | N | IPP Non-CHP |  |  |  |  | N | [57 empty] | GAS | TX | Wise County Power Company, LLC | 55320 | GT-1 | 2010 |  | ARP, CAIRNOX, CAIRSO2 | 7483.31 | 12 | 1931338.63 |  | 4.266 | 0.0186 | 127.313 | 844977.093 | 14218365.15 | 6 |  | Wise | Electric Utility |  |  | 33.0583 | -97.9103 | Wise County Power Company, LLC (Owner/Operator) | Phase 2 |  | Operating | Combined cycle | Pipeline Natural Gas |  |  | Dry Low NOx Burners Selective Catalytic Reduction |  | 3187.1 | 7.236 | GAS | 389 | 196.281 | 0.0186 | 0.0006 | 7.236
21668 | Wise County Power Company LLC | 55320 | Wise County Power LLC | TX | Wise | GT2 | CT | OP | 242 | 215 | 242 |  | 7 | 2004 | NG |  | N | Y | N | IPP Non-CHP |  |  |  |  | N | [57 empty] | GAS | TX | Wise County Power Company, LLC | 55320 | GT-2 | 2010 |  | ARP, CAIRNOX, CAIRSO2 | 7265.79 | 12 | 1875855.2 |  | 4.127 | 0.0173 | 114.422 | 817568.177 | 13757070.8 | 6 |  | Wise | Electric Utility |  |  | 33.0583 | -97.9103 | Wise County Power Company, LLC (Owner/Operator) | Phase 2 |  | Operating | Combined cycle | Pipeline Natural Gas |  |  | Dry Low NOx Burners Selective Catalytic Reduction |  | 3187.1 | 7.2252 | GAS | 385 | 204.5455 | 0.0173 | 0.0006 | 7.2252
21668 | Wise County Power Company LLC | 55320 | Wise County Power LLC | TX | Wise | ST1 | CA | OP | 262 | 225 | 250 |  | 7 | 2004 | NG |  | N | Y | N | IPP Non-CHP |  |  |  |  | N | [57 empty] | GAS | [39 empty] | 0 | 0 | 10.4
21734 | Sunnyside Cogeneration Assoc | 50951 | Sunnyside Cogen Associates | UT | Carbon | GEN1 | ST | OP | 58.1 | 51 | 51 |  | 2 | 1993 | WC |  | N | Y | N | IPP Non-CHP |  |  |  |  | N |  | Y | [55 empty] | COAL | [39 empty] | 0.2905 | 0.30798 | 11.3965
21737 | Miller Hydro Group Inc | 50278 | Worumbo Hydro Station | ME | Androscoggin | GEN1 | HY | OP | 9.7 | 4.6 | 9.3 |  | 2 | 1989 | WAT |  | N | Y | N | IPP Non-CHP | [62 empty] | N/A | [39 empty] | 0 | 0 | 10.4
21737 | Miller Hydro Group Inc | 50278 | Worumbo Hydro Station | ME | Androscoggin | GEN2 | HY | OP | 9.7 | 4.6 | 9.3 |  | 3 | 1989 | WAT |  | N | Y | N | IPP Non-CHP | [62 empty] | N/A | [39 empty] | 0 | 0 | 10.4
21773 | Yellowstone Energy LP | 50931 | Yellowstone Energy LP | MT | Yellowstone | GEN1 | ST | OP | 65 | 52 | 55 |  | 6 | 1995 | PC | OG | N | Y | Y | IPP CHP |  |  |  |  | N |  | Y | [55 empty] | Petroleum Coke | [39 empty] | 0.1336 | 0.47457 | 10.4
21944 | Sonoma County Water Agency | 54261 | Warm Springs Hydro Project | CA | Sonoma | 3385 | HY | OP | 2.7 | 1.2 | 1.2 |  | 12 | 1988 | WAT |  | N | Y | N | IPP Non-CHP |  |  |  |  | N | [57 empty] | N/A | [39 empty] | 0 | 0 | 10.4
21964 | University of New Mexico | 50906 | Ford Utilities Center | NM | BERNALILLO | 3 | GT | OP | 7 | 6 | 6.3 |  | 3 | 2005 | NG |  | N | N | Y | Commercial CHP |  |  |  |  | N | [57 empty] | GAS | [39 empty] | 0.10949 | 0.0009746 | 10.355
21964 | University of New Mexico | 50906 | Ford Utilities Center | NM | BERNALILLO | 4 | ST | OP | 1.1 | 0.7 | 0.7 |  | 10 | 2011 | NG |  | N | N | N | Commercial CHP | [62 empty] | GAS | [39 empty] | 0.777 | 0.000794 | 8.4984
21965 | New Mexico State University | 54975 | New Mexico State University | NM | Dona Ana | 1 | GT | OP | 4.7 | 4.5 | 4.5 |  | 12 | 1996 | NG |  | N | N | Y | Commercial CHP |  |  |  |  | N | [57 empty] | GAS | [39 empty] | 0.2176 | 0.0019677 | 9.7216
21970 | Northeast Energy Associates LP | 10307 | Bellingham Cogeneration Facility | MA | Norfolk | CT1 | CT | OP | 128.7 | 102 | 126 |  | 9 | 1991 | NG | DFO | Y | Y | Y | IPP CHP |  |  |  |  | N | [57 empty] | GAS | MA | Bellingham | 10307 | 1 | 2010 | CP1, CS1 | ARP, CAIROS, RGGI | 3624.78 | 12 | 341607.98 |  | 1.202 | 0.0834 | 151.878 | 233270.607 | 3924739.123 | 1 |  | Norfolk | Electric Utility | 4911 | Electric Services | 42.0925 | -71.4833 | Northeast Energy Associates, LP (Owner) FPL Energy OSI (Operator) | Phase 2 |  | Operating | Combined cycle | Pipeline Natural Gas | Diesel Oil |  | Steam Injection |  | 1433 | 11.2509 | GAS | 124 | 491.9355 | 0.0834 | 0.000613 | 11.2509
21970 | Northeast Energy Associates LP | 10307 | Bellingham Cogeneration Facility | MA | Norfolk | CT2 | CT | OP | 128.7 | 102 | 126 |  | 9 | 1991 | NG | DFO | Y | Y | Y | IPP CHP |  |  |  |  | N | [57 empty] | GAS | MA | Bellingham | 10307 | 2 | 2010 | CP1, CS1 | ARP, CAIROS, RGGI | 3759.79 | 12 | 356128.36 |  | 1.258 | 0.0871 | 166.393 | 244256.301 | 4109599.182 | 1 |  | Norfolk | Electric Utility | 4911 | Electric Services | 42.0925 | -71.4833 | Northeast Energy Associates, LP (Owner) FPL Energy OSI (Operator) | Phase 2 |  | Operating | Combined cycle | Pipeline Natural Gas | Diesel Oil |  | Steam Injection |  | 1433 | 11.2577 | GAS | 123 | 487.8049 | 0.0871 | 0.000612 | 11.2577
21970 | Northeast Energy Associates LP | 10307 | Bellingham Cogeneration Facility | MA | Norfolk | ST1 | CA | OP | 128.7 | 60 | 84 |  | 9 | 1991 | NG |  | N | Y | Y | IPP CHP |  |  |  |  | N | [57 empty] | GAS | [39 empty] | 0 | 0 | 10.4
21995 | Olmsted County Public Works | 50413 | Olmsted Waste Energy | MN | Olmsted | TG2 | ST | OP | 2.2 | 1.3 | 0.8 |  | 4 | 1987 | MSW |  | N | Y | Y | Commercial CHP |  |  |  |  | N | [57 empty] | OTHER SOLID | [39 empty] | 0 | 0 | 10.4
21995 | Olmsted County Public Works | 50413 | Olmsted Waste Energy | MN | Olmsted | TGI | ST | OP | 1.9 | 1.4 | 1.4 |  | 4 | 1987 | MSW |  | N | Y | Y | Commercial CHP |  |  |  |  | N | [57 empty] | OTHER SOLID | [39 empty] | 0 | 0 | 10.4
21995 | Olmsted County Public Works | 50413 | Olmsted Waste Energy | MN | Olmsted | DGCAT | IC | OP | 1.7 | 1.3 | 1.3 |  | 10 | 2009 | DFO |  | N | N | N | Commercial CHP |  |  |  |  | N | [57 empty] | LIQUID | [39 empty] | 0.7385 | 0.025484 | 12.5895
21995 | Olmsted County Public Works | 50413 | Olmsted Waste Energy | MN | Olmsted | TG3 | ST | OP | 5.5 | 4.5 | 4.5 |  | 5 | 2010 | MSW |  | N | Y | N | Commercial CHP |  |  |  |  | N | [57 empty] | OTHER SOLID | [39 empty] | 0 | 0 | 10.4
22001 | Sunbury Generation LP | 3152 | Sunbury Generation LP | PA | Snyder | 1 | ST | OP | 89.1 | 80 | 80 |  | 11 | 1949 | BIT | WC | Y | Y | N | IPP Non-CHP |  |  |  |  | N | Y | [56 empty] | COAL | PA | Sunbury | 3152 | 1B | 2010 | CS1 | ARP, CAIRNOX, CAIROS, CAIRSO2 | 6787.76 | 12 |  | 2268158.68 | 3687.717 | 0.2408 | 391.151 | 333078.513 | 3246394.15 | 3 | Mid-Atlantic Area Council | Snyder | Electric Utility | 4911 | Electric Services | 40.8361 | -76.825 | Sunbury Generation, LP (Operator) Corona Power LLC (Owner) | Phase 2 |  | Operating | Arch-fired boiler | Coal | Other Oil |  | Low NOx Burner Technology w/ Overfire Air | Baghouse | 713 | 10.4 | COAL | 62.0384 | 355.2381 | 0.2408 | 2.2719 | 11.0099
22001 | Sunbury Generation LP | 3152 | Sunbury Generation LP | PA | Snyder | 2 | ST | OP | 89.1 | 80 | 80 |  | 9 | 1949 | BIT | WC | Y | Y | N | IPP Non-CHP |  |  |  |  | N | Y | [56 empty] | COAL | PA | Sunbury | 3152 | 2B | 2010 | CS2 | ARP, CAIRNOX, CAIROS, CAIRSO2 | 0.39 | 12 |  | 0.39 | 0.004 | 0.2238 | 0 | 0.516 | 4.629 | 3 | Mid-Atlantic Area Council | Snyder | Electric Utility | 4911 | Electric Services | 40.8361 | -76.825 | Sunbury Generation, LP (Operator) Corona Power LLC (Owner) | Phase 2 |  | Operating | Arch-fired boiler | Coal | Other Oil |  | Low NOx Burner Technology w/ Overfire Air | Baghouse | 713 | 10.4 | COAL | 68.5577 | 416.5498 | 0.2238 | 1.7282 | 11.0099
22001 | Sunbury Generation LP | 3152 | Sunbury Generation LP | PA | Snyder | 3 | ST | OP | 103.5 | 94 | 94 |  | 4 | 1951 | BIT | WC | N | Y | N | IPP Non-CHP |  |  |  |  | N | Y | [56 empty] | COAL | PA | Sunbury | 3152 | 3 | 2010 |  | ARP, CAIRNOX, CAIROS, CAIRSO2 | 6005.48 | 12 |  | 4245709.19 | 8457.142 | 0.2739 | 814.037 | 597524.28 | 5823800.801 | 3 | Mid-Atlantic Area Council | Snyder | Electric Utility | 4911 | Electric Services | 40.8361 | -76.825 | Sunbury Generation, LP (Operator) Corona Power LLC (Owner) | Table 1 | Phase 1 Group 1 | Operating | Dry bottom wall-fired boiler | Coal | Other Oil |  | Low NOx Burner Technology w/ Overfire Air | Electrostatic Precipitator | 1419 | 10.4 | COAL | 129.2467 | 1812.5177 | 0.2739 | 2.9043 | 10.8288
22001 | Sunbury Generation LP | 3152 | Sunbury Generation LP | PA | Snyder | 4 | ST | OP | 156.2 | 128 | 134 |  | 8 | 1953 | BIT |  | N | Y | N | IPP Non-CHP |  |  |  |  | N | Y | [56 empty] | COAL | PA | Sunbury | 3152 | 4 | 2010 |  | ARP, CAIRNOX, CAIROS, CAIRSO2 | 6071.09 | 12 |  | 4298894.56 | 10219.103 | 0.2468 | 889.128 | 703075.068 | 6852584.589 | 3 | Mid-Atlantic Area Council | Snyder | Electric Utility | 4911 | Electric Services | 40.8361 | -76.825 | Sunbury Generation, LP (Operator) Corona Power LLC (Owner) | Table 1 | Phase 1 Group 1 | Operating | Dry bottom wall-fired boiler | Coal | Other Oil |  | Low NOx Burner Technology w/ Overfire Air | Electrostatic Precipitator | 1524 | 10.4 | COAL | 147.4151 | 1949.9438 | 0.2468 | 2.9826 | 10.3707
22035 | Southwestern Bell Telephone Co | 54858 | Southwestern Bell Telephone | MO | Cooper | E/G6 | IC | OP | 2.8 | 2.8 | 2.8 |  | 8 | 2011 | DFO |  | N | Y | N | Commercial CHP | [62 empty] | LIQUID | [39 empty] | 0.7385 | 0.025484 | 12.5895
22035 | Southwestern Bell Telephone Co | 54858 | Southwestern Bell Telephone | MO | Cooper | E/G7 | IC | OP | 2.8 | 2.8 | 2.8 |  | 8 | 2011 | DFO |  | N | Y | N | Commercial CHP | [62 empty] | LIQUID | [39 empty] | 0.7385 | 0.025484 | 12.5895
22045 | Oxnard City of | 50224 | Oxnard Wastewater Treatment Plant | CA | Ventura | 7610 | IC | OP | 0.5 | 0.4 | 0.4 |  | 8 | 1981 | OBG | NG | N | Y | Y | Commercial CHP |  |  |  |  | N | [57 empty] | GAS | [39 empty] | 1.1659 | 0.0016829 | 10.4
22045 | Oxnard City of | 50224 | Oxnard Wastewater Treatment Plant | CA | Ventura | 7710 | IC | OP | 0.5 | 0.4 | 0.4 |  | 8 | 1981 | OBG | NG | N | Y | Y | Commercial CHP |  |  |  |  | N | [57 empty] | GAS | [39 empty] | 1.1659 | 0.0016829 | 10.4
22045 | Oxnard City of | 50224 | Oxnard Wastewater Treatment Plant | CA | Ventura | 7810 | IC | OP | 0.5 | 0.4 | 0.4 |  | 8 | 1981 | OBG | NG | N | Y | Y | Commercial CHP |  |  |  |  | N | [57 empty] | GAS | [39 empty] | 1.1659 | 0.0016829 | 10.4
22048 | Pacific Oroville Power Co | 54469 | Pacific Oroville Power Inc | CA | Butte | GEN1 | ST | OP | 9 | 8.3 | 8.3 |  | 12 | 1985 | WDS |  | N | Y | N | IPP Non-CHP |  |  |  |  | N | [57 empty] | OTHER SOLID | [39 empty] | 0.5034 | 0.03267 | 14.2341
22048 | Pacific Oroville Power Co | 54469 | Pacific Oroville Power Inc | CA | Butte | GEN2 | ST | OP | 9 | 8.3 | 8.3 |  | 12 | 1985 | WDS |  | N | Y | N | IPP Non-CHP |  |  |  |  | N | [57 empty] | OTHER SOLID | [39 empty] | 0.5034 | 0.03267 | 14.2341
22053 | Kentucky Power Co | 1353 | Big Sandy | KY | Lawrence | 1 | ST | OP | 280.5 | 260 | 260 |  | 1 | 1963 | BIT |  | N | Y | N | Electric Utility |  |  |  | 2015 | N | Y |  | Y | [54 empty] | COAL | KY | Big Sandy | 1353 | BSU1 | 2010 | CS012 | ARP, CAIRNOX, CAIROS, CAIRSO2 | 4000.4 | 12 | 915295.36 |  | 5643.322 | 0.2059 | 890.387 | 851588.339 | 8119646.4 | 4 | East Central Area Reliability Coordination Agreement | Lawrence | Electric Utility | 4911 | Electric Services | 38.1707 | -82.6176 | Kentucky Power Company (Owner/Operator) | Phase 2 | Phase II Group 1 | Operating | Dry bottom wall-fired boiler | Coal |  |  | Low NOx Burner Technology (Dry Bottom only) Overfire Air | Electrostatic Precipitator | 2512 | 8.7543 | COAL | 293 | 436.5385 | 0.2059 | 1.39 | 8.7543
22053 | Kentucky Power Co | 1353 | Big Sandy | KY | Lawrence | 2 | ST | OP | 816.3 | 800 | 800 |  | 10 | 1969 | BIT |  | N | Y | N | Electric Utility |  |  |  |  | N | Y |  |  | Y | [53 empty] | COAL | KY | Big Sandy | 1353 | BSU2 | 2010 | CS012 | ARP, CAIRNOX, CAIROS, CAIRSO2 | 8159.11 | 12 | 5942169.9 |  | 37280.796 | 0.1407 | 3765.216 | 5606704.056 | 53458319.03 | 4 | East Central Area Reliability Coordination Agreement | Lawrence | Electric Utility | 4911 | Electric Services | 38.1707 | -82.6176 | Kentucky Power Company (Owner/Operator) | Phase 2 | Phase II Group 1 | Operating | Dry bottom wall-fired boiler | Coal |  |  | Low NOx Burner Technology (Dry Bottom only) Selective Catalytic Reduction | Electrostatic Precipitator | 7914 | 8.9137 | COAL | 846 | 471.25 | 0.1407 | 1.3948 | 8.9137
22079 | Yolo County Flood Control WCD | 50129 | Indian Valley Dam Hydro Project | CA | Lake | 8332 | HY | OP | 0.9 | 0.9 | 0.8 |  | 10 | 1983 | WAT |  | N | Y | N | IPP Non-CHP |  |  |  |  | N | [57 empty] | N/A | [39 empty] | 0 | 0 | 10.4
22091 | Temple Inland Inc | 10427 | Inland Ontario Mill | CA | San Bernardino | GEN1 | GT | OP | 34 | 34 | 34 |  | 6 | 1985 | NG |  | N | Y | Y | Industrial CHP | [62 empty] | GAS | [39 empty] | 0.12754 | 0.0014674 | 12.2876
22125 | AES Cayuga LLC | 2535 | AES Cayuga | NY | Tompkins | 1 | ST | OP | 155.3 | 149.7 | 152.8 |  | 9 | 1955 | BIT | DFO | N | Y | N | IPP Non-CHP |  |  |  |  | N | Y | [56 empty] | COAL | NY | AES Cayuga, LLC | 2535 | 1 | 2010 | CSM001, CSM002, CSM003 | ARP, CAIRNOX, CAIROS, CAIRSO2, RGGI | 6855.29 | 12 | 919713.64 |  | 5201.203 | 0.2679 | 1143.386 | 884705.733 | 8622867.61 | 2 | Northeast Power Coordinating Council | Tompkins | Electric Utility | 4911 | Electric Services | 42.6028 | -76.6336 | AES Corporation (Operator) (Ended May 25, 2010) AES Corporation (Owner/Operator) | Table 1 | Phase 1 Group 1 | Operating | Tangentially-fired | Coal | Residual Oil | Wet Limestone | Low NOx Burner Technology w/ Closed-coupled/Separated OFA Selective Catalytic Reduction | Electrostatic Precipitator | 1980 | 9.3367 | COAL | 168 | 1950.2618 | 0.2679 | 1.2064 | 9.3367
22125 | AES Cayuga LLC | 2535 | AES Cayuga | NY | Tompkins | 2 | ST | OP | 167.2 | 152.7 | 156.6 |  | 9 | 1955 | BIT | DFO | N | Y | N | IPP Non-CHP |  |  |  |  | N | Y | [56 empty] | COAL | NY | AES Cayuga, LLC | 2535 | 2 | 2010 | CSM001, CSM002, CSM003 | ARP, CAIRNOX, CAIROS, CAIRSO2, RGGI | 7800.64 | 12 | 1035996.42 |  | 5886.446 | 0.3035 | 1474.65 | 1005064.329 | 9795949.523 | 2 | Northeast Power Coordinating Council | Tompkins | Electric Utility | 4911 | Electric Services | 42.6028 | -76.6336 | AES Corporation (Operator) (Ended May 25, 2010) AES Corporation (Owner/Operator) | Table 1 | Phase 1 Group 1 | Operating | Tangentially-fired | Coal | Residual Oil | Wet Limestone | Low NOx Burner Technology w/ Closed-coupled/Separated OFA | Electrostatic Precipitator | 2072 | 9.3595 | COAL | 172 | 1950.8301 | 0.3035 | 1.2018 | 9.3595
22129 | AES Somerset LLC | 6082 | AES Somerset LLC | NY | Niagara | 1 | ST | OP | 655.1 | 684.8 | 684.8 |  | 8 | 1984 | BIT | PC | N | Y | N | IPP Non-CHP |  |  |  |  | N | Y |  | Y | [54 empty] | COAL | NY | AES Somerset (Kintigh) | 6082 | 1 | 2010 |  | ARP, CAIRNOX, CAIROS, CAIRSO2, RGGI | 8056.4 | 12 | 4807776.43 |  | 7617.64 | 0.2288 | 4515.989 | 4399354.327 | 42878734.97 | 2 | Northeast Power Coordinating Council | Niagara | Electric Utility | 4911 | Electric Services | 43.3561 | -78.6039 | AES Corporation (Owner/Operator) | Phase 2 | Early Election | Operating | Dry bottom wall-fired boiler | Coal | Residual Oil | Wet Limestone | Selective Catalytic Reduction Low NOx Burner Technology (Dry Bottom only) | Electrostatic Precipitator | 6280 | 8.8716 | COAL | 717 | 1976.4895 | 0.2288 | 0.35531 | 8.8716
22131 | Red Oak Power LLC | 55239 | Red Oak Power LLC | NJ | Middlesex | 1 | CT | OP | 212 | 165.3 | 182.7 |  | 3 | 2002 | NG |  | N | Y | N | IPP Non-CHP |  |  |  |  | N | [57 empty] | GAS | NJ | AES Red Oak | 55239 | 1 | 2010 |  | ARP, CAIRNOX, CAIROS, CAIRSO2, RGGI | 6206.57 | 12 | 939494.3 |  | 3.062 | 0.0119 | 54.253 | 606500.802 | 10205521.27 | 2 |  | Middlesex | Industrial Turbine | 4911 | Electric Services | 40.4481 | -74.3497 | AES Corporation (Owner/Operator) | Phase 2 |  | Operating | Combined cycle | Pipeline Natural Gas |  |  | Dry Low NOx Burners Ammonia Injection Selective Catalytic Reduction |  | 2180 | 10.6823 | GAS | 191 | 1977.2852 | 0.0119 | 0.0006 | 10.6823
22131 | Red Oak Power LLC | 55239 | Red Oak Power LLC | NJ | Middlesex | 2 | CT | OP | 212 | 165.3 | 182.7 |  | 3 | 2002 | NG |  | N | Y | N | IPP Non-CHP |  |  |  |  | N | [57 empty] | GAS | NJ | AES Red Oak | 55239 | 2 | 2010 |  | ARP, CAIRNOX, CAIROS, CAIRSO2, RGGI | 6952.07 | 12 | 1033284.33 |  | 3.412 | 0.0116 | 60.318 | 675852.706 | 11372489.83 | 2 |  | Middlesex | Industrial Turbine | 4911 | Electric Services | 40.4481 | -74.3497 | AES Corporation (Owner/Operator) | Phase 2 |  | Operating | Combined cycle | Pipeline Natural Gas |  |  | Dry Low NOx Burners Ammonia Injection Selective Catalytic Reduction |  | 2180 | 10.843 | GAS | 192 | 1974.5484 | 0.0116 | 0.0006 | 10.843
22131 | Red Oak Power LLC | 55239 | Red Oak Power LLC | NJ | Middlesex | 3 | CT | OP | 212 | 165.3 | 182.7 |  | 3 | 2002 | NG |  | N | Y | N | IPP Non-CHP |  |  |  |  | N | [57 empty] | GAS | NJ | AES Red Oak | 55239 | 3 | 2010 |  | ARP, CAIRNOX, CAIROS, CAIRSO2, RGGI | 6419.63 | 12 | 963651.92 |  | 3.166 | 0.0111 | 54.608 | 627111.687 | 10552313.36 | 2 |  | Middlesex | Industrial Turbine | 4911 | Electric Services | 40.4481 | -74.3497 | AES Corporation (Owner/Operator) | Phase 2 |  | Operating | Combined cycle | Pipeline Natural Gas |  |  | Dry Low NOx Burners Ammonia Injection Selective Catalytic Reduction |  | 2180 | 10.7974 | GAS | 190 | 1980.0219 | 0.0111 | 0.0006 | 10.7974
22131 | Red Oak Power LLC | 55239 | Red Oak Power LLC | NJ | Middlesex | 4 | CA | OP | 330 | 270 | 275 |  | 4 | 2002 | NG |  | N | Y | N | IPP Non-CHP |  |  |  |  | N | [57 empty] | GAS | [39 empty] | 0 | 0 | 10.4
22142 | Santa Cruz Cogeneration Assoc | 50064 | Univ of Calif Santa Cruz Cogeneration | CA | Santa Cruz | 1 | IC | OP | 2.6 | 2.6 | 2.6 |  | 8 | 1985 | NG | DFO | Y | N | Y | Commercial CHP |  |  |  |  | N | [57 empty] | GAS | [39 empty] | 1.1659 | 0.0016829 | 10.4
22148 | AES Alamitos LLC | 315 | AES Alamitos LLC | CA | Los Angeles | 1 | ST | OP | 156 | 175 | 175 |  | 9 | 1956 | NG |  | N | Y | N | IPP Non-CHP |  |  |  |  | N | [57 empty] | GAS | CA | AES Alamitos | 315 | 1 | 2010 |  | ARP | 404 | 12 | 29435 |  | 0.106 | 0.0275 | 1.964 | 21028.5 | 353902.1 | 9 | Western Electricity Coordinating Council | Los Angeles | Electric Utility | 4911 | Electric Services | 33.7688 | -118.1009 | AES Corporation (Owner/Operator) | Phase 2 |  | Operating | Dry bottom wall-fired boiler | Pipeline Natural Gas | Residual Oil |  |  |  | 2024 | 10.908 | GAS | 182 | 1980 | 0.0275 | 0.000599 | 10.908
22148 | AES Alamitos LLC | 315 | AES Alamitos LLC | CA | Los Angeles | 2 | ST | OP | 156 | 175 | 175 |  | 2 | 1957 | NG |  | N | Y | N | IPP Non-CHP |  |  |  |  | N | [57 empty] | GAS | CA | AES Alamitos | 315 | 2 | 2010 |  | ARP | 445 | 12 | 22992 |  | 0.088 | 0.0144 | 1.787 | 17372.9 | 292348.9 | 9 | Western Electricity Coordinating Council | Los Angeles | Electric Utility | 4911 | Electric Services | 33.7688 | -118.1009 | AES Corporation (Owner/Operator) | Phase 2 |  | Operating | Dry bottom wall-fired boiler | Pipeline Natural Gas | Residual Oil |  |  |  | 2014 | 10.7469 | GAS | 170 | 1985.2941 | 0.0144 | 0.000602 | 10.7469
22148 | AES Alamitos LLC | 315 | AES Alamitos LLC | CA | Los Angeles | 3 | ST | OP | 310 | 332 | 332 |  | 12 | 1961 | NG |  | N | Y | N | IPP Non-CHP |  |  |  |  | N | [57 empty] | GAS | CA | AES Alamitos | 315 | 3 | 2010 |  | ARP | 2455 | 12 | 316262 |  | 1.032 | 0.0181 | 34.231 | 204476.9 | 3441243.2 | 9 | Western Electricity Coordinating Council | Los Angeles | Electric Utility | 4911 | Electric Services | 33.7688 | -118.1009 | AES Corporation (Owner/Operator) | Phase 2 |  | Operating | Tangentially-fired | Pipeline Natural Gas | Residual Oil |  |  |  | 3439 | 9.7875 | GAS | 340 | 1987.9518 | 0.0181 | 0.0006 | 9.7875
22148 | AES Alamitos LLC | 315 | AES Alamitos LLC | CA | Los Angeles | 4 | ST | OP | 310 | 335 | 335 |  | 6 | 1962 | NG |  | N | Y | N | IPP Non-CHP |  |  |  |  | N | [57 empty] | GAS | CA | AES Alamitos | 315 | 4 | 2010 |  | ARP | 1050 | 12 | 116970 |  | 0.4 | 0.0067 | 4.026 | 79148.7 | 1332020.7 | 9 | Western Electricity Coordinating Council | Los Angeles | Electric Utility | 4911 | Electric Services | 33.7688 | -118.1009 | AES Corporation (Owner/Operator) | Phase 2 |  | Operating | Tangentially-fired | Pipeline Natural Gas | Residual Oil |  |  |  | 3439 | 9.7472 | GAS | 334 | 1998.503 | 0.0067 | 0.000601 | 9.7472
22148 | AES Alamitos LLC | 315 | AES Alamitos LLC | CA | Los Angeles | 5 | ST | OP | 495 | 485 | 485 |  | 3 | 1964 | NG |  | N | Y | N | IPP Non-CHP |  |  |  |  | N | [57 empty] | GAS | CA | AES Alamitos | 315 | 5 | 2010 |  | ARP | 1219 | 12 | 271485 |  | 0.901 | 0.0179 | 11.649 | 178479.5 | 3003734.4 | 9 | Western Electricity Coordinating Council | Los Angeles | Electric Utility | 4911 | Electric Services | 33.7688 | -118.1009 | AES Corporation (Owner/Operator) | Phase 2 |  | Operating | Dry bottom wall-fired boiler | Pipeline Natural Gas | Residual Oil |  |  |  | 4849 | 10.3492 | GAS | 478 | 1992.6778 | 0.0179 | 0.0006 | 10.3492
22148 | AES Alamitos LLC | 315 | AES Alamitos LLC | CA | Los Angeles | 6 | ST | OP | 495 | 495 | 495 |  | 9 | 1966 | NG |  | N | Y | N | IPP Non-CHP |  |  |  |  | N | [57 empty] | GAS | CA | AES Alamitos | 315 | 6 | 2010 |  | ARP | 697 | 12 | 113426 |  | 0.476 | 0.0408 | 18.64 | 94255.7 | 1586283.8 | 9 | Western Electricity Coordinating Council | Los Angeles | Electric Utility | 4911 | Electric Services | 33.7688 | -118.1009 | AES Corporation (Owner/Operator) | Phase 2 |  | Operating | Dry bottom wall-fired boiler | Pipeline Natural Gas | Residual Oil |  |  |  | 4885 | 9.7917 | GAS | 511 | 1983.8384 | 0.0408 | 0.0006 | 9.7917
22174 | PEI Power Corp | 50279 | Archbald Power Station | PA | Lackawanna | GEN1 | ST | OP | 23.2 | 20 | 20 |  | 9 | 1988 | LFG | NG | N | Y | Y | IPP CHP |  |  |  |  | N | [57 empty] | GAS | [39 empty] | 0.0406 | 0.039564 | 10.4
22174 | PEI Power Corp | 50279 | Archbald Power Station | PA | Lackawanna | GEN5 | GT | OP | 4.6 | 4 | 4.6 |  | 2 | 2010 | LFG |  | N | Y | N | IPP CHP |  |  |  |  | N | [57 empty] | GAS | [39 empty] | 0.0016829 | 0.0016829 | 10.4
22174 | PEI Power Corp | 50279 | Archbald Power Station | PA | Lackawanna | GEN6 | GT | OP | 4.6 | 4 | 4.6 |  | 2 | 2010 | LFG |  | N | Y | N | IPP CHP |  |  |  |  | N | [57 empty] | GAS | [39 empty] | 0.0016829 | 0.0016829 | 10.4
22174 | PEI Power Corp | 50279 | Archbald Power Station | PA | Lackawanna | Gen2 | GT | OP | 60.5 | 43.7 | 50 |  | 5 | 2001 | NG |  | N | Y | N | IPP CHP | [62 empty] | GAS | PA | PEI Power Corporation | 50279 | 2 | 2010 |  | ARP, CAIRNOX, CAIROS, CAIRSO2 | 713.45 | 12 | 31582.51 |  | 0.094 | 0.0887 | 13.054 | 18690.347 | 314527.229 | 3 |  | Lackawanna | Cogeneration | 4911 | Electric Services | 41.4844 | -75.5403 | Cayuga Power (Owner) PEI Power Corporation (Owner/Operator) | Phase 2 |  | Operating | Combustion turbine | Pipeline Natural Gas |  |  | Water Injection |  | 540 | 8.72 | GAS | 51 | 490 | 0.0887 | 0.000598 | 8.72
22175 | PCS Phosphate | 50509 | PCS Phosphate | NC | Beaufort | GEN1 | ST | OP | 50.4 | 50 | 47.9 |  | 12 | 1984 | OTH |  | N | Y | Y | Industrial CHP | [62 empty] | N/A | [39 empty] | 0 | 0 | 10.4
22199 | U S Air Force-Eielson AFB | 50392 | Eielson AFB Central Heat & Power Plant | AK | Fairbanks North Star | TG1 | ST | OP | 2.5 | 0.5 | 2.2 |  | 10 | 1952 | SUB |  | N | Y | Y | Commercial CHP |  |  |  |  | N |  |  | Y |  |  | Y | [51 empty] | COAL | [39 empty] | 0.9228 | 0.56019 | 14.3576
22199 | U S Air Force-Eielson AFB | 50392 | Eielson AFB Central Heat & Power Plant | AK | Fairbanks North Star | TG2 | ST | OP | 2.5 | 0.5 | 2.2 |  | 10 | 1952 | SUB |  | N | Y | Y | Commercial CHP |  |  |  |  | N |  |  | Y |  |  | Y | [51 empty] | COAL | [39 empty] | 0.9228 | 0.56019 | 14.3576
22199 | U S Air Force-Eielson AFB | 50392 | Eielson AFB Central Heat & Power Plant | AK | Fairbanks North Star | TG3 | ST | OP | 5 | 5 | 5 |  | 8 | 1955 | SUB |  | N | Y | Y | Commercial CHP |  |  |  |  | N | N |  | Y |  |  | Y | [51 empty] | COAL | [39 empty] | 0.9228 | 0.51047 | 14.3576
22199 | U S Air Force-Eielson AFB | 50392 | Eielson AFB Central Heat & Power Plant | AK | Fairbanks North Star | TG4 | ST | OP | 5 | 5 | 5 |  | 6 | 1969 | SUB |  | N | Y | Y | Commercial CHP |  |  |  |  | N | N |  | Y |  |  | Y | [51 empty] | COAL | [39 empty] | 0.9228 | 0.45434 | 14.2451
22199 | U S Air Force-Eielson AFB | 50392 | Eielson AFB Central Heat & Power Plant | AK | Fairbanks North Star | TG5 | ST | OP | 10 | 9 | 9.5 |  | 10 | 1987 | SUB |  | N | Y | Y | Commercial CHP |  |  |  |  | N | N |  | Y |  |  | Y | [51 empty] | COAL | [39 empty] | 0.9228 | 0.33622 | 13.1777
22208 | University of Colorado | 54372 | University of Colorado | CO | Boulder | GT1 | CT | OP | 16 | 15 | 16 |  | 8 | 1992 | NG | DFO | Y | Y | Y | Commercial CHP |  |  |  |  | N | [57 empty] | GAS | [39 empty] | 0.12562 | 0.0012175 | 12.1828
22208 | University of Colorado | 54372 | University of Colorado | CO | Boulder | GT2 | CT | OP | 16 | 15 | 16 |  | 8 | 1992 | NG | DFO | Y | Y | Y | Commercial CHP |  |  |  |  | N | [57 empty] | GAS | [39 empty] | 0.12562 | 0.0012175 | 12.1828
22208 | University of Colorado | 54372 | University of Colorado | CO | Boulder | ST1 | CA | OP | 1 | 1 | 1 |  | 8 | 1992 | NG |  | N | N | Y | Commercial CHP |  |  |  |  | N | [57 empty] | GAS | [39 empty] | 0 | 0 | 10.4
22214 | Sweeny Cogeneration LP | 55015 | Sweeny Cogen Facility | TX | Brazoria | GEN1 | GT | OP | 143 | 109 | 126 |  | 8 | 1997 | NG | OG | Y | Y | Y | IPP CHP |  |  |  |  | N | [57 empty] | GAS | TX | Sweeny Cogeneration Facility | 55015 | 1 | 2010 | CP1 | ARP, CAIRNOX, CAIRSO2 | 6839.18 | 12 | 748966.54 |  | 2.378 | 0.0106 | 46.407 | 526905.89 | 8866216.743 | 6 | Electric Reliability Council of Texas | Brazoria | Cogeneration | 4911 | Electric Services | 29.0728 | -95.745 | Sweeny Cogeneration, LP (Owner) Conoco Phillips Company (Operator) | Phase 2 |  | Operating | Combustion turbine | Pipeline Natural Gas | Other Gas, Process Gas |  | Dry Low NOx Burners |  | 2342 | 11.768 | GAS | 142 | 436.5079 | 0.0106 | 0.000536 | 11.768
22214 | Sweeny Cogeneration LP | 55015 | Sweeny Cogen Facility | TX | Brazoria | GEN2 | GT | OP | 143 | 109 | 126 |  | 9 | 1997 | NG | OG | Y | Y | Y | IPP CHP |  |  |  |  | N | [57 empty] | GAS | TX | Sweeny Cogeneration Facility | 55015 | 2 | 2010 | CP1 | ARP, CAIRNOX, CAIRSO2 | 7707.13 | 12 | 870503.12 |  | 2.704 | 0.0073 | 36.158 | 600301.914 | 10101258.56 | 6 | Electric Reliability Council of Texas | Brazoria | Cogeneration | 4911 | Electric Services | 29.0728 | -95.745 | Sweeny Cogeneration, LP (Owner) Conoco Phillips Company (Operator) | Phase 2 |  | Operating | Combustion turbine | Pipeline Natural Gas | Other Gas, Process Gas |  | Dry Low NOx Burners |  | 2342 | 11.5913 | GAS | 140 | 444.4444 | 0.0073 | 0.000535 | 11.5913
22214 | Sweeny Cogeneration LP | 55015 | Sweeny Cogen Facility | TX | Brazoria | GEN3 | GT | OP | 143 | 109 | 126 |  | 10 | 1997 | NG | OG | Y | Y | Y | IPP CHP |  |  |  |  | N | [57 empty] | GAS | TX | Sweeny Cogeneration Facility | 55015 | 3 | 2010 | CP1 | ARP, CAIRNOX, CAIRSO2 | 7861.43 | 12 | 885312.35 |  | 2.603 | 0.0104 | 49.705 | 575373.421 | 9681769.801 | 6 | Electric Reliability Council of Texas | Brazoria | Cogeneration | 4911 | Electric Services | 29.0728 | -95.745 | Sweeny Cogeneration, LP (Owner) Conoco Phillips Company (Operator) | Phase 2 |  | Operating | Combustion turbine | Pipeline Natural Gas | Other Gas, Process Gas |  | Dry Low NOx Burners |  | 2342 | 10.95 | GAS | 146 | 420.6349 | 0.0104 | 0.000538 | 10.936
22214 | Sweeny Cogeneration LP | 55015 | Sweeny Cogen Facility | TX | Brazoria | GEN4 | GT | OP | 143 | 109 | 126 |  | 12 | 2000 | NG | OG | Y | Y | Y | IPP CHP |  |  |  |  | N | [57 empty] | GAS | TX | Sweeny Cogeneration Facility | 55015 | 4 | 2010 | CP1 | ARP, CAIRNOX, CAIRSO2 | 6450.54 | 12 | 741353.34 |  | 2.282 | 0.0204 | 84.671 | 504128.981 | 8482953.587 | 6 | Electric Reliability Council of Texas | Brazoria | Cogeneration | 4911 | Electric Services | 29.0728 | -95.745 | Sweeny Cogeneration, LP (Owner) Conoco Phillips Company (Operator) | Phase 2 |  | Operating | Combustion turbine | Pipeline Natural Gas | Other Gas, Process Gas |  | Dry Low NOx Burners |  | 2342 | 11.3645 | GAS | 141 | 440.4762 | 0.0204 | 0.000538 | 11.3645
22218 | U S Army-Radford | 52072 | Radford Army Ammunition Plant | VA | Montgomery | GEN1 | ST | OP | 6 | 5.6 | 5.6 |  | 1 | 1990 | BIT | DFO | N | N | Y | Industrial CHP |  |  |  |  | N | Y |  | Y | [54 empty] | COAL | [39 empty] | 0.66724 | 0.8609 | 11.9105
22218 | U S Army-Radford | 52072 | Radford Army Ammunition Plant | VA | Montgomery | GEN2 | ST | OP | 6 | 5.6 | 5.6 |  | 1 | 1990 | BIT | DFO | N | N | Y | Industrial CHP |  |  |  |  | N | Y |  | Y | [54 empty] | COAL | [39 empty] | 0.66724 | 0.8609 | 11.9105
22218 | U S Army-Radford | 52072 | Radford Army Ammunition Plant | VA | Montgomery | GEN3 | ST | OP | 6 | 5.6 | 5.6 |  | 1 | 1990 | BIT | DFO | N | N | Y | Industrial CHP |  |  |  |  | N | Y |  | Y | [54 empty] | COAL | [39 empty] | 0.66724 | 0.8609 | 11.9105
22218 | U S Army-Radford | 52072 | Radford Army Ammunition Plant | VA | Montgomery | GEN4 | ST | OP | 6 | 5.6 | 5.6 |  | 1 | 1990 | BIT | DFO | N | N | Y | Industrial CHP |  |  |  |  | N | Y |  | Y | [54 empty] | COAL | [39 empty] | 0.66724 | 0.8609 | 11.9105
22219 | Mid-Maine Waste Action Corp | 50035 | MMWAC Resource Recovery Facility | ME | Androscoggin | ST1 | ST | OP | 5 | 2.7 | 2.7 |  | 6 | 1992 | MSW |  | N | Y | N | Commercial Non-CHP |  |  |  |  | N | [57 empty] | OTHER SOLID | [39 empty] | 0 | 0 | 10.4
22269 | Goal Line LP | 54749 | Goal Line LP | CA | San Diego | CTG | CT | OP | 41.2 | 40 | 40 |  | 8 | 1994 | NG |  | N | Y | Y | IPP CHP |  |  |  |  | N | [57 empty] | GAS | [39 empty] | 0.063929 | 0.0009022 | 11.1494
22269 | Goal Line LP | 54749 | Goal Line LP | CA | San Diego | STG | CA | OP | 10.2 | 9.4 | 9.4 |  | 8 | 1994 | NG |  | N | Y | Y | IPP CHP |  |  |  |  | N | [57 empty] | GAS | [39 empty] | 0 | 0 | 10.4
22290 | North Jersey Energy Assoc LP | 10308 | Sayreville Cogeneration Facility | NJ | Middlesex | CT1 | CT | OP | 143.4 | 98 | 115 |  | 8 | 1991 | NG |  | N | Y | N | IPP Non-CHP |  |  |  |  | N | [57 empty] | GAS | NJ | North Jersey Energy Associates | 10308 | 1001 | 2010 |  | ARP, CAIRNOX, CAIROS, CAIRSO2, RGGI | 3805.2 | 12 | 359882.96 |  | 1.225 | 0.0929 | 178.088 | 242570.242 | 4081699.417 | 2 |  | Middlesex | Cogeneration | 4911 | Electric Services | 40.439 | -74.3444 | FPL Energy OSI (Operator) North Jersey Energy Associates, LP (Owner) | Phase 2 |  | Operating | Combined cycle | Pipeline Natural Gas |  |  | Steam Injection |  | 1400 | 11.1948 | GAS | 124 | -39.1304 | 0.0929 | 0.0006 | 11.1948
22290 | North Jersey Energy Assoc LP | 10308 | Sayreville Cogeneration Facility | NJ | Middlesex | CT2 | CT | OP | 143.4 | 98 | 115 |  | 8 | 1991 | NG |  | N | Y | N | IPP Non-CHP |  |  |  |  | N | [57 empty] | GAS | NJ | North Jersey Energy Associates | 10308 | 1001 | 2010 |  | ARP, CAIRNOX, CAIROS, CAIRSO2, RGGI | 3805.2 | 12 | 359882.96 |  | 1.225 | 0.0929 | 178.088 | 242570.242 | 4081699.417 | 2 |  | Middlesex | Cogeneration | 4911 | Electric Services | 40.439 | -74.3444 | FPL Energy OSI (Operator) North Jersey Energy Associates, LP (Owner) | Phase 2 |  | Operating | Combined cycle | Pipeline Natural Gas |  |  | Steam Injection |  | 1400 | 11.1948 | GAS | 124 | -39.1304 | 0.0929 | 0.0006 | 11.1948
22290 | North Jersey Energy Assoc LP | 10308 | Sayreville Cogeneration Facility | NJ | Middlesex | ST1 | CA | OP | 143.4 | 75 | 85 |  | 8 | 1991 | NG |  | N | Y | N | IPP Non-CHP | [62 empty] | GAS | [39 empty] | 0 | 0 | 10.4
22297 | Mt Lassen Power | 54468 | Mt Lassen Power | CA | Lassen | GEN1 | ST | OP | 11.4 | 10.5 | 10.5 |  | 6 | 1985 | WDS | PG | N | Y | N | IPP Non-CHP |  |  |  |  | N | [57 empty] | OTHER SOLID | [39 empty] | 0.5034 | 0.03267 | 14.1075
22331 | Salem Energy Systems LLC | 54984 | Salem Energy Systems LLC | NC | Forsyth | UNT1 | GT | OP | 4.5 | 3.3 | 3.6 |  | 7 | 1996 | LFG |  | N | Y | N | IPP Non-CHP |  |  |  |  | N | [57 empty] | GAS | [39 empty] | 0.0016829 | 0.0016829 | 10.4
22337 | Alcoa World Alumina LLC | 52069 | Point Comfort Operations | TX | Calhoun | GEN1 | ST | OP | 16 | 14.9 | 15 |  | 1 | 1958 | NG |  | N | Y | Y | Industrial CHP |  |  |  |  | N | [57 empty] | GAS | [39 empty] | 0.2209 | 0.0007083 | 12.845
22337 | Alcoa World Alumina LLC | 52069 | Point Comfort Operations | TX | Calhoun | GEN2 | ST | OP | 16 | 14.9 | 15 |  | 1 | 1958 | NG |  | N | Y | Y | Industrial CHP |  |  |  |  | N | [57 empty] | GAS | [39 empty] | 0.2209 | 0.0007083 | 12.845
22337 | Alcoa World Alumina LLC | 52069 | Point Comfort Operations | TX | Calhoun | GEN3 | ST | OP | 16 | 14.9 | 15 |  | 1 | 1958 | NG |  | N | Y | Y | Industrial CHP |  |  |  |  | N | [57 empty] | GAS | [39 empty] | 0.2209 | 0.0007083 | 12.845
22337 | Alcoa World Alumina LLC | 52069 | Point Comfort Operations | TX | Calhoun | GEN4 | ST | OP | 15.1 | 14 | 14.2 |  | 1 | 1970 | NG |  | N | Y | Y | Industrial CHP |  |  |  |  | N | [57 empty] | GAS | [39 empty] | 0.24228 | 0.0007494 | 12.0775
22350 | Devon Power LLC | 544 | Devon Station | CT | New Haven | 10 | GT | OP | 19.2 | 14.4 | 19.2 |  | 1 | 1985 | KER | DFO | N | Y | N | IPP Non-CHP |  |  |  |  | N | [57 empty] | LIQUID | CT | Devon | 544 | 10 | 2010 |  | CAIROS | 24.24 | 6 | 454.48 |  |  | 1.1999 | 3.345 |  | 5575.2 | 1 | Northeast Power Coordinating Council | New Haven | Electric Utility | 4911 | Electric Services | 41.2083 | -73.1092 | Devon Power, LLC (Owner/Operator) |  |  | Operating | Combustion turbine | Other Oil |  |  |  |  | 230 | 10.4 | LIQUID | 19 | 1994.7368 | 1.1999 | 0.0092482 | 10.9778
22350 | Devon Power LLC | 544 | Devon Station | CT | New Haven | 11 | GT | OP | 43 | 29.3 | 38.8 |  | 7 | 1996 | KER | NG | Y | Y | N | IPP Non-CHP |  |  |  |  | N | [57 empty] | LIQUID | CT | Devon | 544 | 18 | 2010 |  | ARP, CAIROS, RGGI | 12.18 | 6 | 463.72 |  | 0.002 | 0.0182 | 0.046 | 368.274 | 4540.901 | 1 | Northeast Power Coordinating Council | New Haven | Electric Utility | 4911 | Electric Services | 41.2083 | -73.1092 | GenConn Devon LLC (Owner) Devon Power, LLC (Operator) | Phase 2 |  | Operating (Started 06/01/2010) | Combustion turbine (Started Jun 01, 2010) | Other Oil | Pipeline Natural Gas |  | Water Injection Selective Catalytic Reduction |  | 590 | 8.0943 | LIQUID | 49 | 368.5567 | 0.0182 | 0.000881 | 8.0943
22350 | Devon Power LLC | 544 | Devon Station | CT | New Haven | 12 | GT | OP | 43 | 29.2 | 38.4 |  | 7 | 1996 | KER | NG | Y | Y | N | IPP Non-CHP |  |  |  |  | N | [57 empty] | LIQUID | CT | Devon | 544 | 18 | 2010 |  | ARP, CAIROS, RGGI | 12.18 | 6 | 463.72 |  | 0.002 | 0.0182 | 0.046 | 368.274 | 4540.901 | 1 | Northeast Power Coordinating Council | New Haven | Electric Utility | 4911 | Electric Services | 41.2083 | -73.1092 | GenConn Devon LLC (Owner) Devon Power, LLC (Operator) | Phase 2 |  | Operating (Started 06/01/2010) | Combustion turbine (Started Jun 01, 2010) | Other Oil | Pipeline Natural Gas |  | Water Injection Selective Catalytic Reduction |  | 590 | 8.0943 | LIQUID | 49 | 361.9792 | 0.0182 | 0.000881 | 8.0943
22350 | Devon Power LLC | 544 | Devon Station | CT | New Haven | 13 | GT | OP | 43 | 30.7 | 38.9 |  | 7 | 1996 | KER | NG | Y | Y | N | IPP Non-CHP |  |  |  |  | N | [57 empty] | LIQUID | CT | Devon | 544 | 18 | 2010 |  | ARP, CAIROS, RGGI | 12.18 | 6 | 463.72 |  | 0.002 | 0.0182 | 0.046 | 368.274 | 4540.901 | 1 | Northeast Power Coordinating Council | New Haven | Electric Utility | 4911 | Electric Services | 41.2083 | -73.1092 | GenConn Devon LLC (Owner) Devon Power, LLC (Operator) | Phase 2 |  | Operating (Started 06/01/2010) | Combustion turbine (Started Jun 01, 2010) | Other Oil | Pipeline Natural Gas |  | Water Injection Selective Catalytic Reduction |  | 590 | 8.0943 | LIQUID | 49 | 370.1799 | 0.0182 | 0.000881 | 8.0943
22350 | Devon Power LLC | 544 | Devon Station | CT | New Haven | 14 | GT | OP | 43 | 29.7 | 40.3 |  | 7 | 1996 | KER | NG | Y | Y | N | IPP Non-CHP |  |  |  |  | N | [57 empty] | LIQUID | CT | Devon | 544 | 18 | 2010 |  | ARP, CAIROS, RGGI | 12.18 | 6 | 463.72 |  | 0.002 | 0.0182 | 0.046 | 368.274 | 4540.901 | 1 | Northeast Power Coordinating Council | New Haven | Electric Utility | 4911 | Electric Services | 41.2083 | -73.1092 | GenConn Devon LLC (Owner) Devon Power, LLC (Operator) | Phase 2 |  | Operating (Started 06/01/2010) | Combustion turbine (Started Jun 01, 2010) | Other Oil | Pipeline Natural Gas |  | Water Injection Selective Catalytic Reduction |  | 590 | 8.0943 | LIQUID | 49 | 392.0596 | 0.0182 | 0.000881 | 8.0943
22354 | VC Porterdale Hydroelectric, LLC | 50242 | VC Porterdale Hydroelectric | GA | Newton | TB-1 | HY | OP | 1.5 | 1.2 | 0.6 |  | 12 | 1982 | WAT |  | N | Y | N | IPP Non-CHP | [62 empty] | N/A | [39 empty] | 0 | 0 | 10.4
22379 | Connecticut Jet Power LLC | 542 | Cos Cob | CT | Fairfield | UN10 | GT | OP | 25 | 19.1 | 24 |  | 9 | 1969 | KER |  | N | Y | N | IPP Non-CHP | [62 empty] | LIQUID | CT | Cos Cob | 542 | 10 | 2010 |  | CAIROS | 44.15 | 6 | 676.65 |  |  | 1.2 | 6.623 |  | 11037.5 | 1 | Northeast Power Coordinating Council | Fairfield | Electric Utility | 4911 | Electric Services | 41.0289 | -73.5989 | Connecticut Jet Power, LLC (Owner/Operator) |  |  | Operating | Combustion turbine | Other Oil |  |  | Water Injection |  | 250 | 10.4 | LIQUID | 23 | 478.2609 | 1.2 | 0.011932 | 11.1045
22379 | Connecticut Jet Power LLC | 542 | Cos Cob | CT | Fairfield | UN11 | GT | OP | 25 | 18.7 | 23.6 |  | 9 | 1969 | KER |  | N | Y | N | IPP Non-CHP | [62 empty] | LIQUID | CT | Cos Cob | 542 | 11 | 2010 |  | CAIROS | 40.34 | 6 | 618.88 |  |  | 1.2 | 6.051 |  | 10085 | 1 | Northeast Power Coordinating Council | Fairfield | Electric Utility | 4911 | Electric Services | 41.0289 | -73.5989 | Connecticut Jet Power, LLC (Owner/Operator) |  |  | Operating | Combustion turbine | Other Oil |  |  | Water Injection |  | 250 | 10.4 | LIQUID | 21 | 438.0952 | 1.2 | 0.011932 | 11.1045
22379 | Connecticut Jet Power LLC | 542 | Cos Cob | CT | Fairfield | UN12 | GT | OP | 25 | 19.1 | 24 |  | 10 | 1969 | KER |  | N | Y | N | IPP Non-CHP | [62 empty] | LIQUID | CT | Cos Cob | 542 | 12 | 2010 |  | CAIROS | 51.39 | 6 | 789.67 |  |  | 1.2 | 7.709 |  | 12847.5 | 1 | Northeast Power Coordinating Council | Fairfield | Electric Utility | 4911 | Electric Services | 41.0289 | -73.5989 | Connecticut Jet Power, LLC (Owner/Operator) |  |  | Operating | Combustion turbine | Other Oil |  |  | Water Injection |  | 250 | 10.4 | LIQUID | 24 | 500 | 1.2 | 0.011932 | 11.1045
22379 | Connecticut Jet Power LLC | 542 | Cos Cob | CT | Fairfield | UN13 | GT | OP | 20 | 19.1 | 24 |  | 6 | 2008 | KER |  | N | N | N | IPP Non-CHP | [62 empty] | LIQUID | CT | Cos Cob | 542 | 13 | 2010 |  | CAIROS | 35.17 | 6 | 475.91 |  |  | 1.2001 | 6.5 |  | 10832.4 | 1 | Northeast Power Coordinating Council | Fairfield | Electric Utility | 4911 | Electric Services | 41.0289 | -73.5989 | Connecticut Jet Power, LLC (Owner/Operator) |  |  | Operating | Combustion turbine | Other Oil |  |  | Water Injection |  | 308 | 10.4 | LIQUID | 21 | 428.5714 | 1.2001 | 0.0025178 | 10.5706
22379 | Connecticut Jet Power LLC | 542 | Cos Cob | CT | Fairfield | un14 | GT | OP | 20 | 19.6 | 23.5 |  | 6 | 2008 | KER |  | N | N | N | IPP Non-CHP | [62 empty] | LIQUID | CT | Cos Cob | 542 | 14 | 2010 |  | CAIROS | 42.1 | 6 | 604.18 |  |  | 1.2001 | 7.78 |  | 12966.9 | 1 | Northeast Power Coordinating Council | Fairfield | Electric Utility | 4911 | Electric Services | 41.0289 | -73.5989 | Connecticut Jet Power, LLC (Owner/Operator) |  |  | Operating | Combustion turbine | Other Oil |  |  | Water Injection |  | 308 | 10.4 | LIQUID | 21 | 440.4762 | 1.2001 | 0.0025178 | 10.5706
22379 | Connecticut Jet Power LLC | 540 | Branford | CT | New Haven | UN10 | GT | OP | 21.8 | 17.4 | 22.5 |  | 11 | 1967 | KER |  | N | Y | N | IPP Non-CHP |  |  |  |  | N | [57 empty] | LIQUID | CT | Branford | 540 | 10 | 2010 |  | CAIROS | 39 | 6 | 512 |  |  | 1.2 | 5.85 |  | 9750 | 1 | Northeast Power Coordinating Council | New Haven | Electric Utility | 4911 | Electric Services | 41.2925 | -72.7942 | Connecticut Jet Power, LLC (Owner/Operator) |  |  | Operating | Combustion turbine | Other Oil |  |  | Water Injection |  | 250 | 10.4 | LIQUID | 18 | 375 | 1.2 | 0.012229 | 11.2114
22379 | Connecticut Jet Power LLC | 561 | Franklin Drive | CT | Litchfield | UN19 | GT | OP | 21.8 | 16.1 | 21.2 |  | 11 | 1968 | KER |  | N | Y | N | IPP Non-CHP |  |  |  |  | N | [57 empty] | LIQUID | CT | Franklin Drive | 561 | 10 | 2010 |  | CAIROS | 46.06 | 6 | 639.46 |  |  | 1.2 | 6.909 |  | 11515 | 1 | Northeast Power Coordinating Council | Litchfield | Electric Utility | 4911 | Electric Services | 41.7994 | -73.1156 | Connecticut Jet Power, LLC (Owner/Operator) |  |  | Operating | Combustion turbine | Other Oil |  |  |  |  | 250 | 10.4 | LIQUID | 19 | -57.8947 | 1.2 | 0.012081 | 11.1946
22379 | Connecticut Jet Power LLC | 565 | Torrington Terminal | CT | Litchfield | UN10 | GT | OP | 21.8 | 17.4 | 22.5 |  | 11 | 1967 | KER |  | N | Y | N | IPP Non-CHP |  |  |  |  | N | [57 empty] | LIQUID | CT | Torrington Terminal | 565 | 10 | 2010 |  | CAIROS | 36.28 | 6 | 467.96 |  |  | 1.2 | 5.442 |  | 9070 | 1 | Northeast Power Coordinating Council | Litchfield | Electric Utility | 4911 | Electric Services | 41.7761 | -73.1219 | Connecticut Jet Power, LLC (Owner/Operator) |  |  | Operating | Combustion turbine | Other Oil |  |  |  |  | 250 | 10.4 | LIQUID | 20 | 437.5 | 1.2 | 0.012229 | 11.2114
22380 | NRG Montville Operations Inc | 546 | Montville Station | CT | New London | 5 | ST | OP | 75 | 81 | 83 |  | 1 | 1954 | RFO | NG | Y | Y | N | IPP Non-CHP |  |  |  |  | N | [57 empty] | LIQUID | CT | Montville | 546 | 5 | 2010 |  | ARP, CAIROS, RGGI | 1051.88 | 12 | 50746.89 |  | 17.341 | 0.0909 | 31.885 | 40386.346 | 631690.114 | 1 | Northeast Power Coordinating Council | New London | Electric Utility | 4911 | Electric Services | 41.4281 | -72.1019 | Montville Power, LLC (Owner/Operator) | Phase 2 |  | Operating | Tangentially-fired | Residual Oil | Pipeline Natural Gas |  |  | Electrostatic Precipitator | 995 | 12.1528 | LIQUID | 89 | 1963.8554 | 0.0909 | 0.054904 | 12.1528
22380 | NRG Montville Operations Inc | 546 | Montville Station | CT | New London | 6 | ST | OP | 414.9 | 410 | 410 |  | 1 | 1971 | RFO |  | N | Y | N | IPP Non-CHP |  |  |  |  | N | [57 empty] | LIQUID | CT | Montville | 546 | 6 | 2010 |  | ARP, CAIROS, RGGI | 425.63 | 12 | 45723.99 |  | 80.356 | 0.1432 | 52.085 | 54587.713 | 674427.482 | 1 | Northeast Power Coordinating Council | New London | Electric Utility | 4911 | Electric Services | 41.4281 | -72.1019 | Montville Power, LLC (Owner/Operator) | Phase 2 |  | Operating | Tangentially-fired | Residual Oil |  |  |  |  | 5925 | 13.3532 | LIQUID | 421 | 1986.5854 | 0.1432 | 0.23829 | 13.3532
22484 | AES Redondo Beach LLC | 356 | AES Redondo Beach LLC | CA | Los Angeles | 5 | ST | OP | 163.2 | 175 | 178.9 |  | 10 | 1954 | NG | OG | N | Y | N | IPP Non-CHP |  |  |  |  | N | [57 empty] | GAS | CA | AES Redondo Beach | 356 | 5 | 2010 |  | ARP | 784 | 12 | 22067 |  | 0.059 | 0.0589 | 23.588 | 25667.3 | 431997.7 | 9 | Western Electricity Coordinating Council | Los Angeles | Electric Utility | 4911 | Electric Services | 33.8504 | -118.395 | AES Corporation (Owner/Operator) | Phase 2 |  | Operating | Dry bottom wall-fired boiler | Pipeline Natural Gas | Residual Oil |  |  |  | 1810 | 10.6388 | GAS | 184 | 1985.7462 | 0.0589 | 0.000273 | 10.6388
22484 | AES Redondo Beach LLC | 356 | AES Redondo Beach LLC | CA | Los Angeles | 6 | ST | OP | 163.2 | 175 | 175 |  | 7 | 1957 | NG | OG | N | Y | N | IPP Non-CHP |  |  |  |  | N | [57 empty] | GAS | CA | AES Redondo Beach | 356 | 6 | 2010 |  | ARP | 386 | 12 | 17940 |  | 0.034 | 0.0493 | 6.265 | 14664.1 | 246790.2 | 9 | Western Electricity Coordinating Council | Los Angeles | Electric Utility | 4911 | Electric Services | 33.8504 | -118.395 | AES Corporation (Owner/Operator) | Phase 2 |  | Operating | Dry bottom wall-fired boiler | Pipeline Natural Gas | Residual Oil |  |  |  | 1850 | 10.642 | GAS | 166 | 1972.8916 | 0.0493 | 0.000276 | 10.642
22484 | AES Redondo Beach LLC | 356 | AES Redondo Beach LLC | CA | Los Angeles | 7 | ST | OP | 495 | 480 | 493.2 |  | 2 | 1967 | NG | OG | N | Y | N | IPP Non-CHP |  |  |  |  | N | [57 empty] | GAS | CA | AES Redondo Beach | 356 | 7 | 2010 |  | ARP | 360 | 12 | 77111 |  | 0.105 | 0.0202 | 4.016 | 45965.1 | 773569.4 | 9 | Western Electricity Coordinating Council | Los Angeles | Electric Utility | 4911 | Electric Services | 33.8504 | -118.395 | AES Corporation (Owner/Operator) | Phase 2 |  | Operating | Dry bottom wall-fired boiler | Pipeline Natural Gas | Residual Oil |  |  |  | 4240 | 9.2987 | GAS | 502 | 1991.0787 | 0.0202 | 0.000271 | 9.2987
22484 | AES Redondo Beach LLC | 356 | AES Redondo Beach LLC | CA | Los Angeles | 8 | ST | OP | 495 | 480 | 486.9 |  | 7 | 1967 | NG | OG | N | Y | N | IPP Non-CHP |  |  |  |  | N | [57 empty] | GAS | CA | AES Redondo Beach | 356 | 8 | 2010 |  | ARP | 176 | 12 | 21602 |  | 0.034 | 0.0161 | 0.944 | 14616.1 | 245978.1 | 9 | Western Electricity Coordinating Council | Los Angeles | Electric Utility | 4911 | Electric Services | 33.8504 | -118.395 | AES Corporation (Owner/Operator) | Phase 2 |  | Operating | Dry bottom wall-fired boiler | Pipeline Natural Gas | Residual Oil |  |  |  | 4240 | 9.3846 | GAS | 500 | 1986.5475 | 0.0161 | 0.000276 | 9.3846
22500 | Westar Energy Inc | 1248 | Hutchinson Energy Center | KS | Reno | GT1 | GT | OP | 71 | 56 | 56 |  | 5 | 1974 | NG | DFO | Y | Y | N | Electric Utility |  |  |  |  | N | [57 empty] | GAS | KS | Hutchinson Energy Center | 1248 | 4 | 2010 |  | ARP | 3724.32 | 12 | 156772.63 |  | 0.537 | 0.1753 | 178.261 | 106291.203 | 1788542.811 | 7 | Southwest Power Pool | Reno | Electric Utility | 4911 | Electric Services | 38.0906 | -97.8747 | Westar Energy, Inc. (Owner/Operator) | Phase 2 |  | Operating | Tangentially-fired | Pipeline Natural Gas | Diesel Oil, Residual Oil |  |  |  | 2165 | 10.4433 | GAS | 173 | -1044.6429 | 0.1753 | 0.0006 | 10.4433
22500 | Westar Energy Inc | 1248 | Hutchinson Energy Center | KS | Reno | GT2 | GT | OP | 71 | 56 | 56 |  | 5 | 1974 | NG | DFO | Y | Y | N | Electric Utility |  |  |  |  | N | [57 empty] | GAS | KS | Hutchinson Energy Center | 1248 | 4 | 2010 |  | ARP | 3724.32 | 12 | 156772.63 |  | 0.537 | 0.1753 | 178.261 | 106291.203 | 1788542.811 | 7 | Southwest Power Pool | Reno | Electric Utility | 4911 | Electric Services | 38.0906 | -97.8747 | Westar Energy, Inc. (Owner/Operator) | Phase 2 |  | Operating | Tangentially-fired | Pipeline Natural Gas | Diesel Oil, Residual Oil |  |  |  | 2165 | 10.4433 | GAS | 173 | -1044.6429 | 0.1753 | 0.0006 | 10.4433
22500 | Westar Energy Inc | 1248 | Hutchinson Energy Center | KS | Reno | GT3 | GT | OP | 71 | 56 | 56 |  | 5 | 1974 | NG | DFO | Y | Y | N | Electric Utility |  |  |  |  | N | [57 empty] | GAS | KS | Hutchinson Energy Center | 1248 | 4 | 2010 |  | ARP | 3724.32 | 12 | 156772.63 |  | 0.537 | 0.1753 | 178.261 | 106291.203 | 1788542.811 | 7 | Southwest Power Pool | Reno | Electric Utility | 4911 | Electric Services | 38.0906 | -97.8747 | Westar Energy, Inc. (Owner/Operator) | Phase 2 |  | Operating | Tangentially-fired | Pipeline Natural Gas | Diesel Oil, Residual Oil |  |  |  | 2165 | 10.4433 | GAS | 173 | -1044.6429 | 0.1753 | 0.0006 | 10.4433
22500 | Westar Energy Inc | 1248 | Hutchinson Energy Center | KS | Reno | GT4 | GT | OP | 86 | 62 | 62 |  | 6 | 1975 | DFO |  | N | Y | N | Electric Utility |  |  |  |  | N | [57 empty] | LIQUID | [39 empty] | 0.9085 | 0.055366 | 14.381
22500 | Westar Energy Inc | 1248 | Hutchinson Energy Center | KS | Reno | ST4 | ST | OP | 172 | 167 | 167 |  | 5 | 1965 | NG | RFO | Y | Y | N | Electric Utility |  |  |  |  | N | [57 empty] | GAS | KS | Hutchinson Energy Center | 1248 | 4 | 2010 |  | ARP | 3724.32 | 12 | 156772.63 |  | 0.537 | 0.1753 | 178.261 | 106291.203 | 1788542.811 | 7 | Southwest Power Pool | Reno | Electric Utility | 4911 | Electric Services | 38.0906 | -97.8747 | Westar Energy, Inc. (Owner/Operator) | Phase 2 |  | Operating | Tangentially-fired | Pipeline Natural Gas | Diesel Oil, Residual Oil |  |  |  | 2165 | 10.4433 | GAS | 173 | 482.0359 | 0.1753 | 0.0006 | 10.4433
22500 | Westar Energy Inc | 1250 | Lawrence Energy Center | KS | Douglas | 3 | ST | OP | 49 | 51 | 51 |  | 1 | 1955 | SUB | NG | Y | Y | N | Electric Utility |  |  |  |  | N | Y |  | Y | [54 empty] | COAL | KS | Lawrence Energy Center | 1250 | 3 | 2010 |  | ARP | 8565.8 | 12 | 407479.12 |  | 1379.078 | 0.3001 | 654.821 | 464637.274 | 4430653.533 | 7 |  | Douglas | Electric Utility | 4911 | Electric Services | 39.0072 | -95.2692 | Westar Energy, Inc. (Owner/Operator) | Phase 2 | Phase II Group 1 | Operating | Tangentially-fired | Coal | Pipeline Natural Gas |  |  | Electrostatic Precipitator | 814 | 10.8603 | COAL | 57 | 1941.1765 | 0.3001 | 0.62252 | 10.8603
22500 | Westar Energy Inc | 1250 | Lawrence Energy Center | KS | Douglas | 4 | ST | OP | 114 | 109 | 109 |  | 3 | 1960 | SUB | NG | Y | Y | N | Electric Utility |  |  |  |  | N | Y |  | Y | [54 empty] | COAL | KS | Lawrence Energy Center | 1250 | 4 | 2010 | MS4N, MS4S | ARP | 7125.37 | 12 | 669522.64 |  | 216.805 | 0.3367 | 1128.813 | 730468.459 | 6967593.776 | 7 |  | Douglas | Electric Utility | 4911 | Electric Services | 39.0072 | -95.2692 | Westar Energy, Inc. (Owner/Operator) | Phase 2 | Phase II Group 1 | Operating | Tangentially-fired | Coal | Pipeline Natural Gas | Wet Limestone |  | Wet Scrubber | 1409 | 10.3491 | COAL | 121 | 1944.9541 | 0.3367 | 0.062232 | 10.3491
22500 | Westar Energy Inc | 1250 | Lawrence Energy Center | KS | Douglas | 5 | ST | OP | 403 | 371 | 371 |  | 5 | 1971 | SUB | NG | Y | Y | N | Electric Utility |  |  |  |  | N | Y |  | Y | [54 empty] | COAL | KS | Lawrence Energy Center | 1250 | 5 | 2010 |  | ARP | 7981.99 | 12 | 2621464.65 |  | 1594.831 | 0.2001 | 2503.362 | 2701054.734 | 25757103.45 | 7 |  | Douglas | Electric Utility | 4911 | Electric Services | 39.0072 | -95.2692 | Westar Energy, Inc. (Owner/Operator) | Phase 2 | Phase II Group 1 | Operating | Tangentially-fired | Coal | Pipeline Natural Gas | Wet Limestone |  | Wet Scrubber | 4318 | 9.7948 | COAL | 399 | 1962.2642 | 0.2001 | 0.12384 | 9.7948
22500 | Westar Energy Inc | 1251 | Abilene Energy Center Combustion Turbine | KS | Dickinson | GT1 | GT | OP | 77 | 68 | 68 |  | 7 | 1973 | NG |  | N | Y | N | Electric Utility |  |  |  |  | N | [57 empty] | GAS | [39 empty] | 0.13693 | 0.0022398 | 15.3683
22500 | Westar Energy Inc | 1252 | Tecumseh Energy Center | KS | Shawnee | 1 | GT | OP | 29 | 18 | 18 |  | 6 | 1972 | NG | DFO | N | Y | N | Electric Utility |  |  |  | 2012 | N | [57 empty] | GAS | [39 empty] | 0.204 | 0.0029375 | 13.0978
22500 | Westar Energy Inc | 1252 | Tecumseh Energy Center | KS | Shawnee | 2 | GT | OP | 29 | 19 | 19 |  | 6 | 1972 | NG | DFO | N | Y | N | Electric Utility |  |  |  | 2012 | N | [57 empty] | GAS | [39 empty] | 0.204 | 0.0029375 | 13.0978
22500 | Westar Energy Inc | 1252 | Tecumseh Energy Center | KS | Shawnee | 7 | ST | OP | 82 | 73 | 73 |  | 8 | 1957 | SUB | NG | Y | Y | N | Electric Utility |  |  |  |  | N | Y |  | Y | [54 empty] | COAL | KS | Tecumseh Energy Center | 1252 | 9 | 2010 |  | ARP | 8395.71 | 12 | 531780.01 |  | 1721.713 | 0.1536 | 423.07 | 600936.055 | 5731791.12 | 7 | Southwest Power Pool | Shawnee | Electric Utility | 4911 | Electric Services | 39.0522 | -95.5669 | Westar Energy, Inc. (Owner/Operator) | Phase 2 | Phase II Group 1 | Operating | Tangentially-fired | Coal | Pipeline Natural Gas |  | Low NOx Burner Technology w/ Closed-coupled/Separated OFA | Electrostatic Precipitator | 1102 | 10.6821 | COAL | 80 | 452.0548 | 0.1536 | 0.60076 | 10.6821
22500 | Westar Energy Inc | 1252 | Tecumseh Energy Center | KS | Shawnee | 8 | ST | OP | 150 | 132 | 132 |  | 4 | 1962 | SUB | NG | Y | Y | N | Electric Utility |  |  |  |  | N | Y |  | Y | [54 empty] | COAL | KS | Tecumseh Energy Center | 1252 | 10 | 2010 |  | ARP | 7942.93 | 12 | 872469.07 |  | 2675.121 | 0.3461 | 1441.693 | 889162.145 | 8480600.827 | 7 | Southwest Power Pool | Shawnee | Electric Utility | 4911 | Electric Services | 39.0522 | -95.5669 | Westar Energy, Inc. (Owner/Operator) | Phase 2 | Phase II Group 1 | Operating | Tangentially-fired | Coal | Pipeline Natural Gas |  |  | Electrostatic Precipitator | 1911 | 9.7308 | COAL | 144 | 454.5455 | 0.3461 | 0.63088 | 9.7202
22500 | Westar Energy Inc | 6068 | Jeffrey Energy Center | KS | Pottawatomie | 1 | ST | OP | 720 | 724 | 724 |  | 7 | 1978 | SUB |  | N | Y | N | Electric Utility |  |  |  |  | N | Y |  | Y | [54 empty] | COAL | KS | Jeffrey Energy Center | 6068 | 1 | 2010 |  | ARP | 8108.92 | 12 | 5384351.05 |  | 516.65 | 0.1674 | 4563.71 | 5768966.79 | 55008766.24 | 7 |  | Pottawatomie | Electric Utility | 4911 | Electric Services | 39.2825 | -96.1153 | Kansas Gas & Electric Company (Owner) Westar Energy, Inc. (Owner/Operator) | Phase 2 | Phase II Group 1 | Operating | Tangentially-fired | Coal |  | Wet Limestone | Low NOx Burner Technology w/ Closed-coupled/Separated OFA | Electrostatic Precipitator | 8110 | 10.1999 | COAL | 792 | 1953.0387 | 0.1674 | 0.018784 | 10.1999
22500 | Westar Energy Inc | 6068 | Jeffrey Energy Center | KS | Pottawatomie | 2 | ST | OP | 720 | 725 | 725 |  | 5 | 1980 | SUB |  | N | Y | N | Electric Utility |  |  |  |  | N | Y |  | Y | [54 empty] | COAL | KS | Jeffrey Energy Center | 6068 | 2 | 2010 |  | ARP | 8272.34 | 12 | 4886791.22 |  | 338.017 | 0.3479 | 9461.662 | 5336837.869 | 50889324.49 | 7 |  | Pottawatomie | Electric Utility | 4911 | Electric Services | 39.2825 | -96.1153 | Kansas Gas & Electric Company (Owner) Westar Energy, Inc. (Owner/Operator) | Phase 2 | Phase II Group 1 | Operating | Tangentially-fired | Coal |  | Wet Limestone |  | Electrostatic Precipitator | 8110 | 10.3288 | COAL | 787 | 1957.2414 | 0.3479 | 0.013284 | 10.3288
22500 | Westar Energy Inc | 6068 | Jeffrey Energy Center | KS | Pottawatomie | 3 | ST | OP | 720 | 716 | 716 |  | 5 | 1983 | SUB |  | N | Y | N | Electric Utility |  |  |  |  | N | Y |  | Y | [54 empty] | COAL | KS | Jeffrey Energy Center | 6068 | 3 | 2010 |  | ARP | 7545.19 | 12 | 4652072.15 |  | 358.362 | 0.1796 | 4321.691 | 4858081.252 | 46324598.59 | 7 |  | Pottawatomie | Electric Utility | 4911 | Electric Services | 39.2825 | -96.1153 | Kansas Gas & Electric Company (Owner) Westar Energy, Inc. (Owner/Operator) | Phase 2 | Phase II Group 1 | Operating | Tangentially-fired | Coal |  | Wet Limestone | Low NOx Burner Technology w/ Closed-coupled/Separated OFA | Electrostatic Precipitator | 8110 | 9.9207 | COAL | 783 | 1953.2123 | 0.1796 | 0.015472 | 9.9207
22500 | Westar Energy Inc | 55651 | Spring Creek Energy Center | OK | Logan | CT01 | GT | OP | 84.5 | 72 | 72 |  | 5 | 2001 | NG |  | N | Y | N | Electric Utility |  |  |  |  | N | [57 empty] | GAS | OK | Spring Creek Power Plant | 55651 | CT-01 | 2010 |  | ARP | 439.17 | 12 | 28945.54 |  | 0.103 | 0.0254 | 4.184 | 20494.681 | 344859.12 | 6 |  | Logan | Electric Utility | 4911 | Electric Services | 35.7422 | -97.655 | Westar Energy, Inc. (Owner/Operator) | Phase 2 |  | Operating | Combustion turbine | Pipeline Natural Gas |  |  | Dry Low NOx Burners |  | 1200 | 11.7516 | GAS | 85 | 409.7222 | 0.0254 | 0.000597 | 11.7516
22500 | Westar Energy Inc | 55651 | Spring Creek Energy Center | OK | Logan | CT02 | GT | OP | 84.5 | 70 | 70 |  | 5 | 2001 | NG |  | N | Y | N | Electric Utility |  |  |  |  | N | [57 empty] | GAS | OK | Spring Creek Power Plant | 55651 | CT-02 | 2010 |  | ARP | 413.39 | 12 | 27534.87 |  | 0.098 | 0.0253 | 3.646 | 19385.364 | 326193.017 | 6 |  | Logan | Electric Utility | 4911 | Electric Services | 35.7422 | -97.655 | Westar Energy, Inc. (Owner/Operator) | Phase 2 |  | Operating | Combustion turbine | Pipeline Natural Gas |  |  | Dry Low NOx Burners |  | 1200 | 11.6952 | GAS | 89 | 364.2857 | 0.0253 | 0.000601 | 11.6952
22500 | Westar Energy Inc | 55651 | Spring Creek Energy Center | OK | Logan | CT03 | GT | OP | 84.5 | 68 | 68 |  | 5 | 2001 | NG |  | N | Y | N | Electric Utility |  |  |  |  | N | [57 empty] | GAS | OK | Spring Creek Power Plant | 55651 | CT-03 | 2010 |  | ARP | 372.51 | 12 | 24359.44 |  | 0.088 | 0.0253 | 3.459 | 17426.219 | 293229.014 | 6 |  | Logan | Electric Utility | 4911 | Electric Services | 35.7422 | -97.655 | Westar Energy, Inc. (Owner/Operator) | Phase 2 |  | Operating | Combustion turbine | Pipeline Natural Gas |  |  | Dry Low NOx Burners |  | 1200 | 11.8792 | GAS | 86 | 367.6471 | 0.0253 | 0.0006 | 11.8792
22500 | Westar Energy Inc | 55651 | Spring Creek Energy Center | OK | Logan | CT04 | GT | OP | 84.5 | 69 | 69 |  | 5 | 2001 | NG |  | N | Y | N | Electric Utility |  |  |  |  | N | [57 empty] | GAS | OK | Spring Creek Power Plant | 55651 | CT-04 | 2010 |  | ARP | 317.28 | 12 | 20003.02 |  | 0.072 | 0.0242 | 2.435 | 14328.565 | 241105.405 | 6 |  | Logan | Electric Utility | 4911 | Electric Services | 35.7422 | -97.655 | Westar Energy, Inc. (Owner/Operator) | Phase 2 |  | Operating | Combustion turbine | Pipeline Natural Gas |  |  | Dry Low NOx Burners |  | 1200 | 11.8794 | GAS | 74 | 463.7681 | 0.0242 | 0.000597 | 11.8794
22500 | Westar Energy Inc | 56502 | Emporia Energy Center | KS | Lyon | 1 | GT | OP | 54 | 45 | 45 |  | 6 | 2008 | NG |  | N | Y | N | Electric Utility |  |  |  |  | N | [57 empty] | GAS | KS | Emporia Energy Center | 56502 | EEC1 | 2010 |  | ARP | 1835.28 | 12 | 63892.06 |  | 0.196 | 0.0988 | 28.369 | 38730.257 | 651690.513 | 7 |  | Lyon | Electric Utility |  |  | 38.4464 | -96.0651 | Westar Energy, Inc. (Owner/Operator) | Phase 2 |  | Operating | Combustion turbine | Pipeline Natural Gas |  |  | Water Injection |  | 500 | 9.6093 | GAS | 51 | 433.3333 | 0.0988 | 0.000602 | 9.6093
22500 | Westar Energy Inc | 56502 | Emporia Energy Center | KS | Lyon | 2 | GT | OP | 54 | 45 | 45 |  | 6 | 2008 | NG |  | N | Y | N | Electric Utility |  |  |  |  | N | [57 empty] | GAS | KS | Emporia Energy Center | 56502 | EEC2 | 2010 |  | ARP | 1718 | 12 | 62835.96 |  | 0.191 | 0.0963 | 27.53 | 37837.641 | 636699.156 | 7 |  | Lyon | Electric Utility |  |  | 38.4464 | -96.0651 | Westar Energy, Inc. (Owner/Operator) | Phase 2 |  | Operating | Combustion turbine | Pipeline Natural Gas |  |  | Water Injection |  | 500 | 9.6523 | GAS | 51 | 433.3333 | 0.0963 | 0.0006 | 9.6523
22500 | Westar Energy Inc | 56502 | Emporia Energy Center | KS | Lyon | 3 | GT | OP | 54 | 47 | 47 |  | 6 | 2008 | NG |  | N | Y | N | Electric Utility |  |  |  |  | N | [57 empty] | GAS | KS | Emporia Energy Center | 56502 | EEC3 | 2010 |  | ARP | 1824.22 | 12 | 64429.95 |  | 0.197 | 0.0969 | 28.255 | 38930.838 | 655087.786 | 7 |  | Lyon | Electric Utility |  |  | 38.4464 | -96.0651 | Westar Energy, Inc. (Owner/Operator) | Phase 2 |  | Operating | Combustion turbine | Pipeline Natural Gas |  |  | Water Injection |  | 500 | 9.5985 | GAS | 51 | 457.4468 | 0.0969 | 0.000601 | 9.5985
22500 | Westar Energy Inc | 56502 | Emporia Energy Center | KS | Lyon | 4 | GT | OP | 54 | 46 | 46 |  | 6 | 2008 | NG |  | N | Y | N | Electric Utility |  |  |  |  | N | [57 empty] | GAS | KS | Emporia Energy Center | 56502 | EEC4 | 2010 |  | ARP | 1783.45 | 12 | 64910.08 |  | 0.199 | 0.0964 | 28.788 | 39442.78 | 663706.24 | 7 |  | Lyon | Electric Utility |  |  | 38.4464 | -96.0651 | Westar Energy, Inc. (Owner/Operator) | Phase 2 |  | Operating | Combustion turbine | Pipeline Natural Gas |  |  | Water Injection |  | 500 | 9.6955 | GAS | 52 | 434.7826 | 0.0964 | 0.0006 | 9.6955
22500 | Westar Energy Inc | 56502 | Emporia Energy Center | KS | Lyon | 5 | GT | OP | 171.4 | 161 | 161 |  | 6 | 2008 | NG |  | N | Y | N | Electric Utility |  |  |  |  | N | [57 empty] | GAS | KS | Emporia Energy Center | 56502 | EEC5 | 2010 |  | ARP | 282.79 | 12 | 40192.01 |  | 0.13 | 0.0461 | 6.755 | 25698.08 | 432416.377 | 7 |  | Lyon | Electric Utility |  |  | 38.4464 | -96.0651 | Westar Energy, Inc. (Owner/Operator) | Phase 2 |  | Operating | Combustion turbine | Pipeline Natural Gas |  |  | Water Injection |  | 2000 | 10.5924 | GAS | 178 | 447.205 | 0.0461 | 0.000601 | 10.5924
22500 | Westar Energy Inc | 56502 | Emporia Energy Center | KS | Lyon | 6 | GT | OP | 171.4 | 159 | 159 |  | 2 | 2009 | NG |  | N | Y | N | Electric Utility |  |  |  |  | N | [57 empty] | GAS | KS | Emporia Energy Center | 56502 | EEC6 | 2010 |  | ARP | 434.48 | 12 | 61013.67 |  | 0.196 | 0.049 | 10.898 | 38848.918 | 653723.749 | 7 |  | Lyon | Electric Utility |  |  | 38.4464 | -96.0651 | Westar Energy, Inc. (Owner/Operator) | Phase 2 |  | Operating | Combustion turbine | Pipeline Natural Gas |  |  | Dry Low NOx Burners |  | 2000 | 10.4553 | GAS | 190 | 402.5157 | 0.049 | 0.0006 | 10.4553
22500 | Westar Energy Inc | 56502 | Emporia Energy Center | KS | Lyon | 7 | GT | OP | 171.4 | 160 | 160 |  | 2 | 2009 | NG |  | N | Y | N | Electric Utility |  |  |  |  | N | [57 empty] | GAS | KS | Emporia Energy Center | 56502 | EEC7 | 2010 |  | ARP | 292.31 | 12 | 40925.63 |  | 0.129 | 0.0501 | 7.012 | 25586.156 | 430541.839 | 7 |  | Lyon | Electric Utility |  |  | 38.4464 | -96.0651 | Westar Energy, Inc. (Owner/Operator) | Phase 2 |  | Operating | Combustion turbine | Pipeline Natural Gas |  |  | Dry Low NOx Burners |  | 2000 | 10.3328 | GAS | 179 | 440.625 | 0.0501 | 0.000599 | 10.3328
22500 | Westar Energy Inc | 56818 | Central Plains Wind Farm | KS | Wichita | 1 | WT | OP | 99 | 99 | 99 |  | 3 | 2009 | WND |  | N | Y | N | Electric Utility | [62 empty] | N/A | [39 empty] | 0 | 0 | 10.4
22500 | Westar Energy Inc | 56819 | Flat Ridge Wind Farm | KS | Barber | 1 | WT | OP | 50 | 50 | 50 |  | 2 | 2009 | WND |  | N | Y | N | Electric Utility | [62 empty] | N/A | [39 empty] | 0 | 0 | 10.4
22650 | Calpine Corp-Sutter | 55112 | Sutter Energy Center | CA | Sutter | CT01 | CT | OP | 212 | 175 | 185 |  | 7 | 2001 | NG |  | N | Y | N | IPP Non-CHP |  |  |  |  | N | [57 empty] | GAS | CA | Calpine Sutter Energy Center | 55112 | CT01 | 2010 |  | ARP | 4092.42 | 12 | 998720.6 |  | 1.987 | 0.014 | 34.243 | 394337.536 | 6635451.22 | 9 |  | Sutter | Electric Utility | 4911 | Electric Services | 39.0531 | -121.6939 | Calpine Corporation (Owner/Operator) | Phase 2 |  | Operating | Combined cycle | Pipeline Natural Gas |  |  | Dry Low NOx Burners Selective Catalytic Reduction |  | 2070 | 6.5682 | GAS | 302 | 1683.7838 | 0.014 | 0.000599 | 9.3694
22650 | Calpine Corp-Sutter | 55112 | Sutter Energy Center | CA | Sutter | CT02 | CT | OP | 212 | 175 | 185 |  | 7 | 2001 | NG |  | N | Y | N | IPP Non-CHP |  |  |  |  | N | [57 empty] | GAS | CA | Calpine Sutter Energy Center | 55112 | CT02 | 2010 |  | ARP | 4049.55 | 12 | 987957.35 |  | 1.943 | 0.0136 | 33.176 | 386675.132 | 6506514.996 | 9 |  | Sutter | Electric Utility | 4911 | Electric Services | 39.0531 | -121.6939 | Calpine Corporation (Owner/Operator) | Phase 2 |  | Operating | Combined cycle | Pipeline Natural Gas |  |  | Dry Low NOx Burners Selective Catalytic Reduction |  | 2070 | 6.513 | GAS | 297 | 1697.2973 | 0.0136 | 0.000597 | 9.3694
22650 | Calpine Corp-Sutter | 55112 | Sutter Energy Center | CA | Sutter | ST01 | CA | OP | 212 | 180 | 185 |  | 7 | 2001 | NG |  | N | Y | N | IPP Non-CHP |  |  |  |  | N | [57 empty] | GAS | [39 empty] | 0 | 0 | 10.4
22652 | Calpine Corp -Texas City | 52088 | Texas City Cogen LLC | TX | Galveston | GEN1 | CA | OP | 141 | 139 | 139 |  | 5 | 1987 | NG | OG | N | Y | Y | IPP CHP |  |  |  |  | N | [57 empty] | GAS | [39 empty] | 0 | 0 | 10.4
22652 | Calpine Corp -Texas City | 52088 | Texas City Cogen LLC | TX | Galveston | GEN2 | CT | OP | 103 | 104 | 115 |  | 5 | 1987 | NG |  | N | Y | Y | IPP CHP |  |  |  |  | N | [57 empty] | GAS | TX | Texas City Cogeneration | 52088 | GT-C | 2010 |  | ARP, CAIRNOX, CAIRSO2 | 7003.85 | 12 | 793468.81 |  | 2.341 | 0.0299 | 121.754 | 489899.073 | 8243377.605 | 6 |  | Galveston | Cogeneration |  |  | 29.3787 | -94.944 | Texas City Cogeneration, LP (Owner) Calpine Operating Services Company, Inc. (Operator) | Phase 2 |  | Operating | Combined cycle | Pipeline Natural Gas | Process Gas |  | Steam Injection |  | 1765 | 10.3719 | GAS | 150 | -152.1739 | 0.0299 | 0.000568 | 10.3719
22652 | Calpine Corp -Texas City | 52088 | Texas City Cogen LLC | TX | Galveston | GEN3 | CT | OP | 103 | 104 | 115 |  | 5 | 1987 | NG |  | N | Y | Y | IPP CHP |  |  |  |  | N | [57 empty] | GAS | TX | Texas City Cogeneration | 52088 | GT-C | 2010 |  | ARP, CAIRNOX, CAIRSO2 | 7003.85 | 12 | 793468.81 |  | 2.341 | 0.0299 | 121.754 | 489899.073 | 8243377.605 | 6 |  | Galveston | Cogeneration |  |  | 29.3787 | -94.944 | Texas City Cogeneration, LP (Owner) Calpine Operating Services Company, Inc. (Operator) | Phase 2 |  | Operating | Combined cycle | Pipeline Natural Gas | Process Gas |  | Steam Injection |  | 1765 | 10.3719 | GAS | 150 | -152.1739 | 0.0299 | 0.000568 | 10.3719
22652 | Calpine Corp -Texas City | 52088 | Texas City Cogen LLC | TX | Galveston | GEN4 | CT | OP | 103 | 104 | 115 |  | 5 | 1987 | NG |  | N | Y | Y | IPP CHP |  |  |  |  | N | [57 empty] | GAS | TX | Texas City Cogeneration | 52088 | GT-C | 2010 |  | ARP, CAIRNOX, CAIRSO2 | 7003.85 | 12 | 793468.81 |  | 2.341 | 0.0299 | 121.754 | 489899.073 | 8243377.605 | 6 |  | Galveston | Cogeneration |  |  | 29.3787 | -94.944 | Texas City Cogeneration, LP (Owner) Calpine Operating Services Company, Inc. (Operator) | Phase 2 |  | Operating | Combined cycle | Pipeline Natural Gas | Process Gas |  | Steam Injection |  | 1765 | 10.3719 | GAS | 150 | -152.1739 | 0.0299 | 0.000568 | 10.3719
22669 | U S Borax Inc | 50115 | US Borax | CA | Kern | GEN1 | GT | OP | 48.2 | 39 | 42 |  | 7 | 1984 | NG |  | N | Y | Y | Industrial CHP |  |  |  |  | N | [57 empty] | GAS | [39 empty] | 0.11396 | 0.0013843 | 12.9687
22696 | Notch Butte Hydro Co Inc | 50718 | Notch Butte Hydro | ID | Lincoln | HYD1 | HY | OP | 1 | 1 | 0.9 |  | 9 | 1986 | WAT |  | N | Y | N | IPP Non-CHP | [62 empty] | N/A | [39 empty] | 0 | 0 | 10.4
22776 | Solano Irrigation District | 7646 | Monticello | CA | Solano | 1 | HY | OP | 5 | 5 | 5 | D005 | 6 | 1983 | WAT |  | N | Y | N | Electric Utility |  |  |  |  | N | [57 empty] | N/A | [39 empty] | 0 | 0 | 10.4
22776 | Solano Irrigation District | 7646 | Monticello | CA | Solano | 2 | HY | OP | 5 | 5 | 5 | D005 | 6 | 1983 | WAT |  | N | Y | N | Electric Utility |  |  |  |  | N | [57 empty] | N/A | [39 empty] | 0 | 0 | 10.4
22776 | Solano Irrigation District | 7646 | Monticello | CA | Solano | 3 | HY | OP | 1.5 | 1.5 | 1.5 | D005 | 6 | 1983 | WAT |  | N | Y | N | Electric Utility |  |  |  |  | N | [57 empty] | N/A | [39 empty] | 0 | 0 | 10.4
22803 | SDS Lumber Co | 50231 | SDS Lumber Gorge Energy Division | WA | Klickitat | TG3 | ST | OP | 5 | 4.7 | 4.7 |  | 7 | 2002 | WDS |  | N | N | Y | Industrial CHP |  |  |  |  | N | [57 empty] | OTHER SOLID | [39 empty] | 0.5034 | 0.018166 | 14.264
22979 | Astoria Energy LLC | 55375 | Astoria Energy | NY | Queens | CT1 | CT | OP | 170 | 156 | 170 |  | 5 | 2006 | NG | DFO | Y | Y | N | IPP Non-CHP |  |  |  |  | N | [57 empty] | GAS | NY | Astoria Energy | 55375 | CT1 | 2010 |  | ARP, CAIRNOX, CAIROS, CAIRSO2, RGGI | 7372.97 | 12 | 1870729.55 |  | 4.644 | 0.0092 | 38.728 | 711368.53 | 11888402.26 | 2 |  | Queens | Electric Utility |  |  | 40.7825 | -73.8964 | Astoria Energy, LLC (Owner/Operator) (Ended Apr 29, 2010) GDF Suez Energy, NA (Operator) (Started Apr 29, 2010) Astoria Energy, LLC (Owner) (Started Apr 29, 2010) | Phase 2 |  | Operating | Combined cycle | Pipeline Natural Gas | Diesel Oil |  | Dry Low NOx Burners Water Injection Selective Catalytic Reduction |  | 2342 | 6.3568 | GAS | 313 | 1579.4118 | 0.0092 | 0.000781 | 9.1502
22979 | Astoria Energy LLC | 55375 | Astoria Energy | NY | Queens | CT2 | CT | OP | 170 | 156 | 170 |  | 5 | 2006 | NG | DFO | Y | Y | N | IPP Non-CHP |  |  |  |  | N | [57 empty] | GAS | NY | Astoria Energy | 55375 | CT2 | 2010 |  | ARP, CAIRNOX, CAIROS, CAIRSO2, RGGI | 7300.53 | 12 | 1957426 |  | 3.737 | 0.0153 | 63.785 | 694649.402 | 11671017.62 | 2 |  | Queens | Electric Utility |  |  | 40.7825 | -73.8964 | Astoria Energy, LLC (Owner/Operator) (Ended Apr 29, 2010) GDF Suez Energy, NA (Operator) (Started Apr 29, 2010) Astoria Energy, LLC (Owner) (Started Apr 29, 2010) | Phase 2 |  | Operating | Combined cycle | Pipeline Natural Gas | Diesel Oil |  | Dry Low NOx Burners Water Injection Selective Catalytic Reduction |  | 2350 | 5.9937 | GAS | 313 | 1579.4118 | 0.0153 | 0.00064 | 9.1502
22979 | Astoria Energy LLC | 55375 | Astoria Energy | NY | Queens | ST1 | CA | OP | 180 | 249 | 266 |  | 5 | 2006 | NG | DFO | Y | Y | N | IPP Non-CHP |  |  |  |  | N | [57 empty] | GAS | [39 empty] | 0 | 0 | 10.4
23005 | Aera Energy LLC-Coalinga | 50750 | Coalinga Cogeneration Facility | CA | Fresno | GEN1 | GT | OP | 3.4 | 3.2 | 3.3 |  | 6 | 1988 | NG |  | N | Y | Y | Industrial CHP | [62 empty] | GAS | [39 empty] | 0.27875 | 0.0021901 | 8.9456
23005 | Aera Energy LLC-Coalinga | 50750 | Coalinga Cogeneration Facility | CA | Fresno | GEN2 | GT | OP | 3.4 | 3.2 | 3.3 |  | 6 | 1988 | NG |  | N | Y | Y | Industrial CHP | [62 empty] | GAS | [39 empty] | 0.27875 | 0.0021901 | 8.9456
23037 | Errol Hydroelectric Co LLC | 10570 | Errol Hydroelectric Project | NH | COOS | 1 | HY | OP | 3 | 3 | 3 |  | 11 | 1986 | WAT |  | N | Y | N | IPP Non-CHP |  |  |  |  | N | [57 empty] | N/A | [39 empty] | 0 | 0 | 10.4
23279 | Allegheny Energy Supply Co LLC | 1570 | FirstEnergy R Paul Smith Power Station | MD | WASHINGTON | 11 | ST | OP | 75 | 87 | 88 |  | 11 | 1958 | BIT | DFO | N | Y | N | IPP Non-CHP |  |  |  | 2012 | N | Y |  | Y | [54 empty] | COAL | MD | R. Paul Smith Power Station | 1570 | 11 | 2010 |  | ARP, CAIRNOX, CAIROS, CAIRSO2, RGGI | 4081.59 | 12 | 246594.77 |  | 1640.755 | 0.3202 | 396.865 | 249488.079 | 2431678.315 | 3 |  | Washington | Electric Utility | 4911 | Electric Services | 39.595 | -77.8269 | Allegheny Energy (Owner/Operator) | Phase 2 | Phase 1 Group 1 | Operating | Tangentially-fired | Coal |  |  | Low NOx Burner Technology w/ Closed-coupled/Separated OFA | Electrostatic Precipitator Baghouse | 918 | 9.8843 | COAL | 92 | 1977.2727 | 0.3202 | 1.3495 | 9.861
23279 | Allegheny Energy Supply Co LLC | 1570 | FirstEnergy R Paul Smith Power Station | MD | WASHINGTON | 9 | ST | OP | 34.5 | 28 | 28 |  | 10 | 1947 | BIT | DFO | N | Y | N | IPP Non-CHP |  |  |  | 2012 | N | Y |  | Y | [54 empty] | COAL | MD | R. Paul Smith Power Station | 1570 | 9 | 2010 | MS9A, MS9B | ARP, CAIRNOX, CAIROS, CAIRSO2, RGGI | 2205.42 | 12 | 38610.33 |  | 424.856 | 0.4127 | 131.848 | 63625.968 | 620117.539 | 3 |  | Washington | Electric Utility | 4911 | Electric Services | 39.595 | -77.8269 | Allegheny Energy (Owner/Operator) | Phase 2 | Phase 1 Group 1 | Operating | Dry bottom wall-fired boiler | Coal |  |  | Low NOx Burner Technology (Dry Bottom only) | Electrostatic Precipitator | 397 | 15.2428 | COAL | 28 | 2000 | 0.4127 | 1.3702 | 15.2428
23279 | Allegheny Energy Supply Co LLC | 3178 | FirstEnergy Armstrong Power Station | PA | Armstrong | 1 | ST | OP | 163.2 | 172 | 180 |  | 4 | 1958 | BIT | DFO | N | Y | N | IPP Non-CHP |  |  |  | 2012 | N | Y |  | Y | [54 empty] | COAL | PA | Armstrong Power Station | 3178 | 1 | 2010 |  | ARP, CAIRNOX, CAIROS, CAIRSO2 | 7468.94 | 12 | 881378.52 |  | 12609.501 | 0.3182 | 1382.084 | 841216.679 | 8198984.784 | 3 |  | Armstrong | Electric Utility | 4911 | Electric Services | 40.9289 | -79.4658 | Allegheny Energy (Owner/Operator) | Table 1 | Phase 1 Group 1 | Operating | Dry bottom wall-fired boiler | Coal |  |  | Low NOx Burner Technology (Dry Bottom only) Overfire Air | Electrostatic Precipitator | 2342 | 9.2371 | COAL | 190 | 1972.2222 | 0.3182 | 3.0759 | 9.2371
23279 | Allegheny Energy Supply Co LLC | 3178 | FirstEnergy Armstrong Power Station | PA | Armstrong | 2 | ST | OP | 163.2 | 172 | 176 |  | 6 | 1959 | BIT | DFO | N | Y | N | IPP Non-CHP |  |  |  | 2012 | N | Y |  | Y | [54 empty] | COAL | PA | Armstrong Power Station | 3178 | 2 | 2010 |  | ARP, CAIRNOX, CAIROS, CAIRSO2 | 7406.77 | 12 | 953675.48 |  | 13425.342 | 0.3279 | 1491.734 | 887459.586 | 8649696.451 | 3 |  | Armstrong | Electric Utility | 4911 | Electric Services | 40.9289 | -79.4658 | Allegheny Energy (Owner/Operator) | Table 1 | Phase 1 Group 1 | Operating | Dry bottom wall-fired boiler | Coal |  |  | Low NOx Burner Technology (Dry Bottom only) Overfire Air | Electrostatic Precipitator | 2342 | 8.9805 | COAL | 189 | 1963.0682 | 0.3279 | 3.1042 | 8.9805
23279 | Allegheny Energy Supply Co LLC | 3179 | Hatfields Ferry Power Station | PA | Greene | 1 | ST | OP | 576 | 530 | 570 |  | 11 | 1969 | BIT | DFO | N | Y | N | IPP Non-CHP |  |  |  |  | N | Y |  |  | Y | [53 empty] | COAL | PA | Hatfield's Ferry Power Station | 3179 | 1 | 2010 |  | ARP, CAIRNOX, CAIROS, CAIRSO2 | 7323.59 | 12 | 3308952.56 |  | 595.959 | 0.4492 | 7704.012 | 3465296.647 | 33652656.37 | 3 |  | Greene | Electric Utility |  |  | 39.8562 | -79.9274 | Allegheny Energy (Owner/Operator) | Table 1 | Group 2 | Operating | Cell burner boiler | Coal |  | Wet Limestone | Low NOx Cell Burner Overfire Air | Electrostatic Precipitator | 5681.2 | 10.0096 | COAL | 604 | 1970.1754 | 0.4492 | 0.035418 | 10.0096
23279 | Allegheny Energy Supply Co LLC | 3179 | Hatfields Ferry Power Station | PA | Greene | 2 | ST | OP | 576 | 530 | 570 |  | 10 | 1970 | BIT | DFO | N | Y | N | IPP Non-CHP |  |  |  |  | N | Y |  |  | Y | [53 empty] | COAL | PA | Hatfield's Ferry Power Station | 3179 | 2 | 2010 |  | ARP, CAIRNOX, CAIROS, CAIRSO2 | 6736.53 | 12 | 3194647.83 |  | 515.918 | 0.438 | 7127.619 | 3273228.316 | 31796975.18 | 3 |  | Greene | Electric Utility |  |  | 39.8562 | -79.9274 | Allegheny Energy (Owner/Operator) | Table 1 | Group 2 | Operating | Cell burner boiler | Coal |  | Wet Limestone | Low NOx Cell Burner Overfire Air | Electrostatic Precipitator | 5826.5 | 9.8669 | COAL | 604 | 1970.1754 | 0.438 | 0.032451 | 9.8669
23279 | Allegheny Energy Supply Co LLC | 3179 | Hatfields Ferry Power Station | PA | Greene | 3 | ST | OP | 576 | 530 | 570 |  | 12 | 1971 | BIT | DFO | N | Y | N | IPP Non-CHP |  |  |  |  | N | Y |  |  | Y | [53 empty] | COAL | PA | Hatfield's Ferry Power Station | 3179 | 3 | 2010 |  | ARP, CAIRNOX, CAIROS, CAIRSO2 | 7063.62 | 12 | 3221293.77 |  | 615.134 | 0.4273 | 7414.997 | 3515412.175 | 34145144.47 | 3 |  | Greene | Electric Utility |  |  | 39.8562 | -79.9274 | Allegheny Energy (Owner/Operator) | Table 1 | Group 2 | Operating | Cell burner boiler | Coal |  | Wet Limestone | Low NOx Cell Burner Overfire Air Selective Non-catalytic Reduction | Electrostatic Precipitator | 5674.8 | 10.4219 | COAL | 606 | 1968.4211 | 0.4273 | 0.036031 | 10.4219
23279 | Allegheny Energy Supply Co LLC | 3181 | FirstEnergy Mitchell Power Station | PA | Washington | 2 | ST | OP | 74.7 | 82 | 82 |  | 10 | 1949 | DFO | NG | N | Y | N | IPP Non-CHP |  |  |  |  | N | N |  | N | [54 empty] | LIQUID | PA | Mitchell Power Station | 3181 | 1 | 2010 |  | ARP, CAIRNOX, CAIROS, CAIRSO2 | 95.86 | 12 | 2875.94 |  | 1.15 | 0.1268 | 1.192 | 1373.1 | 18191.923 | 3 |  | Washington | Electric Utility | 4911 | Electric Services | 40.2207 | -79.9682 | Allegheny Energy (Owner/Operator) | Phase 2 |  | Operating | Other boiler | Diesel Oil |  |  |  |  | 507 | 36.5571 | LIQUID | 90 | 451.2195 | 0.1268 | 0.12643 | 13.9677
23279 | Allegheny Energy Supply Co LLC | 3181 | FirstEnergy Mitchell Power Station | PA | Washington | 3 | ST | OP | 299.2 | 278 | 288 |  | 8 | 1963 | BIT | NG | N | Y | N | IPP Non-CHP |  |  |  |  | N | Y |  | Y | [54 empty] | COAL | PA | Mitchell Power Station | 3181 | 33 | 2010 |  | ARP, CAIRNOX, CAIROS, CAIRSO2 | 5545.03 | 12 | 1050031.7 |  | 734.958 | 0.3079 | 1667.283 | 1064212.952 | 10372451.62 | 3 |  | Washington | Electric Utility | 4911 | Electric Services | 40.2207 | -79.9682 | Allegheny Energy (Owner/Operator) | Phase 2 | Phase 1 Group 1 | Operating | Tangentially-fired | Coal |  | Wet Lime FGD | Low NOx Burner Technology w/ Closed-coupled/Separated OFA | Electrostatic Precipitator | 3335 | 9.5627 | COAL | 309 | 463.5417 | 0.3079 | 0.14171 | 9.5627
23279 | Allegheny Energy Supply Co LLC | 3944 | FirstEnergy Harrison Power Station | WV | Harrison | 1 | ST | OP | 684 | 652 | 662 |  | 12 | 1972 | BIT | DFO | N | Y | N | IPP Non-CHP |  |  |  |  | N | Y |  |  | Y | [53 empty] | COAL | WV | Harrison Power Station | 3944 | 1 | 2010 |  | ARP, CAIRNOX, CAIROS, CAIRSO2 | 7566.58 | 12 | 4819335.73 |  | 4112.752 | 0.1526 | 3089.925 | 4384636.718 | 42735268.79 | 3 |  | Harrison | Electric Utility | 4911 | Electric Services | 39.3844 | -80.3325 | Monongahela Power Company (Owner) Allegheny Energy (Owner/Operator) | Table 1 | Phase 1 Group 1 | Operating | Dry bottom wall-fired boiler | Coal |  | Wet Lime FGD | Low NOx Burner Technology (Dry Bottom only) Selective Catalytic Reduction | Electrostatic Precipitator | 6888 | 8.8373 | COAL | 712 | 1962.2357 | 0.1526 | 0.19248 | 8.8373
23279 | Allegheny Energy Supply Co LLC | 3944 | FirstEnergy Harrison Power Station | WV | Harrison | 2 | ST | OP | 684 | 651 | 661 |  | 12 | 1973 | BIT | DFO | N | Y | N | IPP Non-CHP |  |  |  |  | N | Y |  |  | Y | [53 empty] | COAL | WV | Harrison Power Station | 3944 | 2 | 2010 |  | ARP, CAIRNOX, CAIROS, CAIRSO2 | 7088.16 | 12 | 4283652.05 |  | 2903.995 | 0.2622 | 4655.904 | 3704967.601 | 36110814.37 | 3 |  | Harrison | Electric Utility | 4911 | Electric Services | 39.3844 | -80.3325 | Monongahela Power Company (Owner) Allegheny Energy (Owner/Operator) | Table 1 | Phase 1 Group 1 | Operating | Dry bottom wall-fired boiler | Coal |  | Wet Lime FGD | Low NOx Burner Technology (Dry Bottom only) Selective Catalytic Reduction | Electrostatic Precipitator | 6816.9 | 8.3954 | COAL | 708 | 1964.4478 | 0.2622 | 0.16084 | 8.3954
23279 | Allegheny Energy Supply Co LLC | 3944 | FirstEnergy Harrison Power Station | WV | Harrison | 3 | ST | OP | 684 | 651 | 661 |  | 12 | 1974 | BIT | DFO | N | Y | N | IPP Non-CHP |  |  |  |  | N | Y |  |  | Y | [53 empty] | COAL | WV | Harrison Power Station | 3944 | 3 | 2010 |  | ARP, CAIRNOX, CAIROS, CAIRSO2 | 7096.26 | 12 | 4442854.46 |  | 4375.268 | 0.1512 | 2935.558 | 4036371.788 | 39340896.56 | 3 |  | Harrison | Electric Utility | 4911 | Electric Services | 39.3844 | -80.3325 | Monongahela Power Company (Owner) Allegheny Energy (Owner/Operator) | Table 1 | Phase 1 Group 1 | Operating | Dry bottom wall-fired boiler | Coal |  | Wet Lime FGD | Low NOx Burner Technology (Dry Bottom only) Selective Catalytic Reduction | Electrostatic Precipitator | 6505 | 8.8266 | COAL | 701 | 1969.7428 | 0.1512 | 0.22243 | 8.8266
23279 | Allegheny Energy Supply Co LLC | 6004 | FirstEnergy Pleasants Power Station | WV | Pleasants | 1 | ST | OP | 684 | 644 | 650 |  | 4 | 1979 | BIT | DFO | N | Y | N | IPP Non-CHP |  |  |  |  | N | Y |  |  | Y | [53 empty] | COAL | WV | Pleasants Power Station | 6004 | 1 | 2010 |  | ARP, CAIRNOX, CAIROS, CAIRSO2 | 6763.16 | 12 | 4317680.69 |  | 5497.724 | 0.138 | 2590.08 | 4032488.129 | 39303016.83 | 3 |  | Pleasants | Electric Utility | 4911 | Electric Services | 39.3668 | -81.2944 | Monongahela Power Company (Owner) Allegheny Energy (Owner/Operator) | Phase 2 | Phase 1 Group 1 | Operating | Dry bottom wall-fired boiler | Coal |  | Wet Lime FGD | Low NOx Burner Technology (Dry Bottom only) Selective Catalytic Reduction | Electrostatic Precipitator | 7370 | 9.0689 | COAL | 706 | 1956.9231 | 0.138 | 0.27976 | 9.0689
23279 | Allegheny Energy Supply Co LLC | 6004 | FirstEnergy Pleasants Power Station | WV | Pleasants | 2 | ST | OP | 684 | 644 | 650 |  | 12 | 1980 | BIT | DFO | N | Y | N | IPP Non-CHP |  |  |  |  | N | Y |  |  | Y | [53 empty] | COAL | WV | Pleasants Power Station | 6004 | 2 | 2010 |  | ARP, CAIRNOX, CAIROS, CAIRSO2 | 7526.05 | 12 | 4726930.53 |  | 7186.016 | 0.1738 | 3478.561 | 4202117.9 | 40956357.19 | 3 |  | Pleasants | Electric Utility | 4911 | Electric Services | 39.3668 | -81.2944 | Monongahela Power Company (Owner) Allegheny Energy (Owner/Operator) | Phase 2 | Phase 1 Group 1 | Operating | Dry bottom wall-fired boiler | Coal |  | Wet Lime FGD | Low NOx Burner Technology (Dry Bottom only) Selective Catalytic Reduction | Electrostatic Precipitator | 7210 | 8.6399 | COAL | 707 | 1956.1538 | 0.1738 | 0.35091 | 8.6399
23279 | Allegheny Energy Supply Co LLC | 6636 | FirstEnergy Lake Lynn Power Station | PA | FAYETTE | 1 | HY | OP | 12.8 | 13 | 13 |  | 9 | 1926 | WAT |  | N | Y | N | IPP Non-CHP |  |  |  |  | N | [57 empty] | N/A | [39 empty] | 0 | 0 | 10.4
23279 | Allegheny Energy Supply Co LLC | 6636 | FirstEnergy Lake Lynn Power Station | PA | FAYETTE | 3 | HY | OP | 12.8 | 13 | 13 |  | 6 | 1926 | WAT |  | N | Y | N | IPP Non-CHP |  |  |  |  | N | [57 empty] | N/A | [39 empty] | 0 | 0 | 10.4
23279 | Allegheny Energy Supply Co LLC | 55196 | FirstEnergy Allegheny Energy Units 1 & 2 | PA | ALLEGHENY | UNT1 | GT | OP | 43.8 | 44 | 44 |  | 12 | 1999 | NG | DFO | N | Y | N | IPP Non-CHP |  |  |  |  | N | N |  | N | [54 empty] | GAS | PA | Allegheny Energy Units 1 & 2 | 55196 | 1 | 2010 |  | ARP, CAIRNOX, CAIROS, CAIRSO2 | 940.71 | 12 | 41168.87 |  | 0.121 | 0.086 | 15.336 | 24015.31 | 404104.054 | 3 |  | Allegheny | Electric Utility |  |  | 40.5447 | -79.7678 | Allegheny Energy (Owner/Operator) | Phase 2 |  | Operating | Combustion turbine | Pipeline Natural Gas |  |  | Water Injection |  | 485 | 9.3039 | GAS | 49 | 443.1818 | 0.086 | 0.000599 | 9.3039
23279 | Allegheny Energy Supply Co LLC | 55196 | FirstEnergy Allegheny Energy Units 1 & 2 | PA | ALLEGHENY | UNT2 | GT | OP | 43.8 | 44 | 44 |  | 12 | 1999 | NG | DFO | N | Y | N | IPP Non-CHP |  |  |  |  | N | N | [56 empty] | GAS | PA | Allegheny Energy Units 1 & 2 | 55196 | 2 | 2010 |  | ARP, CAIRNOX, CAIROS, CAIRSO2 | 1043.15 | 12 | 44947.55 |  | 0.131 | 0.0795 | 14.855 | 25991.37 | 437347.823 | 3 |  | Allegheny | Electric Utility |  |  | 40.5447 | -79.7678 | Allegheny Energy (Owner/Operator) | Phase 2 |  | Operating | Combustion turbine | Pipeline Natural Gas |  |  | Water Injection |  | 485 | 9.389 | GAS | 50 | 431.8182 | 0.0795 | 0.000599 | 9.389
23279 | Allegheny Energy Supply Co LLC | 55377 | FirstEnergy Allegheny Energy Units 8 & 9 | PA | FAYETTE | UNT8 | GT | OP | 43.8 | 44 | 44 |  | 11 | 2000 | NG | DFO | N | Y | N | IPP Non-CHP | [62 empty] | GAS | PA | Allegheny Energy Units 8 & 9 | 55377 | 8 | 2010 |  | ARP, CAIRNOX, CAIROS, CAIRSO2 | 1222.54 | 12 | 51683.41 |  | 0.156 | 0.0776 | 19.507 | 30911.507 | 520138.103 | 3 |  | Fayette | Electric Utility |  |  | 39.7475 | -79.8388 | Allegheny Energy (Owner/Operator) | Phase 2 |  | Operating | Combustion turbine | Pipeline Natural Gas | Diesel Oil |  | Water Injection |  | 493 | 9.5895 | GAS | 50 | 431.8182 | 0.0776 | 0.0006 | 9.5895
23279 | Allegheny Energy Supply Co LLC | 55377 | FirstEnergy Allegheny Energy Units 8 & 9 | PA | FAYETTE | UNT9 | GT | OP | 43.8 | 44 | 44 |  | 11 | 2000 | NG | DFO | N | Y | N | IPP Non-CHP | [62 empty] | GAS | PA | Allegheny Energy Units 8 & 9 | 55377 | 9 | 2010 |  | ARP, CAIRNOX, CAIROS, CAIRSO2 | 1169.73 | 12 | 50110.36 |  | 0.152 | 0.0709 | 17.548 | 30144.193 | 507243.227 | 3 |  | Fayette | Electric Utility |  |  | 39.7475 | -79.8388 | Allegheny Energy (Owner/Operator) | Phase 2 |  | Operating | Combustion turbine | Pipeline Natural Gas | Diesel Oil |  | Water Injection |  | 493 | 9.402 | GAS | 49 | 443.1818 | 0.0709 | 0.000599 | 9.402
23279 | Allegheny Energy Supply Co LLC | 55654 | Allegheny Energy Units 12 & 13 | PA | Franklin | UN12 | GT | OP | 43.8 | 44 | 44 |  | 11 | 2001 | NG | DFO | N | Y | N | IPP Non-CHP |  |  |  |  | N | [57 empty] | GAS | PA | Chambersburg Units 12 & 13 | 55654 | 12 | 2010 |  | ARP, CAIRNOX, CAIROS, CAIRSO2 | 1121.91 | 12 | 48297.19 |  | 0.142 | 0.0885 | 19.672 | 28204.546 | 474585.55 | 3 |  | Franklin | Electric Utility |  |  | 39.8668 | -77.6859 | Allegheny Energy (Owner/Operator) | Phase 2 |  | Operating | Combustion turbine | Pipeline Natural Gas |  |  | Water Injection |  | 510 | 9.2166 | GAS | 47 | 465.9091 | 0.0885 | 0.000598 | 9.2166
23279 | Allegheny Energy Supply Co LLC | 55654 | Allegheny Energy Units 12 & 13 | PA | Franklin | UN13 | GT | OP | 43.8 | 44 | 44 |  | 11 | 2001 | NG | DFO | N | Y | N | IPP Non-CHP |  |  |  |  | N | [57 empty] | GAS | PA | Chambersburg Units 12 & 13 | 55654 | 13 | 2010 |  | ARP, CAIRNOX, CAIROS, CAIRSO2 | 1324.72 | 12 | 56589.08 |  | 0.17 | 0.0886 | 23.323 | 33688.459 | 566874.881 | 3 |  | Franklin | Electric Utility |  |  | 39.8668 | -77.6859 | Allegheny Energy (Owner/Operator) | Phase 2 |  | Operating | Combustion turbine | Pipeline Natural Gas |  |  | Water Injection |  | 510 | 9.3132 | GAS | 47 | 465.9091 | 0.0886 | 0.0006 | 9.3132
23279 | Allegheny Energy Supply Co LLC | 55710 | Allegheny Energy Units 3 4 & 5 | PA | Washington | UNT3 | CT | OP | 184 | 167 | 184 |  | 7 | 2003 | NG | DFO | N | Y | N | IPP Non-CHP |  |  |  |  | N | [57 empty] | GAS | PA | Allegheny Energy Units 3, 4 & 5 | 55710 | 3 | 2010 |  | ARP, CAIRNOX, CAIROS, CAIRSO2 | 1809.56 | 12 | 259129.28 |  | 0.848 | 0.0179 | 17.623 | 167991.022 | 2826807.111 | 3 |  | Allegheny | Electric Utility |  |  | 40.5456 | -79.7669 | Allegheny Energy (Owner/Operator) | Phase 2 |  | Operating | Combined cycle | Pipeline Natural Gas |  |  | Dry Low NOx Burners Selective Catalytic Reduction |  | 2094 | 10.5786 | GAS | 199 | 459.2391 | 0.0179 | 0.0006 | 10.5786
23279 | Allegheny Energy Supply Co LLC | 55710 | Allegheny Energy Units 3 4 & 5 | PA | Washington | UNT4 | CT | OP | 184 | 167 | 184 |  | 7 | 2003 | NG | DFO | N | Y | N | IPP Non-CHP |  |  |  |  | N | [57 empty] | GAS | PA | Allegheny Energy Units 3, 4 & 5 | 55710 | 4 | 2010 |  | ARP, CAIRNOX, CAIROS, CAIRSO2 | 1535.93 | 12 | 218786.07 |  | 0.722 | 0.0192 | 15.672 | 142995.691 | 2406189.053 | 3 |  | Allegheny | Electric Utility |  |  | 40.5456 | -79.7669 | Allegheny Energy (Owner/Operator) | Phase 2 |  | Operating | Combined cycle | Pipeline Natural Gas |  |  | Dry Low NOx Burners Selective Catalytic Reduction |  | 2094 | 10.7352 | GAS | 194 | 472.8261 | 0.0192 | 0.0006 | 10.7352
23279 | Allegheny Energy Supply Co LLC | 55710 | Allegheny Energy Units 3 4 & 5 | PA | Washington | UNT5 | CA | OP | 188 | 175 | 182 |  | 7 | 2003 | NG | DFO | N | Y | N | IPP Non-CHP |  |  |  |  | N | [57 empty] | GAS | [39 empty] | 0 | 0 | 10.4
23279 | Allegheny Energy Supply Co LLC | 55738 | Buchanan Generation LLC | VA | Buchanan | 1 | GT | OP | 44 | 40 | 43 |  | 6 | 2002 | NG |  | N | Y | N | IPP Non-CHP |  |  |  |  | N | [57 empty] | GAS | VA | Buchanan Units 1 & 2 | 55738 | 1 | 2010 |  | ARP, CAIRNOX, CAIROS, CAIRSO2 | 765.8 | 12 | 28559.64 |  | 0.088 | 0.086 | 11.508 | 17363.698 | 292187.055 | 3 |  | Buchanan | Electric Utility |  |  | 37.1753 | -81.9617 | Buchanan Generation, LLC (Owner/Operator) | Phase 2 |  | Operating | Combustion turbine | Pipeline Natural Gas |  |  | Water Injection |  | 449 | 9.7728 | GAS | 42 | 1988.0952 | 0.086 | 0.000602 | 9.7728
23279 | Allegheny Energy Supply Co LLC | 55738 | Buchanan Generation LLC | VA | Buchanan | 2 | GT | OP | 44 | 40 | 43 |  | 6 | 2002 | NG |  | N | Y | N | IPP Non-CHP |  |  |  |  | N | [57 empty] | GAS | VA | Buchanan Units 1 & 2 | 55738 | 2 | 2010 |  | ARP, CAIRNOX, CAIROS, CAIRSO2 | 756.89 | 12 | 29249.16 |  | 0.08 | 0.0878 | 11.033 | 15937.598 | 268168.817 | 3 |  | Buchanan | Electric Utility |  |  | 37.1753 | -81.9617 | Buchanan Generation, LLC (Owner/Operator) | Phase 2 |  | Operating | Combustion turbine | Pipeline Natural Gas |  |  | Water Injection |  | 449 | 8.8325 | GAS | 42 | 1988.0952 | 0.0878 | 0.000597 | 8.8325
23279 | Allegheny Energy Supply Co LLC | 3789 | FirstEnergy Luray | VA | PAGE | 1 | HY | OP | 0.6 | 0.4 | 0.6 |  | 1 | 1927 | WAT |  | N | N | N | IPP Non-CHP |  |  |  |  | N | [57 empty] | N/A | [39 empty] | 0 | 0 | 10.4
23279 | Allegheny Energy Supply Co LLC | 3789 | FirstEnergy Luray | VA | PAGE | 2 | HY | OP | 0.4 | 0.3 | 0.4 |  | 1 | 1927 | WAT |  | N | N | N | IPP Non-CHP |  |  |  |  | N | [57 empty] | N/A | [39 empty] | 0 | 0 | 10.4
23279 | Allegheny Energy Supply Co LLC | 3789 | FirstEnergy Luray | VA | PAGE | 3 | HY | OP | 0.6 | 0.4 | 0.6 |  | 1 | 1927 | WAT |  | N | N | N | IPP Non-CHP |  |  |  |  | N | [57 empty] | N/A | [39 empty] | 0 | 0 | 10.4
23279 | Allegheny Energy Supply Co LLC | 3790 | FirstEnergy Newport | VA | GILES | 1 | HY | OP | 0.4 | 0.3 | 0.4 |  | 1 | 1923 | WAT |  | N | N | N | IPP Non-CHP |  |  |  |  | N | [57 empty] | N/A | [39 empty] | 0 | 0 | 10.4
23279 | Allegheny Energy Supply Co LLC | 3790 | FirstEnergy Newport | VA | GILES | 2 | HY | OP | 0.4 | 0.5 | 0.5 |  | 1 | 1923 | WAT |  | N | N | N | IPP Non-CHP |  |  |  |  | N | [57 empty] | N/A | [39 empty] | 0 | 0 | 10.4
23279 | Allegheny Energy Supply Co LLC | 3790 | FirstEnergy Newport | VA | GILES | 3 | HY | OP | 0.6 | 0.5 | 0.6 |  | 1 | 1923 | WAT |  | N | N | N | IPP Non-CHP |  |  |  |  | N | [57 empty] | N/A | [39 empty] | 0 | 0 | 10.4
23279 | Allegheny Energy Supply Co LLC | 6543 | FirstEnergy Dam 4 | WV | Jefferson | 1 | HY | OP | 0.5 | 0.5 | 0.5 |  | 1 | 1909 | WAT |  | N | N | N | IPP Non-CHP |  |  |  |  | N | [57 empty] | N/A | [39 empty] | 0 | 0 | 10.4
23279 | Allegheny Energy Supply Co LLC | 6543 | FirstEnergy Dam 4 | WV | Jefferson | 2 | HY | OP | 0.5 | 0.5 | 0.5 |  | 1 | 1909 | WAT |  | N | N | N | IPP Non-CHP |  |  |  |  | N | [57 empty] | N/A | [39 empty] | 0 | 0 | 10.4
23279 | Allegheny Energy Supply Co LLC | 6543 | FirstEnergy Dam 4 | WV | Jefferson | 3 | HY | OP | 0.9 | 0.9 | 0.9 |  | 9 | 1991 | WAT |  | N | N | N | IPP Non-CHP |  |  |  |  | N | [57 empty] | N/A | [39 empty] | 0 | 0 | 10.4
23279 | Allegheny Energy Supply Co LLC | 6544 | FirstEnergy Dam 5 | WV | Berkeley | 1 | HY | OP | 0.5 | 0.5 | 0.5 |  | 1 | 1919 | WAT |  | N | N | N | IPP Non-CHP |  |  |  |  | N | [57 empty] | N/A | [39 empty] | 0 | 0 | 10.4
23279 | Allegheny Energy Supply Co LLC | 6544 | FirstEnergy Dam 5 | WV | Berkeley | 2 | HY | OP | 0.5 | 0.5 | 0.5 |  | 1 | 1919 | WAT |  | N | N | N | IPP Non-CHP |  |  |  |  | N | [57 empty] | N/A | [39 empty] | 0 | 0 | 10.4
23279 | Allegheny Energy Supply Co LLC | 6546 | FirstEnergy Millville | WV | Jefferson | 1 | HY | OP | 0.8 | 0.6 | 0.8 |  | 1 | 1913 | WAT |  | N | N | N | IPP Non-CHP |  |  |  |  | N | [57 empty] | N/A | [39 empty] | 0 | 0 | 10.4
23279 | Allegheny Energy Supply Co LLC | 6546 | FirstEnergy Millville | WV | Jefferson | 2 | HY | OP | 1 | 0.8 | 1 |  | 12 | 1939 | WAT |  | N | N | N | IPP Non-CHP |  |  |  |  | N | [57 empty] | N/A | [39 empty] | 0 | 0 | 10.4
23279 | Allegheny Energy Supply Co LLC | 6546 | FirstEnergy Millville | WV | Jefferson | 3 | HY | OP | 1 | 1 | 1.2 |  | 12 | 1938 | WAT |  | N | N | N | IPP Non-CHP | [62 empty] | N/A | [39 empty] | 0 | 0 | 10.4
23279 | Allegheny Energy Supply Co LLC | 6636 | FirstEnergy Lake Lynn Power Station | PA | FAYETTE | 2 | HY | OP | 12.8 | 13 | 13 |  | 7 | 1929 | WAT |  | N | Y | N | IPP Non-CHP |  |  |  |  | N | [57 empty] | N/A | [39 empty] | 0 | 0 | 10.4
23279 | Allegheny Energy Supply Co LLC | 6636 | FirstEnergy Lake Lynn Power Station | PA | FAYETTE | 4 | HY | OP | 12.8 | 13 | 13 |  | 5 | 1926 | WAT |  | N | Y | N | IPP Non-CHP |  |  |  |  | N | [57 empty] | N/A | [39 empty] | 0 | 0 | 10.4
23279 | Allegheny Energy Supply Co LLC | 50893 | FirstEnergy Allegheny Hydro Partners Ltd | PA | ARMSTRONG | GEN1 | HY | OP | 4.6 | 3 | 5 |  | 10 | 1988 | WAT |  | N | N | N | IPP Non-CHP |  |  |  |  | N | [57 empty] | N/A | [39 empty] | 0 | 0 | 10.4
23279 | Allegheny Energy Supply Co LLC | 50893 | FirstEnergy Allegheny Hydro Partners Ltd | PA | ARMSTRONG | GEN2 | HY | OP | 4.6 | 3 | 5 |  | 10 | 1988 | WAT |  | N | N | N | IPP Non-CHP |  |  |  |  | N | [57 empty] | N/A | [39 empty] | 0 | 0 | 10.4
23279 | Allegheny Energy Supply Co LLC | 50894 | Allegheny No 6 Hydro Partners | PA | Armstrong | GEN1 | HY | OP | 4.6 | 4 | 6 |  | 11 | 1988 | WAT |  | N | Y | N | IPP Non-CHP |  |  |  |  | N | [57 empty] | N/A | [39 empty] | 0 | 0 | 10.4
23279 | Allegheny Energy Supply Co LLC | 50894 | Allegheny No 6 Hydro Partners | PA | Armstrong | GEN2 | HY | OP | 4.6 | 4 | 6 |  | 11 | 1988 | WAT |  | N | Y | N | IPP Non-CHP |  |  |  |  | N | [57 empty] | N/A | [39 empty] | 0 | 0 | 10.4
23279 | Allegheny Energy Supply Co LLC | 56397 | Hunlock Unit 4 | PA | LUZERNE | 4 | GT | OP | 44 | 45 | 45 |  | 12 | 2000 | NG |  | N | Y | N | IPP Non-CHP | [62 empty] | GAS | PA | Hunlock Unit 4 | 56397 | 4 | 2010 |  | ARP, CAIRNOX, CAIROS, CAIRSO2 | 222.63 | 12 | 9654.34 |  | 0.028 | 0.0897 | 3.829 | 5590.866 | 94062.734 | 3 |  | Luzerne | Electric Utility |  |  | 41.2033 | -76.0683 | Allegheny Energy (Owner/Operator) | Phase 2 |  | Operating | Combustion turbine | Pipeline Natural Gas |  |  | Water Injection |  | 500 | 8.8852 | GAS | 49 | 1955.5556 | 0.0897 | 0.000595 | 8.8852
23330 | Bay County Board-County Comm | 10250 | Bay Resource Management Center | FL | Bay | GEN1 | ST | OP | 13.6 | 10 | 10.5 |  | 3 | 1987 | MSW |  | N | Y | N | IPP Non-CHP |  |  |  |  | N | [57 empty] | OTHER SOLID | [39 empty] | 0 | 0 | 10.4
23576 | Lawrence Hydroelectric Assoc | 50545 | Lawrence Hydroelectric Associates | MA | Essex | GEN1 | HY | OP | 7.4 | 7 | 6.8 |  | 7 | 1981 | WAT |  | N | Y | N | IPP Non-CHP | [62 empty] | N/A | [39 empty] | 0 | 0 | 10.4
23576 | Lawrence Hydroelectric Assoc | 50545 | Lawrence Hydroelectric Associates | MA | Essex | GEN2 | HY | OP | 7.4 | 7 | 6.8 |  | 7 | 1981 | WAT |  | N | Y | N | IPP Non-CHP | [62 empty] | N/A | [39 empty] | 0 | 0 | 10.4
23632 | Inland Paperboard & Package Inc | 10426 | Inland Paperboard Packaging Rome | GA | Floyd | GEN2 | ST | OP | 5 | 5 | 5 |  | 10 | 1954 | BLQ | WDS | N | N | Y | Industrial CHP |  |  |  |  | N | Y | Y | [55 empty] | LIQUID | [39 empty] | 0.11472 | 0.049001 | 10.4
23632 | Inland Paperboard & Package Inc | 10426 | Inland Paperboard Packaging Rome | GA | Floyd | GEN3 | ST | OP | 5 | 5 | 5 |  | 10 | 1954 | BLQ | WDS | N | N | Y | Industrial CHP |  |  |  |  | N | Y | Y | [55 empty] | LIQUID | [39 empty] | 0.11472 | 0.049001 | 10.4
23632 | Inland Paperboard & Package Inc | 10426 | Inland Paperboard Packaging Rome | GA | Floyd | GEN4 | ST | OP | 22 | 20 | 20 |  | 4 | 1961 | BLQ | WDS | N | N | Y | Industrial CHP |  |  |  |  | N | Y | Y | [55 empty] | LIQUID | [39 empty] | 0.10695 | 0.049001 | 10.4
23632 | Inland Paperboard & Package Inc | 10426 | Inland Paperboard Packaging Rome | GA | Floyd | GEN5 | ST | OP | 38.4 | 31 | 30 |  | 4 | 1989 | BLQ | WDS | N | N | Y | Industrial CHP |  |  |  |  | N | Y | Y | [55 empty] | LIQUID | [39 empty] | 0.0842 | 0.049001 | 10.4
23693 | AES Huntington Beach LLC | 335 | AES Huntington Beach LLC | CA | Orange | 1 | ST | OP | 218 | 225.8 | 225.8 |  | 6 | 1958 | NG |  | N | Y | N | IPP Non-CHP |  |  |  |  | N | [57 empty] | GAS | CA | AES Huntington Beach | 335 | 1 | 2010 |  | ARP | 3598 | 12 | 227671 |  | 0.789 | 0.017 | 18.141 | 156251.5 | 2629446.2 | 9 | Western Electricity Coordinating Council | Orange | Electric Utility | 4911 | Electric Services | 33.6436 | -117.9788 | AES Corporation (Owner/Operator) | Phase 2 |  | Operating | Dry bottom wall-fired boiler | Pipeline Natural Gas | Residual Oil |  |  |  | 2400 | 10.1545 | GAS | 226 | 1999.5571 | 0.017 | 0.0006 | 10.1545
23693 | AES Huntington Beach LLC | 335 | AES Huntington Beach LLC | CA | Orange | 2 | ST | OP | 218 | 225.8 | 225.8 |  | 12 | 1958 | NG |  | N | Y | N | IPP Non-CHP | [62 empty] | GAS | CA | AES Huntington Beach | 335 | 2 | 2010 |  | ARP | 3359 | 12 | 280876 |  | 0.93 | 0.021 | 30.156 | 184199.7 | 3099969.2 | 9 | Western Electricity Coordinating Council | Orange | Electric Utility | 4911 | Electric Services | 33.6436 | -117.9788 | AES Corporation (Owner/Operator) | Phase 2 |  | Operating | Dry bottom wall-fired boiler | Pipeline Natural Gas | Residual Oil |  |  |  | 2400 | 9.9233 | GAS | 234 | 1981.8423 | 0.021 | 0.0006 | 9.9233
23801 | Bluegrass Generation Co LLC | 55164 | Bluegrass Generation LLC | KY | Oldham | CT1 | GT | OP | 208 | 167 | 189 |  | 6 | 2002 | NG |  | N | Y | N | IPP Non-CHP |  |  |  |  | N | [57 empty] | GAS | KY | Bluegrass Generation Company, LLC | 55164 | GTG1 | 2010 |  | ARP, CAIRNOX, CAIROS, CAIRSO2 | 215.3 | 12 | 33023.27 |  | 0.108 | 0.0523 | 7.612 | 21458.219 | 361072.322 | 4 |  | Oldham | Electric Utility | 4911 | Electric Services | 38.3902 | -85.4133 | Bluegrass Generation Company, LLC (Owner/Operator) | Phase 2 |  | Operating | Combustion turbine | Pipeline Natural Gas |  |  | Dry Low NOx Burners Selective Catalytic Reduction |  | 2076 | 10.77 | GAS | 198 | 476.1905 | 0.0523 | 0.000598 | 10.77
23801 | Bluegrass Generation Co LLC | 55164 | Bluegrass Generation LLC | KY | Oldham | CT2 | GT | OP | 208 | 167 | 189 |  | 6 | 2002 | NG |  | N | Y | N | IPP Non-CHP |  |  |  |  | N | [57 empty] | GAS | KY | Bluegrass Generation Company, LLC | 55164 | GTG2 | 2010 |  | ARP, CAIRNOX, CAIROS, CAIRSO2 | 219.44 | 12 | 33628.72 |  | 0.11 | 0.0584 | 9.085 | 21737.196 | 365772.627 | 4 |  | Oldham | Electric Utility | 4911 | Electric Services | 38.3902 | -85.4133 | Bluegrass Generation Company, LLC (Owner/Operator) | Phase 2 |  | Operating | Combustion turbine | Pipeline Natural Gas |  |  | Dry Low NOx Burners Selective Catalytic Reduction |  | 2076 | 10.7249 | GAS | 198 | 476.1905 | 0.0584 | 0.000601 | 10.7249
23801 | Bluegrass Generation Co LLC | 55164 | Bluegrass Generation LLC | KY | Oldham | CT3 | GT | OP | 208 | 167 | 189 |  | 6 | 2002 | NG |  | N | Y | N | IPP Non-CHP |  |  |  |  | N | [57 empty] | GAS | KY | Bluegrass Generation Company, LLC | 55164 | GTG3 | 2010 |  | ARP, CAIRNOX, CAIROS, CAIRSO2 | 194.51 | 12 | 29881.31 |  | 0.098 | 0.0581 | 7.959 | 19341.879 | 325470.253 | 4 |  | Oldham | Electric Utility | 4911 | Electric Services | 38.3902 | -85.4133 | Bluegrass Generation Company, LLC (Owner/Operator) | Phase 2 |  | Operating | Combustion turbine | Pipeline Natural Gas |  |  | Dry Low NOx Burners |  | 2076 | 10.7421 | GAS | 198 | 476.1905 | 0.0581 | 0.000602 | 10.7421
23815 | Blue Ridge Paper Products Inc | 50244 | Canton North Carolina | NC | Haywood | GEN8 | ST | OP | 7.5 | 7.5 | 7.5 |  | 1 | 1937 | BIT | BLQ | N | N | Y | Industrial CHP |  |  |  |  | N | Y | [56 empty] | COAL | [39 empty] | 0.85314 | 1.877 | 14.7416
23815 | Blue Ridge Paper Products Inc | 50244 | Canton North Carolina | NC | Haywood | GEN9 | ST | OP | 7.5 | 7.5 | 7.5 |  | 1 | 1941 | BIT | BLQ | N | N | Y | Industrial CHP |  |  |  |  | N | Y | [56 empty] | COAL | [39 empty] | 0.84245 | 1.808 | 14.5254
23815 | Blue Ridge Paper Products Inc | 50244 | Canton North Carolina | NC | Haywood | GN10 | ST | OP | 7.5 | 7.5 | 7.5 |  | 1 | 1946 | BIT | BLQ | N | N | Y | Industrial CHP |  |  |  |  | N | Y | [56 empty] | COAL | [39 empty] | 0.82838 | 1.7199 | 14.2551
23815 | Blue Ridge Paper Products Inc | 50244 | Canton North Carolina | NC | Haywood | GN11 | ST | OP | 7.5 | 7.5 | 7.5 |  | 1 | 1949 | BIT | BLQ | N | N | Y | Industrial CHP |  |  |  |  | N | Y | [56 empty] | COAL | [39 empty] | 0.81953 | 1.6659 | 14.0929
23815 | Blue Ridge Paper Products Inc | 50244 | Canton North Carolina | NC | Haywood | GN12 | ST | OP | 10 | 10 | 10 |  | 1 | 1952 | BIT | BLQ | N | N | Y | Industrial CHP |  |  |  |  | N | Y | [56 empty] | COAL | [39 empty] | 0.72693 | 1.5135 | 13.6076
23815 | Blue Ridge Paper Products Inc | 50244 | Canton North Carolina | NC | Haywood | GN13 | ST | OP | 12.5 | 12.5 | 12.5 |  | 6 | 1979 | BIT | BLQ | N | N | Y | Industrial CHP |  |  |  |  | N | Y | [56 empty] | COAL | [39 empty] | 0.58078 | 0.95097 | 12.171
23913 | Borger Energy Associates LP | 55064 | Black Hawk Station | TX | Hutchinson | UNT1 | GT | OP | 126.9 | 111.5 | 126 |  | 6 | 1999 | NG | OG | N | Y | Y | IPP CHP |  |  |  |  | N | [57 empty] | GAS | TX | Blackhawk Station | 55064 | 1 | 2010 |  | ARP, CAIRNOX, CAIRSO2 | 8010.95 | 12 | 971268.92 |  | 22.307 | 0.0479 | 238.198 | 592065.135 | 9962606.389 | 6 |  | Hutchinson | Cogeneration | 4911 | Electric Services | 35.6957 | -101.36 | Borger Energy Associates, LP (Owner/Operator) | Phase 2 |  | Operating | Combined cycle | Pipeline Natural Gas | Process Gas |  | Selective Catalytic Reduction Dry Low NOx Burners |  | 2002 | 10.4 | GAS | 195.1779 | 225.4846 | 0.0479 | 0.0044781 | 10.2573
23913 | Borger Energy Associates LP | 55064 | Black Hawk Station | TX | Hutchinson | UNT2B | GT | OP | 117 | 111.5 | 117 |  | 11 | 2005 | NG | OG | N | Y | Y | IPP CHP |  |  |  |  | N | [57 empty] | GAS | TX | Blackhawk Station | 55064 | 2 | 2010 |  | ARP, CAIRNOX, CAIRSO2 | 8585.65 | 12 | 1063137.27 |  | 29.218 | 0.0475 | 258.6 | 648025.822 | 10904308.52 | 6 |  | Hutchinson | Cogeneration | 4911 | Electric Services | 35.6957 | -101.36 | Borger Energy Associates, LP (Owner/Operator) | Phase 2 |  | Operating | Combined cycle | Pipeline Natural Gas | Process Gas |  | Selective Catalytic Reduction Dry Low NOx Burners |  | 2002 | 10.4 | GAS | 195.189 | 165.8591 | 0.0475 | 0.005359 | 10.2567
23931 | Bowater Newsprint Calhoun Ops | 50956 | Bowater Newsprint Calhoun Operation | TN | McMinn | GEN1 | ST | OP | 19 | 19 | 19 |  | 5 | 1954 | BLQ | WDS | Y | Y | Y | Industrial CHP |  |  |  |  | N | N | [56 empty] | LIQUID | [39 empty] | 0.10835 | 0.049001 | 10.4
23931 | Bowater Newsprint Calhoun Ops | 50956 | Bowater Newsprint Calhoun Operation | TN | McMinn | GEN2 | ST | OP | 19.2 | 20 | 20 |  | 7 | 1954 | BLQ | WDS | Y | Y | Y | Industrial CHP |  |  |  |  | N | N | [56 empty] | LIQUID | [39 empty] | 0.10835 | 0.049001 | 10.4
23931 | Bowater Newsprint Calhoun Ops | 50956 | Bowater Newsprint Calhoun Operation | TN | McMinn | GEN3 | ST | OP | 25 | 27 | 27 |  | 7 | 1957 | BLQ | WDS | Y | Y | Y | Industrial CHP |  |  |  |  | N | N | [56 empty] | LIQUID | [39 empty] | 0.10526 | 0.049001 | 10.4
23955 | University of Massachusetts Medical | 50087 | Univ of Massachusetts Medical Center | MA | Worcester | GEN1 | ST | OP | 2.5 | 1.5 | 1.5 |  | 4 | 1974 | NG | RFO | Y | N | Y | Commercial CHP |  |  |  |  | N | [57 empty] | GAS | [39 empty] | 0.777 | 0.0025639 | 12.5269
23955 | University of Massachusetts Medical | 50087 | Univ of Massachusetts Medical Center | MA | Worcester | GEN2 | ST | OP | 2.5 | 1.5 | 1.5 |  | 4 | 1974 | NG | RFO | Y | N | Y | Commercial CHP |  |  |  |  | N | [57 empty] | GAS | [39 empty] | 0.777 | 0.0025639 | 12.5269
23955 | University of Massachusetts Medical | 50087 | Univ of Massachusetts Medical Center | MA | Worcester | GEN3 | ST | OP | 5 | 3 | 3 |  | 6 | 2002 | NG | RFO | Y | N | Y | Commercial CHP |  |  |  |  | N | [57 empty] | GAS | [39 empty] | 0.777 | 0.0040888 | 9.6822
24010 | University of San Francisco | 50089 | Univ of San Francisco Cogen | CA | San Francisco | S-17 | IC | OP | 1.5 | 1.4 | 1.4 |  | 9 | 1987 | NG |  | N | Y | Y | Commercial CHP |  |  |  |  | N | [57 empty] | GAS | [39 empty] | 1.1659 | 0.0016829 | 10.4
24121 | Calpine -RockGen Energy | 55391 | RockGen Energy Center | WI | Dane | 1 | GT | OP | 187 | 157 | 157 |  | 6 | 2001 | NG | DFO | Y | Y | N | IPP Non-CHP |  |  |  |  | N | [57 empty] | GAS | WI | Rockgen Energy Center | 55391 | CT-1 | 2010 |  | ARP, CAIRNOX, CAIROS, CAIRSO2 | 433.62 | 12 | 59285.77 |  | 0.197 | 0.028 | 9.353 | 39000.528 | 656244.39 | 5 |  | Dane | Electric Utility | 4911 | Electric Services | 42.9767 | -89.0492 | RockGen Energy, LLC (Owner) Calpine Operating Services Company, Inc. (Operator) | Phase 2 |  | Operating | Combustion turbine | Pipeline Natural Gas | Diesel Oil |  | Dry Low NOx Burners Water Injection |  | 2160 | 10.7436 | GAS | 181 | 423.5669 | 0.028 | 0.0006 | 10.7436
24121 | Calpine -RockGen Energy | 55391 | RockGen Energy Center | WI | Dane | 2 | GT | OP | 187 | 157 | 157 |  | 6 | 2001 | NG | DFO | Y | Y | N | IPP Non-CHP |  |  |  |  | N | [57 empty] | GAS | WI | Rockgen Energy Center | 55391 | CT-2 | 2010 |  | ARP, CAIRNOX, CAIROS, CAIRSO2 | 448.36 | 12 | 59526.72 |  | 0.201 | 0.025 | 8.516 | 39770.547 | 669230.726 | 5 |  | Dane | Electric Utility | 4911 | Electric Services | 42.9767 | -89.0492 | RockGen Energy, LLC (Owner) Calpine Operating Services Company, Inc. (Operator) | Phase 2 |  | Operating | Combustion turbine | Pipeline Natural Gas | Diesel Oil |  | Dry Low NOx Burners Water Injection |  | 2160 | 10.7241 | GAS | 188 | 401.2739 | 0.025 | 0.000601 | 10.7241
24121 | Calpine -RockGen Energy | 55391 | RockGen Energy Center | WI | Dane | 3 | GT | OP | 187 | 157 | 157 |  | 6 | 2001 | NG | DFO | Y | Y | N | IPP Non-CHP |  |  |  |  | N | [57 empty] | GAS | WI | Rockgen Energy Center | 55391 | CT-3 | 2010 |  | ARP, CAIRNOX, CAIROS, CAIRSO2 | 356.02 | 12 | 49420.49 |  | 0.166 | 0.0281 | 7.885 | 32827.435 | 552330.356 | 5 |  | Dane | Electric Utility | 4911 | Electric Services | 42.9767 | -89.0492 | RockGen Energy, LLC (Owner) Calpine Operating Services Company, Inc. (Operator) | Phase 2 |  | Operating | Combustion turbine | Pipeline Natural Gas | Diesel Oil |  | Dry Low NOx Burners Water Injection |  | 2160 | 10.8189 | GAS | 190 | 394.9045 | 0.0281 | 0.000601 | 10.8189
24202 | Carr Street Generating Sta LP | 50978 | Carr Street Generating Station | NY | Onondaga | GEN1 | CT | OP | 48.8 | 33 | 40 |  | 7 | 1993 | NG | DFO | Y | Y | N | IPP Non-CHP |  |  |  |  | N | [57 empty] | GAS | NY | Carr Street Generating Station | 50978 | A | 2010 |  | ARP, CAIRNOX, CAIROS, CAIRSO2, RGGI | 460.94 | 12 | 11062.32 |  | 0.037 | 0.0344 | 1.808 | 7478.012 | 124716.268 | 2 |  | Onondaga | Electric Utility | 4911 | Electric Services | 43.0611 | -76.0819 | Carr Street Generating Station, LP (Owner) Brookfield Power (Operator) | Phase 2 |  | Operating | Combined cycle | Pipeline Natural Gas | Diesel Oil |  | Water Injection Ammonia Injection |  | 424 | 10.2811 | GAS | 41 | -12.5 | 0.0344 | 0.000593 | 10.2811
24202 | Carr Street Generating Sta LP | 50978 | Carr Street Generating Station | NY | Onondaga | GEN2 | CT | OP | 48.8 | 33 | 40 |  | 7 | 1993 | NG | DFO | Y | Y | N | IPP Non-CHP |  |  |  |  | N | [57 empty] | GAS | NY | Carr Street Generating Station | 50978 | A | 2010 |  | ARP, CAIRNOX, CAIROS, CAIRSO2, RGGI | 460.94 | 12 | 11062.32 |  | 0.037 | 0.0344 | 1.808 | 7478.012 | 124716.268 | 2 |  | Onondaga | Electric Utility | 4911 | Electric Services | 43.0611 | -76.0819 | Carr Street Generating Station, LP (Owner) Brookfield Power (Operator) | Phase 2 |  | Operating | Combined cycle | Pipeline Natural Gas | Diesel Oil |  | Water Injection Ammonia Injection |  | 424 | 10.2811 | GAS | 41 | -12.5 | 0.0344 | 0.000593 | 10.2811
24202 | Carr Street Generating Sta LP | 50978 | Carr Street Generating Station | NY | Onondaga | GEN3 | CA | OP | 25 | 22.5 | 25 |  | 7 | 1993 | NG | DFO | Y | Y | N | IPP Non-CHP |  |  |  |  | N | [57 empty] | GAS | [39 empty] | 0 | 0 | 10.4
24205 | Sinclair Oil Corp | 54374 | Sinclair Oil Refinery | WY | Carbon | NO2 | ST | OP | 0.4 | 0.4 | 0.4 |  | 1 | 1925 | NG | OG | N | N | Y | Industrial CHP |  |  |  |  | N | [57 empty] | GAS | [39 empty] | 0.61335 | 0.0002258 | 16.4982
24206 | Amalgamated Sugar Co-Nampa | 54690 | Amalgamated Sugar LLC Nampa | ID | Canyon | 2250 | ST | OP | 2.2 | 2.2 | 2.2 |  | 10 | 1948 | SUB | NG | N | Y | Y | Industrial CHP |  |  |  |  | N | Y |  | Y | [54 empty] | COAL | [39 empty] | 0.9228 | 0.76836 | 14.3576
24206 | Amalgamated Sugar Co-Nampa | 54690 | Amalgamated Sugar LLC Nampa | ID | Canyon | 6500 | ST | OP | 6 | 6 | 6 |  | 10 | 1968 | SUB | NG | N | Y | Y | Industrial CHP |  |  |  |  | N | Y |  | Y | [54 empty] | COAL | [39 empty] | 0.82805 | 0.59335 | 13.3778
24210 | Riverbay Corp | 52168 | Riverbay | NY | Bronx | GEN2 | CA | OP | 16 | 13.8 | 15 |  | 3 | 2011 | NG | DFO | Y | Y | Y | Commercial CHP |  |  |  |  | N | [57 empty] | GAS | [39 empty] | 0 | 0 | 10.4
24210 | Riverbay Corp | 52168 | Riverbay | NY | Bronx | GEN3 | CT | OP | 12.9 | 11.1 | 12.1 |  | 3 | 2011 | NG | DFO | Y | Y | Y | Commercial CHP |  |  |  |  | N | [57 empty] | GAS | NY | Riverbay Corp. - Co-Op City | 52168 | 0003HP | 2010 |  | CAIROS | 3487.5 | 6 |  | 323701 |  | 0.041 | 14.011 |  | 680642.5 | 2 |  | Bronx | Cogeneration |  |  | 40.8697 | -73.8258 | Riverbay Corporation (Owner/Operator) |  |  | Operating | Other boiler | Pipeline Natural Gas | Diesel Oil |  | Low NOx Burner Technology (Dry Bottom only) |  | 214.4 | 10.4 | GAS | 21.418 | 114.9578 | 0.041 | 0.0013192 | 8.8859
24210 | Riverbay Corp | 52168 | Riverbay | NY | Bronx | GEN4 | CT | OP | 12.9 | 11.1 | 12.1 |  | 3 | 2011 | NG | DFO | Y | Y | Y | Commercial CHP |  |  |  |  | N | [57 empty] | GAS | NY | Riverbay Corp. - Co-Op City | 52168 | 4 | 2010 |  | CAIROS | 2505.5 | 6 | 25604 |  |  | 0.0085 | 1.063 |  | 261356.35 | 2 |  | Bronx | Cogeneration |  |  | 40.8697 | -73.8258 | Riverbay Corporation (Owner/Operator) |  |  | Operating | Combined cycle | Pipeline Natural Gas | Diesel Oil |  | Dry Low NOx Burners Selective Catalytic Reduction |  | 193.9 | 10.4 | GAS | 18.9956 | 215.0587 | 0.0085 | 0.0013192 | 10.2076
24211 | Tucson Electric Power Co | 126 | H Wilson Sundt Generating Station | AZ | Pima | 4 | ST | OP | 173.3 | 156 | 156 |  | 7 | 1967 | SUB | NG | Y | Y | N | Electric Utility |  |  |  |  | N | Y | [56 empty] | COAL | AZ | Irvington Generating Station | 126 | 4 | 2010 |  | ARP | 8739.49 | 12 | 640597.66 |  | 1733.263 | 0.3679 | 1302.959 | 626073.19 | 6869999.388 | 9 |  | Pima | Electric Utility | 4911 | Electric Services | 32.16 | -110.9047 | Tucson Electric Power Company (Owner/Operator) | Phase 2 | Phase II Group 1 | Operating | Dry bottom wall-fired boiler | Coal | Natural Gas |  | Low NOx Burner Technology w/ Overfire Air | Baghouse | 1702 | 10.2745 | COAL | 153 | 1990.1961 | 0.3679 | 0.50459 | 10.2745
24211 | Tucson Electric Power Co | 126 | H Wilson Sundt Generating Station | AZ | Pima | GT1 | GT | OP | 27 | 24 | 24 |  | 12 | 1972 | NG | DFO | Y | Y | N | Electric Utility |  |  |  |  | N | [57 empty] | GAS | [39 empty] | 0.1827 | 0.0022269 | 12.7469
24211 | Tucson Electric Power Co | 126 | H Wilson Sundt Generating Station | AZ | Pima | GT2 | GT | OP | 27 | 25 | 25 |  | 12 | 1972 | NG | DFO | Y | Y | N | Electric Utility |  |  |  |  | N | [57 empty] | GAS | [39 empty] | 0.1827 | 0.0022269 | 12.7469
24211 | Tucson Electric Power Co | 126 | H Wilson Sundt Generating Station | AZ | Pima | ST1 | ST | OP | 108.8 | 81 | 81 |  | 12 | 1958 | NG | RFO | Y | Y | N | Electric Utility |  |  |  |  | N | [57 empty] | GAS | AZ | Irvington Generating Station | 126 | 1 | 2010 |  | ARP | 3155.23 | 12 | 89711.95 |  | 1.742 | 0.1654 | 86.634 | 59132.694 | 994462.911 | 9 |  | Pima | Electric Utility | 4911 | Electric Services | 32.16 | -110.9047 | Tucson Electric Power Company (Owner/Operator) | Phase 2 |  | Operating | Tangentially-fired | Natural Gas | Residual Oil |  |  |  | 850 | 10.1643 | GAS | 80 | 493.75 | 0.1654 | 0.0035034 | 10.1643
24211 | Tucson Electric Power Co | 126 | H Wilson Sundt Generating Station | AZ | Pima | ST2 | ST | OP | 108.8 | 81 | 81 |  | 10 | 1960 | NG | RFO | Y | Y | N | Electric Utility |  |  |  |  | N | [57 empty] | GAS | AZ | Irvington Generating Station | 126 | 2 | 2010 |  | ARP | 2071.75 | 12 | 59896.71 |  | 1.173 | 0.1686 | 63.655 | 39791.077 | 668497.343 | 9 |  | Pima | Electric Utility | 4911 | Electric Services | 32.16 | -110.9047 | Tucson Electric Power Company (Owner/Operator) | Phase 2 |  | Operating | Tangentially-fired | Natural Gas | Residual Oil |  |  |  | 820 | 9.938 | GAS | 80 | 493.75 | 0.1686 | 0.0035094 | 9.938
24211 | Tucson Electric Power Co | 126 | H Wilson Sundt Generating Station | AZ | Pima | ST3 | ST | OP | 113.6 | 105 | 105 |  | 6 | 1962 | NG | RFO | Y | Y | N | Electric Utility |  |  |  |  | N | [57 empty] | GAS | AZ | Irvington Generating Station | 126 | 3 | 2010 |  | ARP | 3204.48 | 12 | 137158.76 |  | 2.524 | 0.1491 | 113.863 | 85670.897 | 1441561.671 | 9 |  | Pima | Electric Utility | 4911 | Electric Services | 32.16 | -110.9047 | Tucson Electric Power Company (Owner/Operator) | Phase 2 |  | Operating | Tangentially-fired | Natural Gas | Residual Oil |  |  |  | 1210 | 9.9177 | GAS | 106 | 495.2381 | 0.1491 | 0.0035018 | 9.9177
24211 | Tucson Electric Power Co | 6088 | North Loop | AZ | PIMA | 1 | GT | OP | 27 | 25 | 25 |  | 12 | 1972 | NG | DFO | Y | Y | N | Electric Utility |  |  |  |  | N | [57 empty] | GAS | [39 empty] | 0.18236 | 0.0022181 | 12.753
24211 | Tucson Electric Power Co | 6088 | North Loop | AZ | PIMA | 2 | GT | OP | 27 | 25 | 25 |  | 12 | 1972 | NG | DFO | Y | Y | N | Electric Utility |  |  |  |  | N | [57 empty] | GAS | [39 empty] | 0.18236 | 0.0022181 | 12.753
24211 | Tucson Electric Power Co | 6088 | North Loop | AZ | PIMA | 3 | GT | OP | 27 | 23 | 23 |  | 12 | 1972 | NG | DFO | Y | Y | N | Electric Utility |  |  |  |  | N | [57 empty] | GAS | [39 empty] | 0.18236 | 0.0022181 | 12.753
24211 | Tucson Electric Power Co | 8223 | Springerville | AZ | Apache | 1 | ST | OP | 424.8 | 387 | 387 |  | 6 | 1985 | SUB |  | N | Y | N | Electric Utility |  |  |  |  | N | Y | [56 empty] | COAL | AZ | Springerville Generating Station | 8223 | 1 | 2010 |  | ARP | 8151.02 | 12 | 3109848 |  | 2707.913 | 0.1797 | 2335.067 | 2704100.496 | 25782839.66 | 9 | Western Electricity Coordinating Council | Apache | Electric Utility | 4911 | Electric Services | 34.3186 | -109.1636 | Tucson Electric Power Company (Owner/Operator) | Phase 2 | Early Election | Operating | Tangentially-fired | Coal |  | Dry Lime FGD | Low NOx Burner Technology w/ Closed-coupled OFA | Baghouse | 4700 | 8.2647 | COAL | 429 | 1945.7364 | 0.1797 | 0.21006 | 8.2647
24211 | Tucson Electric Power Co | 8223 | Springerville | AZ | Apache | 2 | ST | OP | 424.8 | 390 | 390 |  | 6 | 1990 | SUB |  | N | Y | N | Electric Utility |  |  |  |  | N | Y | [56 empty] | COAL | AZ | Springerville Generating Station | 8223 | 2 | 2010 |  | ARP | 7116.49 | 12 | 2727762.26 |  | 1775.897 | 0.1869 | 2194.1 | 2442325.822 | 23286891 | 9 | Western Electricity Coordinating Council | Apache | Electric Utility | 4911 | Electric Services | 34.3186 | -109.1636 | Tucson Electric Power Company (Owner/Operator) | Phase 2 | Early Election | Operating | Tangentially-fired | Coal |  | Dry Lime FGD | Low NOx Burner Technology w/ Closed-coupled OFA | Baghouse | 4700 | 8.5173 | COAL | 446 | 1928.2051 | 0.1869 | 0.15252 | 8.5173
24211 | Tucson Electric Power Co | 8223 | Springerville | AZ | Apache | 3 | ST | OP | 450 | 417 | 417 |  | 7 | 2006 | SUB |  | N | Y | N | Electric Utility |  |  |  |  | N | Y | [56 empty] | COAL | AZ | Springerville Generating Station | 8223 | 1 | 2010 |  | ARP | 8151.02 | 12 | 3109848 |  | 2707.913 | 0.1797 | 2335.067 | 2704100.496 | 25782839.66 | 9 | Western Electricity Coordinating Council | Apache | Electric Utility | 4911 | Electric Services | 34.3186 | -109.1636 | Tucson Electric Power Company (Owner/Operator) | Phase 2 | Early Election | Operating | Tangentially-fired | Coal |  | Dry Lime FGD | Low NOx Burner Technology w/ Closed-coupled OFA | Baghouse | 4700 | 8.2647 | COAL | 429 | 485.6115 | 0.1797 | 0.21006 | 8.2647
24211 | Tucson Electric Power Co | 8223 | Springerville | AZ | Apache | 4 | ST | OP | 450 | 415 | 415 |  | 12 | 2009 | SUB |  | N | Y | N | Electric Utility |  |  |  |  | N | Y | N | [55 empty] | COAL | AZ | Springerville Generating Station | 8223 | 4 | 2010 |  | ARP | 8140.45 | 12 | 3319536.94 |  | 1124.119 | 0.0675 | 1000.762 | 3086958.87 | 29466623.14 | 9 | Western Electricity Coordinating Council | Apache | Electric Utility | 4911 | Electric Services | 34.3186 | -109.1636 | Salt River Project (Owner) Tucson Electric Power Company (Operator) | Phase 2 |  | Operating | Dry bottom wall-fired boiler | Coal | Diesel Oil | Dry Lime FGD | Low NOx Burner Technology (Dry Bottom only) Selective Catalytic Reduction | Baghouse | 5040 | 8.8049 | COAL | 463 | 1942.1687 | 0.0675 | 0.076298 | 8.8049
24211 | Tucson Electric Power Co | 124 | Demoss Petrie | AZ | Pima | GT2 | GT | OP | 85 | 72.2 | 83.3 |  | 6 | 2001 | NG |  | N | Y | N | Electric Utility |  |  |  |  | N | [57 empty] | GAS | AZ | De Moss Petrie Generating Station | 124 | GT1 | 2010 |  | ARP | 162.31 | 12 | 6787.13 |  | 0.139 | 0.0561 | 1.705 | 4759.07 | 80083.667 | 9 |  | Pima | Electric Utility | 4911 | Electric Services | 32.2511 | -110.9889 | Tucson Electric Power Company (Owner/Operator) | Phase 2 |  | Operating | Combustion turbine | Natural Gas |  |  | Dry Low NOx Burners |  | 1140 | 10.2106 | GAS | 74 | 437.1622 | 0.0561 | 0.0034714 | 10.2106
24211 | Tucson Electric Power Co | 6088 | North Loop | AZ | PIMA | 4 | GT | OP | 26.8 | 19 | 21.5 |  | 7 | 2001 | NG |  | N | Y | N | Electric Utility |  |  |  |  | N | [57 empty] | GAS | [39 empty] | 0.086226 | 0.0009403 | 10.8091
24211 | Tucson Electric Power Co | 8223 | Springerville | AZ | Apache | SGSS | PV | OP | 5.1 | 5.1 | 5.1 |  | 5 | 2001 | SUN |  | N | Y | N | Electric Utility |  |  |  |  | N | [57 empty] | N/A | [39 empty] | 0 | 0 | 10.4
24211 | Tucson Electric Power Co | 8223 | Springerville | AZ | Apache | SGSS1 | PV | OP | 4.2 | 3.8 | 4.2 |  | 12 | 2010 | SUN |  | N | Y | N | Electric Utility | [62 empty] | N/A | [39 empty] | 0 | 0 | 10.4
24211 | Tucson Electric Power Co | 57392 | UASTP I | AZ | Pima | UATP1 | PV | OP | 1.2 | 1.2 | 1 |  | 12 | 2010 | SUN |  | N | Y | N | Electric Utility |  |  |  |  | N | [57 empty] | N/A | [39 empty] | 0 | 0 | 10.4
24263 | Cellu Tissue Holdings Inc | 52017 | Menominee Acquisition | MI | Menominee | ST2 | ST | OP | 2.5 | 2.5 | 2.5 |  | 6 | 1950 | BIT |  | N | Y | Y | Industrial CHP |  |  |  |  | N |  |  | Y | [54 empty] | COAL | [39 empty] | 0.9544 | 1.9539 | 15.0356
24457 | Calpine Eastern Corp | 50292 | Bethpage Power Plant | NY | Nassau | GEN1 | CT | OP | 33.7 | 22.2 | 23.8 | G602 | 8 | 1989 | NG | DFO | N | Y | N | IPP Non-CHP | [62 empty] | GAS | NY | Bethpage Energy Center | 50292 | GT1 | 2010 |  | ARP, CAIRNOX, CAIROS, CAIRSO2, RGGI | 3733.58 | 12 | 118823.57 |  | 0.205 | 0.1207 | 40.953 | 40576.025 | 682821.94 | 2 |  | Nassau | Electric Utility | 4911 | Electric Services | 40.7469 | -73.4994 | TBG Cogen Partners (Owner) Calpine Operating Services Company, Inc. (Operator) | Phase 2 |  | Operating | Combined cycle | Pipeline Natural Gas |  |  | Steam Injection |  | 416 | 5.6575 | GAS | 38 | 201.6807 | 0.1207 | 0.0006 | 11.9113
24457 | Calpine Eastern Corp | 50292 | Bethpage Power Plant | NY | Nassau | GEN2 | CT | OP | 33.7 | 22.2 | 23.8 | G602 | 8 | 1989 | NG | DFO | N | Y | N | IPP Non-CHP | [62 empty] | GAS | NY | Bethpage Energy Center | 50292 | GT1 | 2010 |  | ARP, CAIRNOX, CAIROS, CAIRSO2, RGGI | 3733.58 | 12 | 118823.57 |  | 0.205 | 0.1207 | 40.953 | 40576.025 | 682821.94 | 2 |  | Nassau | Electric Utility | 4911 | Electric Services | 40.7469 | -73.4994 | TBG Cogen Partners (Owner) Calpine Operating Services Company, Inc. (Operator) | Phase 2 |  | Operating | Combined cycle | Pipeline Natural Gas |  |  | Steam Injection |  | 416 | 5.6575 | GAS | 38 | -298.3193 | 0.1207 | 0.0006 | 11.9113
24457 | Calpine Eastern Corp | 50292 | Bethpage Power Plant | NY | Nassau | GEN3 | CA | OP | 16.2 | 10.6 | 11.4 | G602 | 8 | 1989 | NG |  | N | Y | N | IPP Non-CHP | [62 empty] | GAS | [39 empty] | 0 | 0 | 10.4
24457 | Calpine Eastern Corp | 50292 | Bethpage Power Plant | NY | Nassau | GEN5 | GT | OP | 60 | 47 | 49.6 |  | 7 | 2002 | NG |  | N | Y | N | IPP Non-CHP |  |  |  |  | N | [57 empty] | GAS | NY | Bethpage Energy Center | 50292 | GT3 | 2010 |  | ARP, CAIRNOX, CAIROS, CAIRSO2, RGGI | 1114.51 | 12 | 48101.56 |  | 0.151 | 0.0216 | 3.804 | 29874.472 | 502733.203 | 2 |  | Nassau | Electric Utility | 4911 | Electric Services | 40.7469 | -73.4994 | Calpine Operating Services Company, Inc. (Operator) CPN Bethpage 3rd Turbine, Inc. (Owner) | Phase 2 |  | Operating | Combustion turbine | Pipeline Natural Gas |  |  | Water Injection Selective Catalytic Reduction |  | 464 | 10.2044 | GAS | 48 | -16.6667 | 0.0216 | 0.000601 | 10.2044
24457 | Calpine Eastern Corp | 50292 | Bethpage Power Plant | NY | Nassau | GEN6 | CT | OP | 60 | 49 | 50 | G603 | 7 | 2005 | NG |  | N | Y | N | IPP Non-CHP |  |  |  |  | N | [57 empty] | GAS | NY | Bethpage Energy Center | 50292 | GT3 | 2010 |  | ARP, CAIRNOX, CAIROS, CAIRSO2, RGGI | 1114.51 | 12 | 48101.56 |  | 0.151 | 0.0216 | 3.804 | 29874.472 | 502733.203 | 2 |  | Nassau | Electric Utility | 4911 | Electric Services | 40.7469 | -73.4994 | Calpine Operating Services Company, Inc. (Operator) CPN Bethpage 3rd Turbine, Inc. (Owner) | Phase 2 |  | Operating | Combustion turbine | Pipeline Natural Gas |  |  | Water Injection Selective Catalytic Reduction |  | 464 | 10.2044 | GAS | 48 | -20.8333 | 0.0216 | 0.000601 | 10.2044
24457 | Calpine Eastern Corp | 50292 | Bethpage Power Plant | NY | Nassau | GEN7 | CA | OP | 36 | 33 | 34 | G603 | 7 | 2005 | NG |  | N | Y | N | IPP Non-CHP |  |  |  |  | N | [57 empty] | GAS | [39 empty] | 0 | 0 | 10.4
24536 | Aera Energy LLC-San Ardo | 55184 | Aera San Ardo Cogen Facility | CA | MONTEREY | UN-A | GT | OP | 3 | 2.8 | 3 |  | 7 | 1989 | NG |  | N | N | Y | Industrial CHP |  |  |  |  | N | [57 empty] | GAS | [39 empty] | 0.28416 | 0.0021739 | 8.8542
24536 | Aera Energy LLC-San Ardo | 55184 | Aera San Ardo Cogen Facility | CA | MONTEREY | UN-B | GT | OP | 3.2 | 2.8 | 3 |  | 7 | 1989 | NG |  | N | N | Y | Industrial CHP |  |  |  |  | N | [57 empty] | GAS | [39 empty] | 0.27732 | 0.0021423 | 8.9379
24793 | Briar-Hydro Associates | 50351 | Rolfe Canal Hydro | NH | Merrimack | 1 | HY | OP | 4.3 | 4.3 | 4.3 |  | 12 | 1987 | WAT |  | N | Y | N | IPP Non-CHP |  |  |  |  | N | [57 empty] | N/A | [39 empty] | 0 | 0 | 10.4
24793 | Briar-Hydro Associates | 50353 | Penacook Lower Falls | NH | Merrimack | 1 | HY | OP | 4.6 | 4.6 | 4.6 |  | 8 | 1983 | WAT |  | N | Y | N | IPP Non-CHP |  |  |  |  | N | [57 empty] | N/A | [39 empty] | 0 | 0 | 10.4
24793 | Briar-Hydro Associates | 50414 | Penacook Upper Falls Hydro | NH | Merrimack | 1 | HY | OP | 3.4 | 3.4 | 3.4 |  | 12 | 1986 | WAT |  | N | Y | N | IPP Non-CHP |  |  |  |  | N | [57 empty] | N/A | [39 empty] | 0 | 0 | 10.4
24900 | CF Industries Inc | 50371 | CFI Plant City Phosphate Complex | FL | Hillsborough | MI34 | ST | OP | 40.5 | 27.9 | 22.2 |  | 11 | 1988 | WH |  | N | Y | Y | Industrial CHP |  |  |  |  | N | [57 empty] | N/A | [39 empty] | 0 | 0 | 10.4
24979 | Chasm Hydro Partnership | 50315 | Chasm Hydro Partnership | NY | Franklin | 1100 | HY | OP | 1 | 0.5 | 0.8 |  | 3 | 1982 | WAT |  | N | Y | N | IPP Non-CHP | [62 empty] | N/A | [39 empty] | 0 | 0 | 10.4
24979 | Chasm Hydro Partnership | 50315 | Chasm Hydro Partnership | NY | Franklin | 2600 | HY | OP | 0.6 | 0.5 | 0.6 |  | 10 | 1984 | WAT |  | N | Y | N | IPP Non-CHP | [62 empty] | N/A | [39 empty] | 0 | 0 | 10.4
25049 | Gas Recovery Systems Inc | 55597 | GRS C&C | MI | Calhoun | 3 | IC | OP | 1 | 0.9 | 0.9 |  | 2 | 1995 | LFG |  | N | Y | N | IPP Non-CHP | [62 empty] | GAS | [39 empty] | 1.1659 | 0.0016829 | 10.4
25049 | Gas Recovery Systems Inc | 55597 | GRS C&C | MI | Calhoun | 4 | GT | OP | 2.7 | 2.3 | 2.6 |  | 2 | 2007 | LFG |  | N | Y | N | IPP Non-CHP |  |  |  |  | N | [57 empty] | GAS | [39 empty] | 0.0016829 | 0.0016829 | 10.4
25049 | Gas Recovery Systems Inc | 10388 | GRS Newby I | CA | Santa Clara | 1 | IC | OP | 0.5 | 0.5 | 0.5 |  | 9 | 1984 | LFG |  | N | Y | N | IPP Non-CHP | [62 empty] | GAS | [39 empty] | 1.1659 | 0.0016829 | 10.4
25049 | Gas Recovery Systems Inc | 10388 | GRS Newby I | CA | Santa Clara | 2 | IC | OP | 0.5 | 0.5 | 0.5 |  | 9 | 1984 | LFG |  | N | Y | N | IPP Non-CHP | [62 empty] | GAS | [39 empty] | 1.1659 | 0.0016829 | 10.4
25049 | Gas Recovery Systems Inc | 10388 | GRS Newby I | CA | Santa Clara | 3 | IC | OP | 0.5 | 0.5 | 0.5 |  | 9 | 1984 | LFG |  | N | Y | N | IPP Non-CHP | [62 empty] | GAS | [39 empty] | 1.1659 | 0.0016829 | 10.4
25049 | Gas Recovery Systems Inc | 10388 | GRS Newby I | CA | Santa Clara | 4 | IC | OP | 0.5 | 0.5 | 0.5 |  | 9 | 1984 | LFG |  | N | Y | N | IPP Non-CHP | [62 empty] | GAS | [39 empty] | 1.1659 | 0.0016829 | 10.4
25049 | Gas Recovery Systems Inc | 10392 | GRS American Canyon | CA | Napa | 1 | IC | OP | 0.8 | 0.7 | 0.7 |  | 12 | 1985 | LFG |  | N | Y | N | IPP Non-CHP | [62 empty] | GAS | [39 empty] | 1.1659 | 0.0016829 | 10.4
25049 | Gas Recovery Systems Inc | 10392 | GRS American Canyon | CA | Napa | 2 | IC | OP | 0.8 | 0.7 | 0.7 |  | 12 | 1985 | LFG |  | N | Y | N | IPP Non-CHP | [62 empty] | GAS | [39 empty] | 1.1659 | 0.0016829 | 10.4
25049 | Gas Recovery Systems Inc | 55588 | GRS Sunset Farms | TX | Travis | 1 | IC | OP | 1 | 0.9 | 0.9 |  | 12 | 1996 | LFG |  | N | Y | N | IPP Non-CHP | [62 empty] | GAS | [39 empty] | 1.1659 | 0.0016829 | 10.4
25049 | Gas Recovery Systems Inc | 55588 | GRS Sunset Farms | TX | Travis | 2 | IC | OP | 1 | 0.9 | 0.9 |  | 12 | 1996 | LFG |  | N | Y | N | IPP Non-CHP | [62 empty] | GAS | [39 empty] | 1.1659 | 0.0016829 | 10.4
25049 | Gas Recovery Systems Inc | 55588 | GRS Sunset Farms | TX | Travis | 3 | IC | OP | 1 | 0.9 | 0.9 |  | 12 | 1996 | LFG |  | N | Y | N | IPP Non-CHP | [62 empty] | GAS | [39 empty] | 1.1659 | 0.0016829 | 10.4
25049 | Gas Recovery Systems Inc | 55588 | GRS Sunset Farms | TX | Travis | 4 | IC | OP | 1 | 0.9 | 0.9 |  | 1 | 2004 | LFG |  | N | Y | N | IPP Non-CHP | [62 empty] | GAS | [39 empty] | 1.1659 | 0.0016829 | 10.4
25049 | Gas Recovery Systems Inc | 55589 | GRS Fall River | MA | Bristol | 1 | IC | OP | 1 | 0.9 | 0.9 |  | 7 | 2000 | LFG |  | N | Y | N | IPP Non-CHP | [62 empty] | GAS | [39 empty] | 1.1659 | 0.0016829 | 10.4
25049 | Gas Recovery Systems Inc | 55589 | GRS Fall River | MA | Bristol | 2 | IC | OP | 1 | 0.9 | 0.9 |  | 7 | 2000 | LFG |  | N | Y | N | IPP Non-CHP | [62 empty] | GAS | [39 empty] | 1.1659 | 0.0016829 | 10.4
25049 | Gas Recovery Systems Inc | 55589 | GRS Fall River | MA | Bristol | 3 | GT | OP | 5.3 | 4.4 | 4.8 |  | 7 | 2000 | LFG |  | N | Y | N | IPP Non-CHP | [62 empty] | GAS | [39 empty] | 0.0016829 | 0.0016829 | 10.4
25049 | Gas Recovery Systems Inc | 55596 | GRS Arbor Hills | MI | Washtenaw | 1 | CT | OP | 5 | 3.8 | 4.2 |  | 6 | 1996 | LFG | DFO | N | Y | N | IPP Non-CHP | [62 empty] | GAS | [39 empty] | 0.000124 | 0.000124 | 10.4
25049 | Gas Recovery Systems Inc | 55596 | GRS Arbor Hills | MI | Washtenaw | 2 | CT | OP | 5 | 3.8 | 4.2 |  | 6 | 1996 | LFG | DFO | N | Y | N | IPP Non-CHP | [62 empty] | GAS | [39 empty] | 0.000124 | 0.000124 | 10.4
25049 | Gas Recovery Systems Inc | 55596 | GRS Arbor Hills | MI | Washtenaw | 3 | CT | OP | 5 | 3.8 | 4.2 |  | 6 | 1996 | LFG | DFO | N | Y | N | IPP Non-CHP | [62 empty] | GAS | [39 empty] | 0.000124 | 0.000124 | 10.4
25049 | Gas Recovery Systems Inc | 55596 | GRS Arbor Hills | MI | Washtenaw | 4 | CA | OP | 10 | 7.6 | 8.4 |  | 6 | 1996 | LFG | DFO | N | Y | N | IPP Non-CHP | [62 empty] | GAS | [39 empty] | 0 | 0 | 10.4
25049 | Gas Recovery Systems Inc | 55596 | GRS Arbor Hills | MI | Washtenaw | 5 | CT | OP | 5.3 | 4.8 | 5.3 |  | 11 | 2005 | LFG | DFO | N | Y | N | IPP Non-CHP | [62 empty] | GAS | [39 empty] | 0.000124 | 0.000124 | 10.4
25049 | Gas Recovery Systems Inc | 55599 | GRS CMS | NC | Cabarrus | 1 | GT | OP | 5.3 | 4.3 | 4.8 |  | 12 | 1999 | LFG | DFO | N | Y | N | IPP Non-CHP | [62 empty] | GAS | [39 empty] | 0.0016829 | 0.0016829 | 10.4
25104 | Denver City Energy Assoc LP | 55065 | Mustang Station | TX | Yoakum | GEN1 | CT | OP | 174.2 | 163 | 162 |  | 6 | 1999 | NG |  | N | Y | N | IPP Non-CHP |  |  |  |  | N | [57 empty] | GAS | TX | Mustang Station | 55065 | 1 | 2010 |  | ARP, CAIRNOX, CAIRSO2 | 5341.44 | 12 | 1031550.87 |  | 2.349 | 0.0401 | 150.752 | 465279.816 | 7829177.942 | 6 |  | Yoakum | Electric Utility | 4911 | Electric Services | 32.9728 | -102.7417 | GS Electric Generating Cooperative (Owner) Denver City Energy Associates, LP (Owner/Operator) | Phase 2 |  | Operating | Combined cycle | Pipeline Natural Gas |  |  | Dry Low NOx Burners |  | 1920 | 7.4054 | GAS | 253 | 219.1358 | 0.0401 | 0.0006 | 7.4054
25104 | Denver City Energy Assoc LP | 55065 | Mustang Station | TX | Yoakum | GEN2 | CT | OP | 174.2 | 163 | 162 |  | 6 | 1999 | NG |  | N | Y | N | IPP Non-CHP |  |  |  |  | N | [57 empty] | GAS | TX | Mustang Station | 55065 | 2 | 2010 |  | ARP, CAIRNOX, CAIRSO2 | 5315.47 | 12 | 1021186.99 |  | 2.314 | 0.0467 | 173.961 | 458322.492 | 7712170.955 | 6 |  | Yoakum | Electric Utility | 4911 | Electric Services | 32.9728 | -102.7417 | GS Electric Generating Cooperative (Owner) Denver City Energy Associates, LP (Owner/Operator) | Phase 2 |  | Operating | Combined cycle | Pipeline Natural Gas |  |  | Dry Low NOx Burners |  | 1920 | 7.3864 | GAS | 247 | 237.6543 | 0.0467 | 0.0006 | 7.3864
25104 | Denver City Energy Assoc LP | 55065 | Mustang Station | TX | Yoakum | GEN3 | CA | OP | 172.6 | 160 | 152 |  | 4 | 2000 | NG |  | N | Y | N | IPP Non-CHP |  |  |  |  | N | [57 empty] | GAS | [39 empty] | 0 | 0 | 10.4
25422 | National Power Coop Inc | 7872 | Robert P Mone Plant | OH | Van Wert | 1 | GT | OP | 198 | 150.4 | 184.9 |  | 7 | 2002 | NG | DFO | Y | Y | N | Electric Utility |  |  |  |  | N | [57 empty] | GAS | OH | Robert P Mone | 7872 | 1 | 2010 |  | ARP, CAIRNOX, CAIROS, CAIRSO2 | 145.27 | 12 | 20192.05 |  | 0.064 | 0.0566 | 4.046 | 12655.291 | 212953.093 | 5 | East Central Area Reliability Coordination Agreement | Van Wert | Electric Utility | 4911 | Electric Services | 40.9297 | -84.7392 | National Power Cooperative, Inc. (Owner) AEP Pro Serv, Inc (Operator) | Phase 2 |  | Operating | Combustion turbine | Pipeline Natural Gas | Diesel Oil |  | Dry Low NOx Burners Water Injection |  | 1946 | 10.4558 | GAS | 182 | 1992.033 | 0.0566 | 0.000601 | 10.4558
25422 | National Power Coop Inc | 7872 | Robert P Mone Plant | OH | Van Wert | 2 | GT | OP | 198 | 151.7 | 186.1 |  | 7 | 2002 | NG | DFO | Y | Y | N | Electric Utility |  |  |  |  | N | [57 empty] | GAS | OH | Robert P Mone | 7872 | 2 | 2010 |  | ARP, CAIRNOX, CAIROS, CAIRSO2 | 128.49 | 12 | 17902.1 |  | 0.056 | 0.059 | 3.652 | 11161.072 | 187803.558 | 5 | East Central Area Reliability Coordination Agreement | Van Wert | Electric Utility | 4911 | Electric Services | 40.9297 | -84.7392 | National Power Cooperative, Inc. (Owner) AEP Pro Serv, Inc (Operator) | Phase 2 |  | Operating | Combustion turbine | Pipeline Natural Gas | Diesel Oil |  | Dry Low NOx Burners Water Injection |  | 1946 | 10.397 | GAS | 185 | 1997.027 | 0.059 | 0.000596 | 10.397
25422 | National Power Coop Inc | 7872 | Robert P Mone Plant | OH | Van Wert | 3 | GT | OP | 198 | 151.5 | 187.7 |  | 7 | 2002 | NG | DFO | Y | Y | N | Electric Utility |  |  |  |  | N | [57 empty] | GAS | OH | Robert P Mone | 7872 | 3 | 2010 |  | ARP, CAIRNOX, CAIROS, CAIRSO2 | 98.14 | 12 | 13877.41 |  | 0.043 | 0.0508 | 2.582 | 8603.609 | 144774.39 | 5 | East Central Area Reliability Coordination Agreement | Van Wert | Electric Utility | 4911 | Electric Services | 40.9297 | -84.7392 | National Power Cooperative, Inc. (Owner) AEP Pro Serv, Inc (Operator) | Phase 2 |  | Operating | Combustion turbine | Pipeline Natural Gas | Diesel Oil |  | Dry Low NOx Burners Water Injection |  | 1946 | 10.3317 | GAS | 186 | 1995.4301 | 0.0508 | 0.000594 | 10.3317
25438 | Friant Power Authority | 50393 | Friant Hydro Facility | CA | Fresno | FR1 | HY | OP | 18.4 | 20 | 5 |  | 1 | 1986 | WAT |  | N | Y | N | IPP Non-CHP |  |  |  |  | N | [57 empty] | N/A | [39 empty] | 0 | 0 | 10.4
25438 | Friant Power Authority | 50393 | Friant Hydro Facility | CA | Fresno | M1 | HY | OP | 9.8 | 8 | 8 |  | 7 | 1985 | WAT |  | N | Y | N | IPP Non-CHP |  |  |  |  | N | [57 empty] | N/A | [39 empty] | 0 | 0 | 10.4
25438 | Friant Power Authority | 50393 | Friant Hydro Facility | CA | Fresno | RO1 | HY | OP | 2.4 | 2.3 | 1 |  | 4 | 1985 | WAT |  | N | Y | N | IPP Non-CHP |  |  |  |  | N | [57 empty] | N/A | [39 empty] | 0 | 0 | 10.4
25477 | USCE-Kansas City District | 2124 | Stockton | MO | CEDAR | 1 | HY | OP | 45.2 | 54.2 | 54.2 |  | 3 | 1973 | WAT |  | N | Y | N | Electric Utility | HY | WAT | [60 empty] | N/A | [39 empty] | 0 | 0 | 10.4
25477 | USCE-Kansas City District | 6141 | Harry Truman | MO | Benton | 1 | PS | OP | 26.9 | 31 | 31 |  | 5 | 1982 | WAT |  | N | Y | N | Electric Utility | [62 empty] | N/A | [39 empty] | 0 | 0 | 10.4
25477 | USCE-Kansas City District | 6141 | Harry Truman | MO | Benton | 2 | PS | OP | 26.9 | 31 | 31 |  | 8 | 1982 | WAT |  | N | Y | N | Electric Utility | [62 empty] | N/A | [39 empty] | 0 | 0 | 10.4
25477 | USCE-Kansas City District | 6141 | Harry Truman | MO | Benton | 3 | PS | OP | 26.9 | 31 | 31 |  | 7 | 1982 | WAT |  | N | Y | N | Electric Utility | [62 empty] | N/A | [39 empty] | 0 | 0 | 10.4
25477 | USCE-Kansas City District | 6141 | Harry Truman | MO | Benton | 4 | PS | OP | 26.9 | 31 | 31 |  | 2 | 1982 | WAT |  | N | Y | N | Electric Utility | [62 empty] | N/A | [39 empty] | 0 | 0 | 10.4
25477 | USCE-Kansas City District | 6141 | Harry Truman | MO | Benton | 5 | PS | OP | 26.9 | 31 | 31 |  | 12 | 1981 | WAT |  | N | Y | N | Electric Utility | [62 empty] | N/A | [39 empty] | 0 | 0 | 10.4
25477 | USCE-Kansas City District | 6141 | Harry Truman | MO | Benton | 6 | PS | OP | 26.9 | 31 | 31 |  | 12 | 1979 | WAT |  | N | Y | N | Electric Utility | [62 empty] | N/A | [39 empty] | 0 | 0 | 10.4
25771 | Quinebaug Associates LLC | 55860 | Quinebaug Lower Project | CT | Windham | 5-M | HY | OP | 0.3 | 0.3 | 0.3 |  | 8 | 1990 | WAT |  | N | Y | N | IPP Non-CHP |  |  |  |  | N | [57 empty] | N/A | [39 empty] | 0 | 0 | 10.4
25771 | Quinebaug Associates LLC | 55860 | Quinebaug Lower Project | CT | Windham | MF | HY | OP | 0.1 | 0.1 | 0.1 |  | 4 | 1990 | WAT |  | N | Y | N | IPP Non-CHP |  |  |  |  | N | [57 empty] | N/A | [39 empty] | 0 | 0 | 10.4
25771 | Quinebaug Associates LLC | 55860 | Quinebaug Lower Project | CT | Windham | U2 | HY | OP | 0.8 | 0.8 | 0.7 |  | 8 | 1990 | WAT |  | N | Y | N | IPP Non-CHP |  |  |  |  | N | [57 empty] | N/A | [39 empty] | 0 | 0 | 10.4
25771 | Quinebaug Associates LLC | 55860 | Quinebaug Lower Project | CT | Windham | UI | HY | OP | 1.3 | 1.2 | 1.2 |  | 8 | 1990 | WAT |  | N | Y | N | IPP Non-CHP |  |  |  |  | N | [57 empty] | N/A | [39 empty] | 0 | 0 | 10.4
25915 | El Dorado Irrigation District | 238 | El Dorado | CA | EL DORADO | 1 | HY | OP | 10 | 5 | 7 |  | 1 | 1924 | WAT |  | N | Y | N | Electric Utility |  |  |  |  | N | [57 empty] | N/A | [39 empty] | 0 | 0 | 10.4
25915 | El Dorado Irrigation District | 238 | El Dorado | CA | EL DORADO | 2 | HY | OP | 10 | 5 | 7 |  | 1 | 1924 | WAT |  | N | Y | N | Electric Utility |  |  |  |  | N | [57 empty] | N/A | [39 empty] | 0 | 0 | 10.4
26003 | Kankakee City of | 54525 | Kankakee Hydro Facility | IL | KANKAKEE | 1 | HY | OP | 0.4 | 0.4 | 0.4 |  | 7 | 1991 | WAT |  | N | Y | N | Commercial Non-CHP |  |  |  |  | N | [57 empty] | N/A | [39 empty] | 0 | 0 | 10.4
26003 | Kankakee City of | 54525 | Kankakee Hydro Facility | IL | KANKAKEE | 2 | HY | OP | 0.4 | 0.4 | 0.4 |  | 7 | 1991 | WAT |  | N | Y | N | Commercial Non-CHP |  |  |  |  | N | [57 empty] | N/A | [39 empty] | 0 | 0 | 10.4
26003 | Kankakee City of | 54525 | Kankakee Hydro Facility | IL | KANKAKEE | 3 | HY | OP | 0.4 | 0.4 | 0.4 |  | 7 | 1991 | WAT |  | N | Y | N | Commercial Non-CHP |  |  |  |  | N | [57 empty] | N/A | [39 empty] | 0 | 0 | 10.4
26253 | Louisiana Energy & Power Auth | 1453 | New Roads | LA | Pointe Coupee | 1 | IC | OP | 2.3 | 1.8 | 1.8 |  | 6 | 1965 | NG | DFO | Y | Y | N | Electric Utility |  |  |  |  | N | [57 empty] | GAS | [39 empty] | 1.1659 | 0.0016829 | 10.4
26253 | Louisiana Energy & Power Auth | 1453 | New Roads | LA | Pointe Coupee | 2 | IC | OP | 0.6 | 0.6 | 0.6 |  | 6 | 1953 | NG | DFO | Y | Y | N | Electric Utility |  |  |  |  | N | [57 empty] | GAS | [39 empty] | 1.1659 | 0.0016829 | 10.4
26253 | Louisiana Energy & Power Auth | 1453 | New Roads | LA | Pointe Coupee | 3 | IC | OP | 1.1 | 0.7 | 0.7 |  | 6 | 1957 | NG | DFO | Y | Y | N | Electric Utility |  |  |  |  | N | [57 empty] | GAS | [39 empty] | 1.1659 | 0.0016829 | 10.4
26253 | Louisiana Energy & Power Auth | 1453 | New Roads | LA | Pointe Coupee | 4 | IC | OP | 1.7 | 1.2 | 1.2 |  | 6 | 1957 | NG | DFO | Y | Y | N | Electric Utility |  |  |  |  | N | [57 empty] | GAS | [39 empty] | 1.1659 | 0.0016829 | 10.4
26253 | Louisiana Energy & Power Auth | 1453 | New Roads | LA | Pointe Coupee | 5 | IC | OP | 1.7 | 1.2 | 1.2 |  | 6 | 1951 | NG | DFO | Y | Y | N | Electric Utility |  |  |  |  | N | [57 empty] | GAS | [39 empty] | 1.1659 | 0.0016829 | 10.4
26253 | Louisiana Energy & Power Auth | 1453 | New Roads | LA | Pointe Coupee | 6 | IC | OP | 2 | 1.5 | 1.5 |  | 6 | 1971 | NG | DFO | Y | Y | N | Electric Utility |  |  |  |  | N | [57 empty] | GAS | [39 empty] | 1.1659 | 0.0016829 | 10.4
26287 | Madera-Chowchilla Power Auth | 50322 | Site 980 65 | CA | MADERA | GEN1 | HY | OP | 2.1 | 2.1 | 2.1 |  | 4 | 1985 | WAT |  | N | Y | N | IPP Non-CHP |  |  |  |  | N | [57 empty] | N/A | [39 empty] | 0 | 0 | 10.4
26469 | Ingleside Cogeneration LP | 55313 | Ingleside Cogeneration | TX | San Patricio | CTG1 | CT | OP | 170.1 | 155 | 179 |  | 7 | 1999 | NG | OTH | Y | Y | Y | Industrial CHP |  |  |  |  | N | [57 empty] | GAS | [39 empty] | 0.025148 | 0.0006295 | 9.797
26469 | Ingleside Cogeneration LP | 55313 | Ingleside Cogeneration | TX | San Patricio | CTG2 | CT | OP | 170.1 | 155 | 179 |  | 7 | 1999 | NG | OTH | Y | Y | Y | Industrial CHP |  |  |  |  | N | [57 empty] | GAS | [39 empty] | 0.025148 | 0.0006295 | 9.797
26469 | Ingleside Cogeneration LP | 55313 | Ingleside Cogeneration | TX | San Patricio | STG | CA | OP | 208 | 150 | 150 |  | 7 | 1999 | NG | OTH | N | Y | Y | Industrial CHP |  |  |  |  | N | [57 empty] | GAS | [39 empty] | 0 | 0 | 10.4
26616 | North Slope Borough Power & Light | 7482 | NSB Atquasuk Utility | AK | North Slope | NA1 | IC | OP | 0.9 | 0.9 | 0.9 |  | 2 | 2003 | DFO |  | N | Y | Y | Electric Utility |  |  |  |  | N | [57 empty] | LIQUID | [39 empty] | 0.7385 | 0.025484 | 12.5895
26616 | North Slope Borough Power & Light | 7482 | NSB Atquasuk Utility | AK | North Slope | NA2 | IC | OP | 0.9 | 0.9 | 0.9 |  | 2 | 2003 | DFO |  | N | Y | Y | Electric Utility |  |  |  |  | N | [57 empty] | LIQUID | [39 empty] | 0.7385 | 0.025484 | 12.5895
26616 | North Slope Borough Power & Light | 7482 | NSB Atquasuk Utility | AK | North Slope | NA3 | IC | OP | 0.4 | 0.4 | 0.4 |  | 2 | 2003 | DFO |  | N | Y | Y | Electric Utility |  |  |  |  | N | [57 empty] | LIQUID | [39 empty] | 0.7385 | 0.025484 | 12.5895
26616 | North Slope Borough Power & Light | 7482 | NSB Atquasuk Utility | AK | North Slope | PG2 | IC | OP | 0.4 | 0.4 | 0.4 |  | 8 | 1986 | DFO |  | N | Y | Y | Electric Utility |  |  |  |  | N | [57 empty] | LIQUID | [39 empty] | 0.7385 | 0.025484 | 12.5895
26616 | North Slope Borough Power & Light | 7482 | NSB Atquasuk Utility | AK | North Slope | PG3 | IC | OP | 0.6 | 0.6 | 0.6 |  | 8 | 1986 | DFO |  | N | Y | Y | Electric Utility |  |  |  |  | N | [57 empty] | LIQUID | [39 empty] | 0.7385 | 0.025484 | 12.5895
26616 | North Slope Borough Power & Light | 7483 | NSB Kaktovik Utility | AK | North Slope | PG1A | IC | OP | 0.9 | 0.9 | 0.9 |  | 9 | 2000 | DFO |  | N | Y | Y | Electric Utility |  |  |  |  | N | [57 empty] | LIQUID | [39 empty] | 0.7385 | 0.025484 | 12.5895
26616 | North Slope Borough Power & Light | 7483 | NSB Kaktovik Utility | AK | North Slope | PG2A | IC | OP | 0.9 | 0.9 | 0.9 |  | 9 | 2000 | DFO |  | N | Y | Y | Electric Utility |  |  |  |  | N | [57 empty] | LIQUID | [39 empty] | 0.7385 | 0.025484 | 12.5895
26616 | North Slope Borough Power & Light | 7483 | NSB Kaktovik Utility | AK | North Slope | PG3A | IC | OP | 0.4 | 0.4 | 0.4 |  | 9 | 2000 | DFO |  | N | Y | Y | Electric Utility |  |  |  |  | N | [57 empty] | LIQUID | [39 empty] | 0.7385 | 0.025484 | 12.5895
26616 | North Slope Borough Power & Light | 7483 | NSB Kaktovik Utility | AK | North Slope | PG4A | IC | OP | 0.4 | 0.4 | 0.4 |  | 9 | 2000 | DFO |  | N | Y | Y | Electric Utility |  |  |  |  | N | [57 empty] | LIQUID | [39 empty] | 0.7385 | 0.025484 | 12.5895
26616 | North Slope Borough Power & Light | 7484 | NSB Nuiqsut Utility | AK | North Slope | PG1A | IC | OP | 0.9 | 0.9 | 0.9 |  | 9 | 1999 | DFO |  | N | Y | Y | Electric Utility |  |  |  |  | N | [57 empty] | LIQUID | [39 empty] | 0.7385 | 0.025484 | 12.5895
26616 | North Slope Borough Power & Light | 7484 | NSB Nuiqsut Utility | AK | North Slope | PG2A | IC | OP | 0.9 | 0.9 | 0.9 |  | 9 | 1999 | DFO |  | N | Y | Y | Electric Utility |  |  |  |  | N | [57 empty] | LIQUID | [39 empty] | 0.7385 | 0.025484 | 12.5895
26616 | North Slope Borough Power & Light | 7484 | NSB Nuiqsut Utility | AK | North Slope | PG3A | IC | OP | 0.4 | 0.4 | 0.4 |  | 9 | 1999 | DFO |  | N | Y | Y | Electric Utility |  |  |  |  | N | [57 empty] | LIQUID | [39 empty] | 0.7385 | 0.025484 | 12.5895
26616 | North Slope Borough Power & Light | 7484 | NSB Nuiqsut Utility | AK | North Slope | PG4A | IC | OP | 0.4 | 0.4 | 0.4 |  | 9 | 1999 | DFO |  | N | Y | Y | Electric Utility |  |  |  |  | N | [57 empty] | LIQUID | [39 empty] | 0.7385 | 0.025484 | 12.5895
26616 | North Slope Borough Power & Light | 7484 | NSB Nuiqsut Utility | AK | North Slope | PG5A | IC | OP | 0.8 | 0.8 | 0.8 |  | 10 | 2008 | NG |  | N | Y | Y | Electric Utility |  |  |  |  | N | [57 empty] | GAS | [39 empty] | 1.1659 | 0.0016829 | 10.4
26616 | North Slope Borough Power & Light | 7484 | NSB Nuiqsut Utility | AK | North Slope | PG6A | IC | OP | 0.8 | 0.8 | 0.8 |  | 10 | 2008 | NG |  | N | Y | Y | Electric Utility |  |  |  |  | N | [57 empty] | GAS | [39 empty] | 1.1659 | 0.0016829 | 10.4
26616 | North Slope Borough Power & Light | 7485 | NSB Point Hope Utility | AK | North Slope | PG1 | IC | OP | 0.3 | 0.3 | 0.3 |  | 8 | 1987 | DFO |  | N | Y | Y | Electric Utility |  |  |  |  | N | [57 empty] | LIQUID | [39 empty] | 0.7385 | 0.025484 | 12.5895
26616 | North Slope Borough Power & Light | 7485 | NSB Point Hope Utility | AK | North Slope | PG2 | IC | OP | 0.3 | 0.3 | 0.3 |  | 8 | 1987 | DFO |  | N | Y | Y | Electric Utility |  |  |  |  | N | [57 empty] | LIQUID | [39 empty] | 0.7385 | 0.025484 | 12.5895
26616 | North Slope Borough Power & Light | 7485 | NSB Point Hope Utility | AK | North Slope | PG6 | IC | OP | 0.6 | 0.6 | 0.6 |  | 9 | 1995 | DFO |  | N | Y | Y | Electric Utility |  |  |  |  | N | [57 empty] | LIQUID | [39 empty] | 0.7385 | 0.025484 | 12.5895
26616 | North Slope Borough Power & Light | 7485 | NSB Point Hope Utility | AK | North Slope | PG7 | IC | OP | 0.6 | 0.6 | 0.6 |  | 9 | 1995 | DFO |  | N | Y | Y | Electric Utility |  |  |  |  | N | [57 empty] | LIQUID | [39 empty] | 0.7385 | 0.025484 | 12.5895
26616 | North Slope Borough Power & Light | 7485 | NSB Point Hope Utility | AK | North Slope | PG8 | IC | OP | 0.9 | 0.9 | 0.9 |  | 8 | 2008 | NG |  | N | Y | Y | Electric Utility |  |  |  |  | N | [57 empty] | GAS | [39 empty] | 1.1659 | 0.0016829 | 10.4
26616 | North Slope Borough Power & Light | 7486 | NSB Point Lay Utility | AK | North Slope | PG1A | IC | OP | 0.3 | 0.3 | 0.3 |  | 10 | 2000 | DFO |  | N | Y | Y | Electric Utility |  |  |  |  | N | [57 empty] | LIQUID | [39 empty] | 0.7385 | 0.025484 | 12.5895
26616 | North Slope Borough Power & Light | 7486 | NSB Point Lay Utility | AK | North Slope | PG2A | IC | OP | 0.3 | 0.3 | 0.3 |  | 10 | 2000 | DFO |  | N | Y | Y | Electric Utility |  |  |  |  | N | [57 empty] | LIQUID | [39 empty] | 0.7385 | 0.025484 | 12.5895
26616 | North Slope Borough Power & Light | 7486 | NSB Point Lay Utility | AK | North Slope | PG3A | IC | OP | 0.3 | 0.3 | 0.3 |  | 11 | 2002 | DFO |  | N | Y | Y | Electric Utility |  |  |  |  | N | [57 empty] | LIQUID | [39 empty] | 0.7385 | 0.025484 | 12.5895
26616 | North Slope Borough Power & Light | 7486 | NSB Point Lay Utility | AK | North Slope | PG4A | IC | OP | 0.3 | 0.3 | 0.3 |  | 11 | 2002 | DFO |  | N | Y | Y | Electric Utility |  |  |  |  | N | [57 empty] | LIQUID | [39 empty] | 0.7385 | 0.025484 | 12.5895
26616 | North Slope Borough Power & Light | 7486 | NSB Point Lay Utility | AK | North Slope | PG5 | IC | OP | 0.3 | 0.3 | 0.3 |  | 11 | 2002 | DFO |  | N | Y | Y | Electric Utility |  |  |  |  | N | [57 empty] | LIQUID | [39 empty] | 0.7385 | 0.025484 | 12.5895
26616 | North Slope Borough Power & Light | 7486 | NSB Point Lay Utility | AK | North Slope | PG6 | IC | OP | 0.3 | 0.3 | 0.3 |  | 11 | 2002 | DFO |  | N | Y | N | Electric Utility |  |  |  |  | N | [57 empty] | LIQUID | [39 empty] | 0.7385 | 0.025484 | 12.5895
26616 | North Slope Borough Power & Light | 7487 | NSB Anaktuvuk Pass | AK | North Slope | 1 | IC | OP | 0.3 | 0.3 | 0.3 |  | 9 | 1994 | DFO |  | N | Y | Y | Electric Utility |  |  |  |  | N | [57 empty] | LIQUID | [39 empty] | 0.7385 | 0.025484 | 12.5895
26616 | North Slope Borough Power & Light | 7487 | NSB Anaktuvuk Pass | AK | North Slope | 2 | IC | OP | 0.3 | 0.3 | 0.3 |  | 9 | 1994 | DFO |  | N | Y | Y | Electric Utility |  |  |  |  | N | [57 empty] | LIQUID | [39 empty] | 0.7385 | 0.025484 | 12.5895
26616 | North Slope Borough Power & Light | 7487 | NSB Anaktuvuk Pass | AK | North Slope | 3 | IC | OP | 0.3 | 0.3 | 0.3 |  | 9 | 1994 | DFO |  | N | Y | Y | Electric Utility |  |  |  |  | N | [57 empty] | LIQUID | [39 empty] | 0.7385 | 0.025484 | 12.5895
26616 | North Slope Borough Power & Light | 7487 | NSB Anaktuvuk Pass | AK | North Slope | 4 | IC | OP | 0.1 | 0.1 | 0.1 |  | 9 | 1994 | DFO |  | N | Y | Y | Electric Utility |  |  |  |  | N | [57 empty] | LIQUID | [39 empty] | 0.7385 | 0.025484 | 12.5895
26616 | North Slope Borough Power & Light | 7487 | NSB Anaktuvuk Pass | AK | North Slope | 6 | IC | OP | 0.9 | 0.9 | 0.9 |  | 12 | 2003 | DFO |  | N | Y | Y | Electric Utility |  |  |  |  | N | [57 empty] | LIQUID | [39 empty] | 0.7385 | 0.025484 | 12.5895
26616 | North Slope Borough Power & Light | 7487 | NSB Anaktuvuk Pass | AK | North Slope | 7 | IC | OP | 0.9 | 0.9 | 0.9 |  | 12 | 2003 | DFO |  | N | Y | Y | Electric Utility |  |  |  |  | N | [57 empty] | LIQUID | [39 empty] | 0.7385 | 0.025484 | 12.5895
26616 | North Slope Borough Power & Light | 7488 | NSB Wainwright Utility | AK | North Slope | PG1 | IC | OP | 0.4 | 0.4 | 0.4 |  | 8 | 1988 | DFO |  | N | Y | Y | Electric Utility |  |  |  |  | N | [57 empty] | LIQUID | [39 empty] | 0.7385 | 0.025484 | 12.5895
26616 | North Slope Borough Power & Light | 7488 | NSB Wainwright Utility | AK | North Slope | PG2 | IC | OP | 0.4 | 0.4 | 0.4 |  | 8 | 1988 | DFO |  | N | Y | Y | Electric Utility |  |  |  |  | N | [57 empty] | LIQUID | [39 empty] | 0.7385 | 0.025484 | 12.5895
26616 | North Slope Borough Power & Light | 7488 | NSB Wainwright Utility | AK | North Slope | PG3 | IC | OP | 0.4 | 0.4 | 0.4 |  | 8 | 1989 | DFO |  | N | Y | Y | Electric Utility |  |  |  |  | N | [57 empty] | LIQUID | [39 empty] | 0.7385 | 0.025484 | 12.5895
26616 | North Slope Borough Power & Light | 7488 | NSB Wainwright Utility | AK | North Slope | PG4A | IC | OP | 0.9 | 0.9 | 0.9 |  | 10 | 2001 | DFO |  | N | Y | Y | Electric Utility |  |  |  |  | N | [57 empty] | LIQUID | [39 empty] | 0.7385 | 0.025484 | 12.5895
26616 | North Slope Borough Power & Light | 7488 | NSB Wainwright Utility | AK | North Slope | PG5 | IC | OP | 0.9 | 0.9 | 0.9 |  | 10 | 2001 | DFO |  | N | Y | Y | Electric Utility |  |  |  |  | N | [57 empty] | LIQUID | [39 empty] | 0.7385 | 0.025484 | 12.5895
26618 | USCE-St Louis District | 6140 | Clarence Cannon | MO | Ralls | 1 | HY | OP | 27 | 27 | 27 |  | 11 | 1984 | WAT |  | N | Y | N | Electric Utility | [62 empty] | N/A | [39 empty] | 0 | 0 | 10.4
26618 | USCE-St Louis District | 6140 | Clarence Cannon | MO | Ralls | 2 | PS | OP | 31 | 31 | 31 |  | 11 | 1984 | WAT |  | N | Y | N | Electric Utility | [62 empty] | N/A | [39 empty] | 0 | 0 | 10.4
26642 | PE Bay Shore LLC | 54541 | Entenmanns Energy Center | NY | Suffolk | 1 | IC | OP | 1.3 | 1.3 | 1.3 |  | 5 | 1994 | NG | DFO | Y | Y | Y | IPP CHP |  |  |  |  | N | [57 empty] | GAS | [39 empty] | 1.1659 | 0.0016829 | 10.4
26642 | PE Bay Shore LLC | 54541 | Entenmanns Energy Center | NY | Suffolk | 2 | IC | OP | 1.3 | 1.3 | 1.3 |  | 5 | 1994 | NG | DFO | Y | Y | Y | IPP CHP |  |  |  |  | N | [57 empty] | GAS | [39 empty] | 1.1659 | 0.0016829 | 10.4
26642 | PE Bay Shore LLC | 54541 | Entenmanns Energy Center | NY | Suffolk | 3 | IC | OP | 1.3 | 1.3 | 1.3 |  | 5 | 1994 | NG | DFO | Y | Y | Y | IPP CHP |  |  |  |  | N | [57 empty] | GAS | [39 empty] | 1.1659 | 0.0016829 | 10.4
26840 | Port Townsend Paper Co | 50544 | Port Townsend Paper | WA | Jefferson | GEN6 | ST | OP | 7.5 | 7.5 | 7.5 |  | 1 | 1986 | BLQ | WO | Y | Y | Y | Industrial CHP |  |  |  |  | N | [57 empty] | LIQUID | [39 empty] | 0.1517 | 0.049001 | 10.4
26840 | Port Townsend Paper Co | 50544 | Port Townsend Paper | WA | Jefferson | HDRO | HY | OP | 0.4 | 0.3 | 0.3 |  | 8 | 1982 | WAT |  | N | Y | N | Industrial CHP |  |  |  |  | N | [57 empty] | N/A | [39 empty] | 0 | 0 | 10.4
26853 | La Paloma Generating Co LLC | 55151 | La Paloma Generating LLC | CA | Kern | GEN1 | CS | OP | 300 | 243.7 | 258.6 |  | 1 | 2003 | NG |  | N | Y | N | IPP Non-CHP |  |  |  |  | N | [57 empty] | GAS | CA | La Paloma Generating Plant | 55151 | CTG-1 | 2010 |  | ARP | 6033.79 | 12 | 1273291.27 |  | 2.646 | 0.006 | 24.586 | 524089.747 | 8818806.192 | 9 |  | Kern | Electric Utility | 4911 | Electric Services | 35.2956 | -119.5919 | La Paloma Generating Company, LLC (Owner/Operator) | Phase 2 |  | Operating | Combustion turbine | Pipeline Natural Gas |  |  | Dry Low NOx Burners Selective Catalytic Reduction |  | 2000 | 6.8619 | GAS | 250 | 482.8 | 0.006 | 0.0006 | 9.2017
26853 | La Paloma Generating Co LLC | 55151 | La Paloma Generating LLC | CA | Kern | GEN2 | CS | OP | 300 | 241.6 | 259.7 |  | 3 | 2003 | NG |  | N | Y | N | IPP Non-CHP |  |  |  |  | N | [57 empty] | GAS | CA | La Paloma Generating Plant | 55151 | CTG-2 | 2010 |  | ARP | 6325.5 | 12 | 1395243.41 |  | 2.913 | 0.0063 | 28.905 | 576930.036 | 9707998.9 | 9 |  | Kern | Electric Utility | 4911 | Electric Services | 35.2956 | -119.5919 | La Paloma Generating Company, LLC (Owner/Operator) | Phase 2 |  | Operating | Combustion turbine | Pipeline Natural Gas |  |  | Dry Low NOx Burners Selective Catalytic Reduction |  | 2000 | 6.911 | GAS | 250 | 480.6 | 0.0063 | 0.0006 | 9.2017
26853 | La Paloma Generating Co LLC | 55151 | La Paloma Generating LLC | CA | Kern | GEN3 | CS | OP | 300 | 237.4 | 259.9 |  | 1 | 2003 | NG |  | N | Y | N | IPP Non-CHP |  |  |  |  | N | [57 empty] | GAS | CA | La Paloma Generating Plant | 55151 | CTG-3 | 2010 |  | ARP | 6576.77 | 12 | 1369371.41 |  | 2.832 | 0.0063 | 27.664 | 561014.2 | 9440156.44 | 9 |  | Kern | Electric Utility | 4911 | Electric Services | 35.2956 | -119.5919 | La Paloma Generating Company, LLC (Owner/Operator) | Phase 2 |  | Operating | Combustion turbine | Pipeline Natural Gas |  |  | Dry Low NOx Burners Selective Catalytic Reduction |  | 2000 | 6.7936 | GAS | 250 | 480.2 | 0.0063 | 0.0006 | 9.2017
26853 | La Paloma Generating Co LLC | 55151 | La Paloma Generating LLC | CA | Kern | GEN4 | CS | OP | 300 | 242.7 | 249.3 |  | 3 | 2003 | NG |  | N | Y | N | IPP Non-CHP |  |  |  |  | N | [57 empty] | GAS | CA | La Paloma Generating Plant | 55151 | CTG-4 | 2010 |  | ARP | 6684.1 | 12 | 1407131.9 |  | 2.961 | 0.0059 | 27.057 | 586497.265 | 9868925.356 | 9 |  | Kern | Electric Utility | 4911 | Electric Services | 35.2956 | -119.5919 | La Paloma Generating Company, LLC (Owner/Operator) | Phase 2 |  | Operating | Combustion turbine | Pipeline Natural Gas |  |  | Dry Low NOx Burners Selective Catalytic Reduction |  | 2000 | 6.9128 | GAS | 250 | 498.5961 | 0.0059 | 0.0006 | 9.2017
26867 | Lake Benton Power Part II LLC | 55265 | Lake Benton II | MN | Pipestone | EXIS | WT | OP | 103.5 | 103.5 | 103.5 |  | 6 | 1999 | WND |  | N | Y | N | IPP Non-CHP | [62 empty] | N/A | [39 empty] | 0 | 0 | 10.4
27031 | Liberty Electric Power LLC | 55231 | Liberty Electric Power Plant | PA | Delaware | GTG1 | CT | OP | 186 | 158.6 | 158.6 |  | 5 | 2002 | NG |  | N | Y | N | IPP Non-CHP |  |  |  |  | N | [57 empty] | GAS | PA | Liberty Electric Power Plant | 55231 | 1 | 2010 |  | ARP, CAIRNOX, CAIROS, CAIRSO2 | 7148.25 | 12 | 1095925.25 |  | 3.313 | 0.0113 | 58.927 | 656245.5 | 11042598.93 | 3 | Mid-Atlantic Area Council | Delaware | Electric Utility | 4931 | Elec & Other Services Combined | 39.8622 | -75.3361 | Liberty Electric Power, LLC (Owner/Operator) | Phase 2 |  | Operating | Combined cycle | Pipeline Natural Gas |  |  | Dry Low NOx Burners Selective Catalytic Reduction |  | 2245 | 10.4 | GAS | 222.8055 | 297.5866 | 0.0113 | 0.0006 | 10.0761
27031 | Liberty Electric Power LLC | 55231 | Liberty Electric Power Plant | PA | Delaware | GTG2 | CT | OP | 186 | 158.6 | 158.6 |  | 5 | 2002 | NG |  | N | Y | N | IPP Non-CHP |  |  |  |  | N | [57 empty] | GAS | PA | Liberty Electric Power Plant | 55231 | 2 | 2010 |  | ARP, CAIRNOX, CAIROS, CAIRSO2 | 7182.75 | 12 | 1103782 |  | 3.484 | 0.0124 | 63.049 | 690040.65 | 11611262.08 | 3 | Mid-Atlantic Area Council | Delaware | Electric Utility | 4931 | Elec & Other Services Combined | 39.8622 | -75.3361 | Liberty Electric Power, LLC (Owner/Operator) | Phase 2 |  | Operating | Combined cycle | Pipeline Natural Gas |  |  | Dry Low NOx Burners Selective Catalytic Reduction |  | 2245 | 10.4 | GAS | 215.8654 | 319.466 | 0.0124 | 0.0006 | 9.3585
27031 | Liberty Electric Power LLC | 55231 | Liberty Electric Power Plant | PA | Delaware | STG | CA | OP | 242 | 223.8 | 223.8 |  | 5 | 2002 | NG |  | N | Y | N | IPP Non-CHP |  |  |  |  | N | [57 empty] | GAS | [39 empty] | 0 | 0 | 10.4
27075 | San Diego County Water Auth | 56615 | Rancho Penasquitos | CA | San Diego | G100 | HY | OP | 4.6 | 4.4 | 4.2 |  | 1 | 2007 | WAT |  | N | Y | N | IPP Non-CHP | [62 empty] | N/A | [39 empty] | 0 | 0 | 10.4
27131 | Imperial Savannah LP | 50146 | Imperial Savannah LP | GA | Chatham | GENA | ST | OP | 2.7 | 2.7 | 2.7 |  | 3 | 1948 | BIT | NG | Y | Y | Y | Industrial CHP |  |  |  |  | N | Y | [56 empty] | COAL | [39 empty] | 0.9544 | 2.1549 | 15.4002
27131 | Imperial Savannah LP | 50146 | Imperial Savannah LP | GA | Chatham | GENB | ST | OP | 3 | 3 | 3 |  | 2 | 1959 | BIT | NG | Y | Y | Y | Industrial CHP |  |  |  |  | N | Y | N | [55 empty] | COAL | [39 empty] | 0.9544 | 1.8498 | 14.5537
27131 | Imperial Savannah LP | 50146 | Imperial Savannah LP | GA | Chatham | GENC | ST | OP | 1 | 1 | 1 |  | 8 | 1946 | BIT | NG | Y | Y | Y | Industrial CHP |  |  |  |  | N | Y | N | [55 empty] | COAL | [39 empty] | 0.9544 | 2.7296 | 15.4002
27131 | Imperial Savannah LP | 50146 | Imperial Savannah LP | GA | Chatham | GEND | ST | OP | 5 | 4.5 | 4.5 |  | 3 | 1985 | BIT | NG | Y | Y | Y | Industrial CHP |  |  |  |  | N | Y | N | [55 empty] | COAL | [39 empty] | 0.75841 | 1.031 | 12.436
27211 | Snider Industries Inc | 50141 | Snider Industries | TX | Harrison | WGN1 | ST | OP | 5 | 5 | 5 |  | 8 | 1983 | WDS |  | N | Y | Y | Industrial CHP | [62 empty] | OTHER SOLID | [39 empty] | 0.5034 | 0.033992 | 14.5824
27470 | USCE-Tulsa District | 2984 | Keystone | OK | Tulsa | 1 | HY | OP | 35 | 40 | 40 |  | 5 | 1968 | WAT |  | N | Y | N | Electric Utility | [62 empty] | N/A | [39 empty] | 0 | 0 | 10.4
27470 | USCE-Tulsa District | 2984 | Keystone | OK | Tulsa | 2 | HY | OP | 35 | 40 | 40 |  | 5 | 1968 | WAT |  | N | Y | N | Electric Utility | [62 empty] | N/A | [39 empty] | 0 | 0 | 10.4
27470 | USCE-Tulsa District | 2985 | Robert S Kerr | OK | Sequoyah | 1 | HY | OP | 27.5 | 31.6 | 31.6 |  | 10 | 1971 | WAT |  | N | Y | N | Electric Utility | HY |  | 2018 | [59 empty] | N/A | [39 empty] | 0 | 0 | 10.4
27470 | USCE-Tulsa District | 2985 | Robert S Kerr | OK | Sequoyah | 2 | HY | OP | 27.5 | 31.6 | 31.6 |  | 7 | 1971 | WAT |  | N | Y | N | Electric Utility | HY |  | 2020 | [59 empty] | N/A | [39 empty] | 0 | 0 | 10.4
27470 | USCE-Tulsa District | 2985 | Robert S Kerr | OK | Sequoyah | 3 | HY | OP | 27.5 | 31.6 | 31.6 |  | 9 | 1971 | WAT |  | N | Y | N | Electric Utility | [62 empty] | N/A | [39 empty] | 0 | 0 | 10.4
27470 | USCE-Tulsa District | 2985 | Robert S Kerr | OK | Sequoyah | 4 | HY | OP | 27.5 | 31.6 | 31.6 |  | 11 | 1971 | WAT |  | N | Y | N | Electric Utility | [62 empty] | N/A | [39 empty] | 0 | 0 | 10.4
27470 | USCE-Tulsa District | 2987 | Webbers Falls | OK | Muskogee | 1 | HY | OP | 20 | 23 | 23 |  | 8 | 1973 | WAT |  | N | Y | N | Electric Utility | HY | WAT | 2016 | [59 empty] | N/A | [39 empty] | 0 | 0 | 10.4
27470 | USCE-Tulsa District | 2987 | Webbers Falls | OK | Muskogee | 2 | HY | OP | 20 | 23 | 23 |  | 9 | 1973 | WAT |  | N | Y | N | Electric Utility | HY | WAT | 2014 | [59 empty] | N/A | [39 empty] | 0 | 0 | 10.4
27470 | USCE-Tulsa District | 3003 | Fort Gibson | OK | Cherokee | 1 | HY | OP | 11.2 | 12.9 | 12.9 |  | 3 | 1953 | WAT |  | N | Y | N | Electric Utility | [62 empty] | N/A | [39 empty] | 0 | 0 | 10.4
27470 | USCE-Tulsa District | 3003 | Fort Gibson | OK | Cherokee | 2 | HY | OP | 11.2 | 12.9 | 12.9 |  | 3 | 1953 | WAT |  | N | Y | N | Electric Utility | [62 empty] | N/A | [39 empty] | 0 | 0 | 10.4
27470 | USCE-Tulsa District | 3003 | Fort Gibson | OK | Cherokee | 3 | HY | OP | 11.2 | 12.9 | 12.9 |  | 5 | 1953 | WAT |  | N | Y | N | Electric Utility | [62 empty] | N/A | [39 empty] | 0 | 0 | 10.4
27470 | USCE-Tulsa District | 3003 | Fort Gibson | OK | Cherokee | 4 | HY | OP | 11.2 | 12.5 | 12.5 |  | 9 | 1953 | WAT |  | N | Y | N | Electric Utility | [62 empty] | N/A | [39 empty] | 0 | 0 | 10.4
27470 | USCE-Tulsa District | 3004 | Tenkiller Ferry | OK | Sequoyah | 1 | HY | OP | 19.5 | 21 | 21 |  | 11 | 1953 | WAT |  | N | Y | N | Electric Utility | [62 empty] | N/A | [39 empty] | 0 | 0 | 10.4
27470 | USCE-Tulsa District | 3004 | Tenkiller Ferry | OK | Sequoyah | 2 | HY | OP | 19.5 | 21 | 21 |  | 12 | 1953 | WAT |  | N | Y | N | Electric Utility | [62 empty] | N/A | [39 empty] | 0 | 0 | 10.4
27470 | USCE-Tulsa District | 6415 | Broken Bow | OK | McCurtain | 1 | HY | OP | 50 | 57.5 | 57.5 |  | 1 | 1970 | WAT |  | N | Y | N | Electric Utility | [62 empty] | N/A | [39 empty] | 0 | 0 | 10.4
27470 | USCE-Tulsa District | 6415 | Broken Bow | OK | McCurtain | 2 | HY | OP | 50 | 57.5 | 57.5 |  | 6 | 1970 | WAT |  | N | Y | N | Electric Utility | [62 empty] | N/A | [39 empty] | 0 | 0 | 10.4
27470 | USCE-Tulsa District | 6416 | Denison | TX | Grayson | 1 | HY | OP | 35 | 40 | 40 |  | 3 | 1945 | WAT |  | N | Y | N | Electric Utility | [62 empty] | N/A | [39 empty] | 0 | 0 | 10.4
27470 | USCE-Tulsa District | 6416 | Denison | TX | Grayson | 2 | HY | OP | 35 | 40 | 40 |  | 9 | 1949 | WAT |  | N | Y | N | Electric Utility | [62 empty] | N/A | [39 empty] | 0 | 0 | 10.4
27470 | USCE-Tulsa District | 6419 | Eufaula Dam | OK | Haskell | 1 | HY | OP | 30 | 34.5 | 34.5 |  | 7 | 1964 | WAT |  | N | Y | N | Electric Utility | [62 empty] | N/A | [39 empty] | 0 | 0 | 10.4
27470 | USCE-Tulsa District | 6419 | Eufaula Dam | OK | Haskell | 2 | HY | OP | 30 | 34.5 | 34.5 |  | 9 | 1964 | WAT |  | N | Y | N | Electric Utility | [62 empty] | N/A | [39 empty] | 0 | 0 | 10.4
27470 | USCE-Tulsa District | 6419 | Eufaula Dam | OK | Haskell | 3 | HY | OP | 30 | 34.5 | 34.5 |  | 8 | 1964 | WAT |  | N | Y | N | Electric Utility | [62 empty] | N/A | [39 empty] | 0 | 0 | 10.4
27718 | RockTenn-Seminole | 50803 | Seminole Mill | FL | Duval | GEN3 | ST | OP | 30 | 13 | 16 |  | 2 | 1957 | NG | PUR | N | N | Y | Industrial CHP | [62 empty] | GAS | [39 empty] | 0.28935 | 0.0017555 | 12.4253
27762 | Ptarmigan Res & Engy Inc | 50206 | Vallecito Hydroelectric | CO | La Plata | GEN1 | HY | OP | 0.8 | 0.8 | 0.8 |  | 5 | 1989 | WAT |  | N | N | N | IPP Non-CHP |  |  |  |  | N | [57 empty] | N/A | [39 empty] | 0 | 0 | 10.4
27762 | Ptarmigan Res & Engy Inc | 50206 | Vallecito Hydroelectric | CO | La Plata | GEN2 | HY | OP | 2.5 | 2.5 | 2.5 |  | 5 | 1989 | WAT |  | N | N | N | IPP Non-CHP |  |  |  |  | N | [57 empty] | N/A | [39 empty] | 0 | 0 | 10.4
27762 | Ptarmigan Res & Engy Inc | 50206 | Vallecito Hydroelectric | CO | La Plata | GEN3 | HY | OP | 2.5 | 2.5 | 2.5 |  | 5 | 1989 | WAT |  | N | N | N | IPP Non-CHP |  |  |  |  | N | [57 empty] | N/A | [39 empty] | 0 | 0 | 10.4
27769 | Ocean State Power Co | 51030 | Ocean State Power | RI | Providence | GEN1 | CT | OP | 82.8 | 71.2 | 77.8 |  | 12 | 1990 | NG |  | N | Y | N | IPP Non-CHP |  |  |  |  | N | [57 empty] | GAS | RI | Ocean State Power | 51030 | 1 | 2010 |  | ARP, RGGI, SIPNOX | 3298.93 | 12 | 245353.11 |  | 0.923 | 0.0344 | 38.375 | 182822.773 | 3076348.035 | 1 |  | Providence | Electric Utility | 4911 | Electric Services | 42.0099 | -71.6701 | Ocean State Power (Operator) TransCanada Power (Owner/Operator) | Phase 2 |  | Operating | Combined cycle | Pipeline Natural Gas | Diesel Oil |  | Water Injection Selective Catalytic Reduction |  | 1650 | 12.4456 | GAS | 98 | 370.1799 | 0.0344 | 0.0006 | 12.4456
27769 | Ocean State Power Co | 51030 | Ocean State Power | RI | Providence | GEN2 | CT | OP | 82.8 | 71.2 | 77.8 |  | 12 | 1990 | NG |  | N | Y | N | IPP Non-CHP |  |  |  |  | N | [57 empty] | GAS | RI | Ocean State Power | 51030 | 2 | 2010 |  | ARP, RGGI, SIPNOX | 3490.44 | 12 | 258439.06 |  | 0.972 | 0.0407 | 50.72 | 192600.523 | 3240864.526 | 1 |  | Providence | Electric Utility | 4911 | Electric Services | 42.0099 | -71.6701 | Ocean State Power (Operator) TransCanada Power (Owner/Operator) | Phase 2 |  | Operating | Combined cycle | Pipeline Natural Gas | Diesel Oil |  | Water Injection Selective Catalytic Reduction |  | 1650 | 12.4896 | GAS | 96 | 383.0334 | 0.0407 | 0.0006 | 12.4896
27769 | Ocean State Power Co | 51030 | Ocean State Power | RI | Providence | GEN3 | CA | OP | 88.6 | 76.2 | 83.3 |  | 12 | 1990 | NG |  | N | Y | N | IPP Non-CHP |  |  |  |  | N | [57 empty] | GAS | [39 empty] | 0 | 0 | 10.4
27770 | Ocean State Power II | 54324 | Ocean State Power II | RI | Providence | GEN1 | CT | OP | 82.8 | 71.2 | 77.8 |  | 10 | 1991 | NG |  | N | Y | N | IPP Non-CHP |  |  |  |  | N | [57 empty] | GAS | RI | Ocean State Power II | 54324 | 4 | 2010 |  | ARP, RGGI, SIPNOX | 2871.51 | 12 | 212099.03 |  | 0.854 | 0.042 | 48.414 | 169090.835 | 2845237.71 | 1 |  | Providence | Electric Utility | 4911 | Electric Services | 42.0099 | -71.6701 | OSP Holdings Ltd (Owner) Ocean State Power (Operator) | Phase 2 |  | Operating | Combined cycle | Pipeline Natural Gas | Diesel Oil |  | Water Injection Selective Catalytic Reduction |  | 1650 | 13.3924 | GAS | 99 | -136.2468 | 0.042 | 0.0006 | 13.3924
27770 | Ocean State Power II | 54324 | Ocean State Power II | RI | Providence | GEN2 | CT | OP | 82.8 | 71.2 | 77.8 |  | 10 | 1991 | NG |  | N | Y | N | IPP Non-CHP |  |  |  |  | N | [57 empty] | GAS | RI | Ocean State Power II | 54324 | 4 | 2010 |  | ARP, RGGI, SIPNOX | 2871.51 | 12 | 212099.03 |  | 0.854 | 0.042 | 48.414 | 169090.835 | 2845237.71 | 1 |  | Providence | Electric Utility | 4911 | Electric Services | 42.0099 | -71.6701 | OSP Holdings Ltd (Owner) Ocean State Power (Operator) | Phase 2 |  | Operating | Combined cycle | Pipeline Natural Gas | Diesel Oil |  | Water Injection Selective Catalytic Reduction |  | 1650 | 13.3924 | GAS | 99 | -136.2468 | 0.042 | 0.0006 | 13.3924
27770 | Ocean State Power II | 54324 | Ocean State Power II | RI | Providence | GEN3 | CA | OP | 88.6 | 76.2 | 83.3 |  | 10 | 1991 | NG |  | N | Y | N | IPP Non-CHP |  |  |  |  | N | [57 empty] | GAS | [39 empty] | 0 | 0 | 10.4
27813 | USCE-Mobile District | 38 | Millers Ferry | AL | Wilcox | 1 | HY | OP | 33.7 | 30 | 30 |  | 4 | 1970 | WAT |  | N | Y | N | Electric Utility |  |  |  |  | N | [57 empty] | N/A | [39 empty] | 0 | 0 | 10.4
27813 | USCE-Mobile District | 38 | Millers Ferry | AL | Wilcox | 2 | HY | OP | 33.7 | 30 | 30 |  | 4 | 1970 | WAT |  | N | Y | N | Electric Utility |  |  |  |  | N | [57 empty] | N/A | [39 empty] | 0 | 0 | 10.4
27813 | USCE-Mobile District | 38 | Millers Ferry | AL | Wilcox | 3 | HY | OP | 33.7 | 30 | 30 |  | 5 | 1970 | WAT |  | N | Y | N | Electric Utility |  |  |  |  | N | [57 empty] | N/A | [39 empty] | 0 | 0 | 10.4
27813 | USCE-Mobile District | 759 | Buford | GA | Forsyth | 2A | HY | OP | 62 | 60 | 60 |  | 12 | 2004 | WAT |  | N | Y | N | Electric Utility |  |  |  |  | N | [57 empty] | N/A | [39 empty] | 0 | 0 | 10.4
27813 | USCE-Mobile District | 759 | Buford | GA | Forsyth | 3A | HY | OP | 7.2 | 6.8 | 6.6 |  | 2 | 2005 | WAT |  | N | Y | N | Electric Utility |  |  |  |  | N | [57 empty] | N/A | [39 empty] | 0 | 0 | 10.4
27813 | USCE-Mobile District | 761 | Walter F George | GA | Henry | 1 | HY | OP | 32.5 | 42 | 42 |  | 3 | 1963 | WAT |  | N | Y | N | Electric Utility |  |  |  |  | N | [57 empty] | N/A | [39 empty] | 0 | 0 | 10.4
27813 | USCE-Mobile District | 761 | Walter F George | GA | Henry | 3 | HY | OP | 32.5 | 42 | 42 |  | 9 | 1963 | WAT |  | N | Y | N | Electric Utility |  |  |  |  | N | [57 empty] | N/A | [39 empty] | 0 | 0 | 10.4
27813 | USCE-Mobile District | 6130 | Carters | GA | Murray | 1 | HY | OP | 125 | 143 | 143 |  | 11 | 1975 | WAT |  | N | Y | N | Electric Utility |  |  |  |  | N | [57 empty] | N/A | [39 empty] | 0 | 0 | 10.4
27813 | USCE-Mobile District | 6130 | Carters | GA | Murray | 2 | HY | OP | 125 | 143 | 143 |  | 7 | 1975 | WAT |  | N | Y | N | Electric Utility |  |  |  |  | N | [57 empty] | N/A | [39 empty] | 0 | 0 | 10.4
27813 | USCE-Mobile District | 6130 | Carters | GA | Murray | 3 | PS | OP | 125 | 143 | 143 |  | 9 | 1977 | WAT |  | N | Y | N | Electric Utility |  |  |  |  | N | [57 empty] | N/A | [39 empty] | 0 | 0 | 10.4
27813 | USCE-Mobile District | 6130 | Carters | GA | Murray | 4 | PS | OP | 125 | 143 | 143 |  | 6 | 1977 | WAT |  | N | Y | N | Electric Utility |  |  |  |  | N | [57 empty] | N/A | [39 empty] | 0 | 0 | 10.4
27813 | USCE-Mobile District | 6133 | West Point | GA | Troup | 1 | HY | OP | 3.3 | 3 | 3 |  | 4 | 1975 | WAT |  | N | Y | N | Electric Utility |  |  |  |  | N | [57 empty] | N/A | [39 empty] | 0 | 0 | 10.4
27813 | USCE-Mobile District | 690 | J Woodruff | FL | Gadsden | 1A | HY | OP | 14.5 | 14.5 | 14.5 |  | 2 | 2003 | WAT |  | N | Y | N | Electric Utility |  |  |  |  | N | [57 empty] | N/A | [39 empty] | 0 | 0 | 10.4
27813 | USCE-Mobile District | 690 | J Woodruff | FL | Gadsden | 2A | HY | OP | 14.5 | 14.5 | 14.5 |  | 2 | 2002 | WAT |  | N | Y | N | Electric Utility |  |  |  |  | N | [57 empty] | N/A | [39 empty] | 0 | 0 | 10.4
27813 | USCE-Mobile District | 690 | J Woodruff | FL | Gadsden | 3A | HY | OP | 14.5 | 14.5 | 14.5 |  | 2 | 2001 | WAT |  | N | Y | N | Electric Utility |  |  |  |  | N | [57 empty] | N/A | [39 empty] | 0 | 0 | 10.4
27813 | USCE-Mobile District | 759 | Buford | GA | Forsyth | 1A | HY | OP | 62 | 60 | 60 |  | 12 | 2003 | WAT |  | N | Y | N | Electric Utility |  |  |  |  | N | [57 empty] | N/A | [39 empty] | 0 | 0 | 10.4
27813 | USCE-Mobile District | 760 | Allatoona | GA | Bartow | 2 | HY | OP | 42.3 | 35 | 35 |  | 3 | 1950 | WAT |  | N | Y | N | Electric Utility |  |  |  |  | N | [57 empty] | N/A | [39 empty] | 0 | 0 | 10.4
27813 | USCE-Mobile District | 760 | Allatoona | GA | Bartow | A | HY | OP | 2 | 2 | 2 |  | 2 | 1950 | WAT |  | N | Y | N | Electric Utility |  |  |  |  | N | [57 empty] | N/A | [39 empty] | 0 | 0 | 10.4
27813 | USCE-Mobile District | 761 | Walter F George | GA | Henry | 2 | HY | OP | 32.5 | 42 | 42 |  | 5 | 1963 | WAT |  | N | Y | N | Electric Utility |  |  |  |  | N | [57 empty] | N/A | [39 empty] | 0 | 0 | 10.4
27813 | USCE-Mobile District | 6131 | Jones Bluff | AL | Autauga | 1 | HY | OP | 20.5 | 20.5 | 20.5 |  | 6 | 1975 | WAT |  | N | Y | N | Electric Utility |  |  |  |  | N | [57 empty] | N/A | [39 empty] | 0 | 0 | 10.4
27813 | USCE-Mobile District | 6131 | Jones Bluff | AL | Autauga | 2 | HY | OP | 20.5 | 20.5 | 20.5 |  | 7 | 1975 | WAT |  | N | Y | N | Electric Utility |  |  |  |  | N | [57 empty] | N/A | [39 empty] | 0 | 0 | 10.4
27813 | USCE-Mobile District | 6131 | Jones Bluff | AL | Autauga | 3 | HY | OP | 20.5 | 20.5 | 20.5 |  | 9 | 1975 | WAT |  | N | Y | N | Electric Utility |  |  |  |  | N | [57 empty] | N/A | [39 empty] | 0 | 0 | 10.4
27813 | USCE-Mobile District | 6131 | Jones Bluff | AL | Autauga | 4 | HY | OP | 20.5 | 20.5 | 20.5 |  | 10 | 1975 | WAT |  | N | Y | N | Electric Utility |  |  |  |  | N | [57 empty] | N/A | [39 empty] | 0 | 0 | 10.4
27813 | USCE-Mobile District | 6133 | West Point | GA | Troup | 2 | HY | OP | 35 | 38.5 | 38.5 |  | 4 | 1975 | WAT |  | N | Y | N | Electric Utility |  |  |  |  | N | [57 empty] | N/A | [39 empty] | 0 | 0 | 10.4
27813 | USCE-Mobile District | 6133 | West Point | GA | Troup | 3 | HY | OP | 35 | 38.5 | 38.5 |  | 4 | 1975 | WAT |  | N | Y | N | Electric Utility |  |  |  |  | N | [57 empty] | N/A | [39 empty] | 0 | 0 | 10.4
28473 | Williams Field Services Co | 54814 | Milagro Cogeneration Plant | NM | San Juan | GENA | GT | OP | 30.4 | 30.4 | 30.4 |  | 9 | 1981 | NG |  | N | Y | Y | IPP CHP |  |  |  |  | N | [57 empty] | GAS | NM | Milagro Cogeneration and Gas Plant | 54814 | 2 | 2010 |  | ARP | 7345.1 | 12 | 376512.84 |  | 0.817 | 0.0294 | 42.369 | 169554.686 | 2853414.119 | 6 |  | San Juan | Electric Utility | 4911 | Electric Services | 36.7367 | -107.9417 | Williams Field Services Company (Operator) Williams Flexible Generation, LLC (Owner) | Phase 2 |  | Operating | Combined cycle | Pipeline Natural Gas |  |  | Dry Low NOx Burners |  | 728 | 7.5732 | GAS | 62 | -519.7368 | 0.0294 | 0.000573 | 7.5732
28473 | Williams Field Services Co | 54814 | Milagro Cogeneration Plant | NM | San Juan | GENB | GT | OP | 30.4 | 30.4 | 30.4 |  | 9 | 1981 | NG |  | N | Y | Y | IPP CHP |  |  |  |  | N | [57 empty] | GAS | NM | Milagro Cogeneration and Gas Plant | 54814 | 2 | 2010 |  | ARP | 7345.1 | 12 | 376512.84 |  | 0.817 | 0.0294 | 42.369 | 169554.686 | 2853414.119 | 6 |  | San Juan | Electric Utility | 4911 | Electric Services | 36.7367 | -107.9417 | Williams Field Services Company (Operator) Williams Flexible Generation, LLC (Owner) | Phase 2 |  | Operating | Combined cycle | Pipeline Natural Gas |  |  | Dry Low NOx Burners |  | 728 | 7.5732 | GAS | 62 | -519.7368 | 0.0294 | 0.000573 | 7.5732
28473 | Williams Field Services Co | 54814 | Milagro Cogeneration Plant | NM | San Juan | GO1A | GT | OP | 30.4 | 30.4 | 30.4 |  | 2 | 1996 | NG |  | N | N | Y | IPP CHP |  |  |  |  | N | [57 empty] | GAS | NM | Milagro Cogeneration and Gas Plant | 54814 | 1 | 2010 |  | ARP | 7248.25 | 12 | 416081.97 |  | 1.068 | 0.0262 | 44.919 | 204047.404 | 3433019.441 | 6 |  | San Juan | Cogeneration | 4911 | Electric Services | 36.7367 | -107.9417 | Williams Field Services Company (Operator) Williams Flexible Generation, LLC (Owner) | Phase 2 |  | Operating | Combined cycle | Pipeline Natural Gas |  |  | Dry Low NOx Burners |  | 728 | 8.2472 | GAS | 67 | -101.9737 | 0.0262 | 0.000622 | 8.2472
28473 | Williams Field Services Co | 54814 | Milagro Cogeneration Plant | NM | San Juan | GO1B | GT | OP | 30.4 | 30.4 | 30.4 |  | 2 | 1996 | NG |  | N | N | Y | IPP CHP |  |  |  |  | N | [57 empty] | GAS | NM | Milagro Cogeneration and Gas Plant | 54814 | 1 | 2010 |  | ARP | 7248.25 | 12 | 416081.97 |  | 1.068 | 0.0262 | 44.919 | 204047.404 | 3433019.441 | 6 |  | San Juan | Cogeneration | 4911 | Electric Services | 36.7367 | -107.9417 | Williams Field Services Company (Operator) Williams Flexible Generation, LLC (Owner) | Phase 2 |  | Operating | Combined cycle | Pipeline Natural Gas |  |  | Dry Low NOx Burners |  | 728 | 8.2472 | GAS | 67 | -101.9737 | 0.0262 | 0.000622 | 8.2472
28764 | Pine Bluff Energy LLC | 55075 | Pine Bluff Energy Center | AR | Jefferson | CT01 | CT | OP | 180 | 145 | 180 |  | 8 | 2001 | NG | DFO | Y | Y | Y | IPP CHP | [62 empty] | GAS | AR | Pine Bluff Energy Center | 55075 | CT-1 | 2010 |  | ARP, CAIROS | 7080.83 | 12 | 1723769.58 |  | 3.523 | 0.0343 | 192.165 | 697917.715 | 11743920.71 | 6 |  | Jefferson | Cogeneration | 4931 | Elec & Other Services Combined | 34.2181 | -91.9025 | Pine Bluff Energy, LLC (Owner) Calpine Operating Services Company, Inc. (Operator) | Phase 2 |  | Operating | Combined cycle | Pipeline Natural Gas | Diesel Oil |  | Dry Low NOx Burners Water Injection |  | 2406 | 6.7318 | GAS | 305 | 152.7778 | 0.0343 | 0.0006 | 9.5353
28764 | Pine Bluff Energy LLC | 55075 | Pine Bluff Energy Center | AR | Jefferson | ST01 | CA | OP | 56 | 47 | 52 |  | 8 | 2001 | NG |  | N | Y | Y | IPP CHP | [62 empty] | GAS | [39 empty] | 0 | 0 | 10.4
29040 | Williams Field Services Co | 50205 | Williams Ignacio Gasoline Plant | CO | La Plata | 7101 | ST | OP | 6.1 | 6.1 | 6.1 |  | 12 | 1984 | WH |  | N | N | Y | Industrial CHP | [62 empty] | N/A | [39 empty] | 0 | 0 | 10.4
29116 | Colorado Energy Management LLC | 56041 | Malburg | CA | LOS ANGELES | M1 | CT | OP | 50 | 45 | 45 |  | 10 | 2005 | NG |  | N | N | N | IPP Non-CHP |  |  |  |  | N | [57 empty] | GAS | CA | Malburg Generating Station | 56041 | M1 | 2010 |  | ARP | 6762.21 | 12 | 375911.27 |  | 0.866 | 0.0076 | 10.121 | 171552.235 | 2886665.092 | 9 | Western Electricity Coordinating Council | Los Angeles | Electric Utility |  |  | 33.9983 | -118.2219 | Bicent California Malburg, LLC (Owner) Colorado Energy Management, LLC (Operator) | Phase 2 |  | Operating | Combined cycle | Pipeline Natural Gas |  |  | Dry Low NOx Burners Selective Catalytic Reduction |  | 594 | 7.5994 | GAS | 84 | 1566.6667 | 0.0076 | 0.0006 | 7.5994
29116 | Colorado Energy Management LLC | 56041 | Malburg | CA | LOS ANGELES | M2 | CT | OP | 50 | 45 | 45 |  | 10 | 2005 | NG |  | N | N | N | IPP Non-CHP |  |  |  |  | N | [57 empty] | GAS | CA | Malburg Generating Station | 56041 | M2 | 2010 |  | ARP | 6623.6 | 12 | 365507.65 |  | 0.835 | 0.0075 | 9.7 | 165396.906 | 2783112.158 | 9 | Western Electricity Coordinating Council | Los Angeles | Electric Utility |  |  | 33.9983 | -118.2219 | Bicent California Malburg, LLC (Owner) Colorado Energy Management, LLC (Operator) | Phase 2 |  | Operating | Combined cycle | Pipeline Natural Gas |  |  | Dry Low NOx Burners Selective Catalytic Reduction |  | 594 | 7.5499 | GAS | 71 | 1711.1111 | 0.0075 | 0.0006 | 7.5499
29116 | Colorado Energy Management LLC | 56041 | Malburg | CA | LOS ANGELES | M3 | CA | OP | 58.8 | 53 | 53 |  | 10 | 2005 | NG |  | N | N | N | IPP Non-CHP |  |  |  |  | N | [57 empty] | GAS | [39 empty] | 0 | 0 | 10.4
29122 | Morgan Energy Center LLC | 55293 | Morgan Energy Center | AL | Morgan | CTG1 | CT | OP | 210 | 161 | 181 |  | 1 | 2004 | NG |  | N | Y | Y | IPP CHP |  |  |  |  | N | [57 empty] | GAS | AL | Morgan Energy Center | 55293 | CT-1 | 2010 |  | ARP, CAIRNOX, CAIROS, CAIRSO2 | 5519.04 | 12 | 1219773.86 |  | 2.623 | 0.0084 | 33.886 | 519586.521 | 8743122.291 | 4 |  | Morgan | Electric Utility |  |  | 34.6397 | -87.0639 | Morgan Energy Center, LLC (Owner) Calpine Operating Services Company, Inc. (Operator) | Phase 2 |  | Operating | Combined cycle | Pipeline Natural Gas |  |  | Dry Low NOx Burners Selective Catalytic Reduction |  | 2236 | 7.0057 | GAS | 286 | 209.9448 | 0.0084 | 0.0006 | 7.0057
29122 | Morgan Energy Center LLC | 55293 | Morgan Energy Center | AL | Morgan | CTG2 | CT | OP | 210 | 161 | 181 |  | 6 | 2003 | NG |  | N | Y | Y | IPP CHP |  |  |  |  | N | [57 empty] | GAS | AL | Morgan Energy Center | 55293 | CT-2 | 2010 |  | ARP, CAIRNOX, CAIROS, CAIRSO2 | 5484.84 | 12 | 1296911.67 |  | 2.759 | 0.0114 | 42.982 | 546545.913 | 9196823.477 | 4 |  | Morgan | Electric Utility |  |  | 34.6397 | -87.0639 | Morgan Energy Center, LLC (Owner) Calpine Operating Services Company, Inc. (Operator) | Phase 2 |  | Operating | Combined cycle | Pipeline Natural Gas |  |  | Dry Low NOx Burners Selective Catalytic Reduction |  | 2236 | 7.0283 | GAS | 290 | 198.895 | 0.0114 | 0.0006 | 7.0283
29122 | Morgan Energy Center LLC | 55293 | Morgan Energy Center | AL | Morgan | CTG3 | CT | OP | 210 | 161 | 181 |  | 6 | 2003 | NG |  | N | Y | Y | IPP CHP |  |  |  |  | N | [57 empty] | GAS | AL | Morgan Energy Center | 55293 | CT-3 | 2010 |  | ARP, CAIRNOX, CAIROS, CAIRSO2 | 6730.37 | 12 | 1468653.72 |  | 3.21 | 0.0104 | 49.287 | 635756.274 | 10697982.01 | 4 |  | Morgan | Electric Utility |  |  | 34.6397 | -87.0639 | Morgan Energy Center, LLC (Owner) Calpine Operating Services Company, Inc. (Operator) | Phase 2 |  | Operating | Combined cycle | Pipeline Natural Gas |  |  | Dry Low NOx Burners Selective Catalytic Reduction |  | 2236 | 7.0855 | GAS | 286 | 209.9448 | 0.0104 | 0.0006 | 7.0855
29122 | Morgan Energy Center LLC | 55293 | Morgan Energy Center | AL | Morgan | STG1 | CA | OP | 270 | 266 | 266 |  | 6 | 2003 | NG |  | N | Y | Y | IPP CHP |  |  |  |  | N | [57 empty] | GAS | [39 empty] | 0 | 0 | 10.4
29295 | City of Wells | 2020 | Wells | MN | Faribault | 1 | IC | OP | 1.3 | 1.3 | 1.3 |  | 3 | 1953 | DFO | NG | Y | Y | N | IPP Non-CHP |  |  |  |  | N | [57 empty] | LIQUID | [39 empty] | 0.7385 | 0.025484 | 12.5895
29295 | City of Wells | 2020 | Wells | MN | Faribault | 2 | IC | OP | 1.3 | 1.3 | 1.3 |  | 4 | 1957 | DFO | NG | Y | Y | N | IPP Non-CHP |  |  |  |  | N | [57 empty] | LIQUID | [39 empty] | 0.7385 | 0.025484 | 12.5895
29295 | City of Wells | 2020 | Wells | MN | Faribault | 3 | IC | OP | 1.1 | 1.1 | 1.1 |  | 11 | 1950 | DFO | NG | Y | Y | N | IPP Non-CHP |  |  |  |  | N | [57 empty] | LIQUID | [39 empty] | 0.7385 | 0.025484 | 12.5895
29295 | City of Wells | 2020 | Wells | MN | Faribault | 4 | IC | OP | 2.3 | 2.1 | 2.1 |  | 5 | 1966 | DFO | NG | Y | Y | N | IPP Non-CHP |  |  |  |  | N | [57 empty] | LIQUID | [39 empty] | 0.7385 | 0.025484 | 12.5895
29295 | City of Wells | 2020 | Wells | MN | Faribault | 5 | IC | OP | 2.3 | 2.3 | 2.3 |  | 1 | 1975 | DFO | NG | Y | Y | N | IPP Non-CHP |  |  |  |  | N | [57 empty] | LIQUID | [39 empty] | 0.7385 | 0.025484 | 12.5895
29297 | Pelican Utility | 6702 | Pelican | AK | Skagway-Yakutat | HC1 | HY | OP | 0.6 | 0.5 | 0.5 |  | 7 | 1984 | WAT |  | N | Y | N | Electric Utility |  |  |  |  | N | [57 empty] | N/A | [39 empty] | 0 | 0 | 10.4
29297 | Pelican Utility | 6702 | Pelican | AK | Skagway-Yakutat | HC2 | HY | OP | 0.1 | 0.1 | 0.1 |  | 5 | 1984 | WAT |  | N | Y | N | Electric Utility |  |  |  |  | N | [57 empty] | N/A | [39 empty] | 0 | 0 | 10.4
29297 | Pelican Utility | 6702 | Pelican | AK | Skagway-Yakutat | IC6 | IC | OP | 0.4 | 0.4 | 0.4 |  | 9 | 2008 | DFO |  | N | Y | N | Electric Utility | [62 empty] | LIQUID | [39 empty] | 0.7385 | 0.025484 | 12.5895
29297 | Pelican Utility | 6702 | Pelican | AK | Skagway-Yakutat | IC7 | IC | OP | 0.4 | 0.4 | 0.4 |  | 9 | 2008 | DFO |  | N | Y | N | Electric Utility | [62 empty] | LIQUID | [39 empty] | 0.7385 | 0.025484 | 12.5895
29297 | Pelican Utility | 6702 | Pelican | AK | Skagway-Yakutat | IC8 | IC | OP | 0.2 | 0.2 | 0.2 |  | 9 | 2008 | DFO |  | N | Y | N | Electric Utility | [62 empty] | LIQUID | [39 empty] | 0.7385 | 0.025484 | 12.5895
29305 | City of Madelia | 30 | Madelia | MN | WATONWAN | 1 | IC | OP | 3.1 | 3 | 3.1 |  | 5 | 2001 | NG | DFO | Y | Y | N | Electric Utility |  |  |  |  | N | [57 empty] | GAS | [39 empty] | 1.1659 | 0.0016829 | 10.4
29305 | City of Madelia | 30 | Madelia | MN | WATONWAN | 2 | IC | OP | 2 | 1.5 | 1.6 |  | 6 | 1965 | NG | DFO | Y | Y | N | Electric Utility |  |  |  |  | N | [57 empty] | GAS | [39 empty] | 1.1659 | 0.0016829 | 10.4
29305 | City of Madelia | 30 | Madelia | MN | WATONWAN | 3 | IC | OP | 1.1 | 0.9 | 0.9 |  | 1 | 1959 | NG | DFO | Y | Y | N | Electric Utility |  |  |  |  | N | [57 empty] | GAS | [39 empty] | 1.1659 | 0.0016829 | 10.4
29305 | City of Madelia | 30 | Madelia | MN | WATONWAN | 4 | IC | OP | 4.3 | 3.7 | 3.8 |  | 6 | 1973 | NG | DFO | Y | Y | N | Electric Utility |  |  |  |  | N | [57 empty] | GAS | [39 empty] | 1.1659 | 0.0016829 | 10.4
29305 | City of Madelia | 30 | Madelia | MN | WATONWAN | 5 | IC | OP | 1.3 | 1.1 | 1.2 |  | 3 | 1954 | NG | DFO | Y | Y | N | Electric Utility |  |  |  |  | N | [57 empty] | GAS | [39 empty] | 1.1659 | 0.0016829 | 10.4
29729 | Davenport City of | 55035 | Davenport Water Pollution Control Plant | IA | Scott | GEN1 | IC | OP | 0.8 | 0.8 | 0.8 |  | 5 | 1995 | OBG | NG | Y | Y | Y | Commercial CHP |  |  |  |  | N | [57 empty] | GAS | [39 empty] | 1.1659 | 0.0016829 | 10.4
29729 | Davenport City of | 55035 | Davenport Water Pollution Control Plant | IA | Scott | GEN2 | IC | OP | 0.8 | 0.8 | 0.8 |  | 5 | 1995 | OBG | NG | Y | Y | Y | Commercial CHP |  |  |  |  | N | [57 empty] | GAS | [39 empty] | 1.1659 | 0.0016829 | 10.4
29849 | Wasatch Integrated Waste Management | 55302 | Wasatch Energy Systems Energy Recovery | UT | DAVIS | 1 | ST | OP | 1.6 | 1.4 | 1.4 |  | 8 | 1986 | MSW |  | N | Y | Y | IPP CHP |  |  |  |  | N | [57 empty] | OTHER SOLID | [39 empty] | 0 | 0 | 10.4
29925 | Enterprise Products Optg LP | 10261 | Enterprise Products Operating | TX | Chambers | GEN1 | GT | OP | 2.5 | 2.3 | 2.2 | G100 | 9 | 1984 | NG |  | N | Y | Y | Industrial CHP |  |  |  |  | N | [57 empty] | GAS | [39 empty] | 0.42528 | 0.0041426 | 7.9755
29925 | Enterprise Products Optg LP | 10261 | Enterprise Products Operating | TX | Chambers | GEN3 | GT | OP | 3.4 | 3 | 2.8 | G101 | 11 | 1991 | NG |  | N | Y | Y | Industrial CHP |  |  |  |  | N | [57 empty] | GAS | [39 empty] | 0.32143 | 0.0032034 | 9.0147
29925 | Enterprise Products Optg LP | 10261 | Enterprise Products Operating | TX | Chambers | GEN2 | GT | OP | 2.5 | 2.3 | 2.2 | G100 | 9 | 1984 | NG |  | N | Y | Y | Industrial CHP |  |  |  |  | N | [57 empty] | GAS | [39 empty] | 0.42528 | 0.0041426 | 7.9755
29925 | Enterprise Products Optg LP | 10261 | Enterprise Products Operating | TX | Chambers | GEN4 | GT | OP | 3.4 | 3 | 2.8 | G101 | 11 | 1991 | NG |  | N | Y | Y | Industrial CHP |  |  |  |  | N | [57 empty] | GAS | [39 empty] | 0.32143 | 0.0032034 | 9.0147
29925 | Enterprise Products Optg LP | 10261 | Enterprise Products Operating | TX | Chambers | GEN5 | GT | OP | 3.4 | 3 | 2.8 | G101 | 11 | 1991 | NG |  | N | Y | Y | Industrial CHP |  |  |  |  | N | [57 empty] | GAS | [39 empty] | 0.32143 | 0.0032034 | 9.0147
29925 | Enterprise Products Optg LP | 10261 | Enterprise Products Operating | TX | Chambers | GEN6 | GT | OP | 3.5 | 3 | 2.8 | G102 | 12 | 1996 | NG |  | N | Y | Y | Industrial CHP |  |  |  |  | N | [57 empty] | GAS | [39 empty] | 0.27109 | 0.0026519 | 9.4197
29925 | Enterprise Products Optg LP | 10261 | Enterprise Products Operating | TX | Chambers | GEN7 | GT | OP | 3.5 | 3 | 2.8 | G102 | 12 | 1996 | NG |  | N | Y | Y | Industrial CHP |  |  |  |  | N | [57 empty] | GAS | [39 empty] | 0.27109 | 0.0026519 | 9.4197
29925 | Enterprise Products Optg LP | 10261 | Enterprise Products Operating | TX | Chambers | GEN8 | GT | OP | 3.5 | 3 | 2.8 | G102 | 12 | 1996 | NG |  | N | Y | Y | Industrial CHP |  |  |  |  | N | [57 empty] | GAS | [39 empty] | 0.27109 | 0.0026519 | 9.4197
29925 | Enterprise Products Optg LP | 56139 | Neptune Gas Processing Plant | LA | St Mary | NPCG | OT | OP | 4.5 | 3.1 | 3.5 |  | 2 | 2004 | NG |  | N | Y | N | Industrial Non-CHP |  |  |  |  | N | [57 empty] | GAS | [39 empty] | 0 | 0 | 10.4
29926 | Entergy Nuclear Generation Co | 1590 | Pilgrim Nuclear Power Station | MA | Plymouth | 1 | ST | OP | 670 | 684.7 | 684.7 |  | 12 | 1972 | NUC |  | N | Y | N | IPP Non-CHP |  |  |  |  | N | [57 empty] | N/A | [39 empty] | 0 | 0 | 10.4
29959 | Tenaska Washington Partners LP | 54537 | Tenaska Ferndale Cogeneration Station | WA | Whatcom | CT1A | CT | OP | 90.8 | 88 | 102.9 |  | 4 | 1994 | NG | DFO | Y | Y | Y | IPP CHP |  |  |  |  | N | [57 empty] | GAS | [39 empty] | 0.038709 | 0.0007124 | 10.1802
29959 | Tenaska Washington Partners LP | 54537 | Tenaska Ferndale Cogeneration Station | WA | Whatcom | CT1B | CT | OP | 90.8 | 88 | 102.9 |  | 4 | 1994 | NG | DFO | Y | Y | Y | IPP CHP |  |  |  |  | N | [57 empty] | GAS | [39 empty] | 0.038709 | 0.0007124 | 10.1802
29959 | Tenaska Washington Partners LP | 54537 | Tenaska Ferndale Cogeneration Station | WA | Whatcom | ST1 | CA | OP | 71.8 | 95 | 95 |  | 4 | 1994 | NG | DFO | N | Y | Y | IPP CHP |  |  |  |  | N | [57 empty] | GAS | [39 empty] | 0 | 0 | 10.4
30002 | International Paper Co | 50398 | International Paper Savanna Mill | GA | Chatham | GE10 | ST | OP | 82.8 | 82.7 | 82.8 |  | 4 | 1998 | BLQ | BIT | N | N | Y | Industrial CHP |  |  |  |  | N | Y | [56 empty] | LIQUID | [39 empty] | 0.0842 | 0.049001 | 10.4
30002 | International Paper Co | 50398 | International Paper Savanna Mill | GA | Chatham | GEN9 | ST | OP | 71.2 | 71.2 | 71.2 |  | 6 | 1981 | BIT | WDS | N | N | Y | Industrial CHP |  |  |  |  | N | Y |  | Y | [54 empty] | COAL | [39 empty] | 0.28752 | 0.63994 | 11.2315
30052 | Huntsman Corp | 54637 | JCO Oxides Olefins Plant | TX | JEFFERSON | GCG1 | GT | OP | 38.6 | 30.5 | 35.5 |  | 9 | 1992 | NG |  | N | Y | Y | Industrial CHP |  |  |  |  | N | [57 empty] | GAS | [39 empty] | 0.12596 | 0.0018232 | 11.7428
30052 | Huntsman Corp | 54637 | JCO Oxides Olefins Plant | TX | JEFFERSON | GCG2 | GT | OP | 38.6 | 30.5 | 35.5 |  | 9 | 1992 | NG |  | N | Y | Y | Industrial CHP |  |  |  |  | N | [57 empty] | GAS | [39 empty] | 0.12596 | 0.0018232 | 11.7428
30067 | Rolls Royce Corp | 54286 | Rolls Royce | IN | Marion | N8OT | GT | OP | 5 | 4 | 4.5 |  | 6 | 2000 | LFG | NG | Y | N | Y | Industrial CHP |  |  |  |  | N | [57 empty] | GAS | [39 empty] | 0.0016829 | 0.0016829 | 10.4
30076 | Calleguas Mun Water District | 50375 | East Portal Generator | CA | LOS ANGELES | GEN1 | HY | OP | 1.2 | 1.2 | 1.2 |  | 1 | 1987 | WAT |  | N | Y | N | IPP Non-CHP |  |  |  |  | N | [57 empty] | N/A | [39 empty] | 0 | 0 | 10.4
30076 | Calleguas Mun Water District | 56125 | Springville Hydroelectric | CA | VENTURA | 4152 | HY | OP | 1 | 1 | 1 |  | 3 | 1994 | WAT |  | N | Y | N | IPP Non-CHP |  |  |  |  | N | [57 empty] | N/A | [39 empty] | 0 | 0 | 10.4
30150 | Yakutat Power Inc | 6637 | Yakutat | AK | YAKUTAT | 2B | IC | OP | 0.8 | 0.8 | 0.8 |  | 6 | 1999 | DFO |  | N | Y | N | Electric Utility |  |  |  |  | N | [57 empty] | LIQUID | [39 empty] | 0.7385 | 0.025484 | 12.5895
30150 | Yakutat Power Inc | 6637 | Yakutat | AK | YAKUTAT | 3A | IC | OP | 0.6 | 0.6 | 0.6 |  | 6 | 1999 | DFO |  | N | Y | N | Electric Utility |  |  |  |  | N | [57 empty] | LIQUID | [39 empty] | 0.7385 | 0.025484 | 12.5895
30150 | Yakutat Power Inc | 6637 | Yakutat | AK | YAKUTAT | 4A | IC | OP | 1.1 | 1.1 | 1.1 |  | 6 | 1993 | DFO |  | N | Y | N | Electric Utility |  |  |  |  | N | [57 empty] | LIQUID | [39 empty] | 0.7385 | 0.025484 | 12.5895
30150 | Yakutat Power Inc | 6637 | Yakutat | AK | YAKUTAT | 6 | IC | OP | 1.2 | 1.2 | 1.2 |  | 9 | 2007 | DFO |  | N | Y | N | Electric Utility |  |  |  |  | N | [57 empty] | LIQUID | [39 empty] | 0.7385 | 0.025484 | 12.5895
30151 | Tri-State G & T Assn, Inc | 87 | Escalante | NM | McKinley | 1 | ST | OP | 257 | 247 | 247 |  | 12 | 1984 | SUB | NG | N | Y | N | Electric Utility |  |  |  |  | N |  |  | Y | [54 empty] | COAL | NM | Escalante | 87 | 1 | 2010 |  | ARP | 8192.65 | 12 | 1787165.07 |  | 1211.722 | 0.3197 | 3111.385 | 2037049.242 | 19422638.15 | 6 |  | McKinley | Electric Utility | 4911 | Electric Services | 35.4159 | -108.082 | Tri-State Generation & Transmission (Owner/Operator) | Phase 2 | Early Election | Operating | Tangentially-fired | Coal | Natural Gas, Other Oil | Wet Limestone | Other | Baghouse | 4400 | 10.8533 | COAL | 261 | 1971.6599 | 0.3197 | 0.12477 | 10.8533
30151 | Tri-State G & T Assn, Inc | 527 | Nucla | CO | Montrose | 1 | ST | OP | 11.5 | 12 | 12 |  | 11 | 1959 | BIT |  | N | Y | N | Electric Utility | [6 empty] | Y | Y | [54 empty] | COAL | [39 empty] | 0.9544 | 0.97176 | 13.0521
30151 | Tri-State G & T Assn, Inc | 527 | Nucla | CO | Montrose | 2 | ST | OP | 11.5 | 12 | 12 |  | 11 | 1959 | BIT |  | N | Y | N | Electric Utility | [6 empty] | Y | Y | [54 empty] | COAL | [39 empty] | 0.9544 | 0.97176 | 13.0521
30151 | Tri-State G & T Assn, Inc | 527 | Nucla | CO | Montrose | 3 | ST | OP | 11.5 | 12 | 12 |  | 11 | 1959 | BIT |  | N | Y | N | Electric Utility | [6 empty] | Y | Y | [54 empty] | COAL | [39 empty] | 0.9544 | 0.97176 | 13.0521
30151 | Tri-State G & T Assn, Inc | 527 | Nucla | CO | Montrose | ST4 | ST | OP | 79.3 | 64 | 64 |  | 1 | 1991 | BIT |  | N | Y | N | Electric Utility |  |  |  |  | N |  | Y | Y | [54 empty] | COAL | CO | Nucla | 527 | 1 | 2010 |  | ARP | 6076.77 | 12 | 545192.94 |  | 927.09 | 0.3724 | 1171.06 | 627183.064 | 6121260.309 | 8 | Western Electricity Coordinating Council | Montrose | Electric Utility | 4911 | Electric Services | 38.2387 | -108.5083 | Tri-State Generation & Transmission (Owner/Operator) | Phase 2 |  | Operating | Circulating fluidized bed boiler | Coal | Other Gas | Fluidized Bed Limestone Injection | Other | Baghouse | 1725 | 11.1865 | COAL | 113 | -382.8125 | 0.3724 | 0.30291 | 11.1865
30151 | Tri-State G & T Assn, Inc | 6021 | Craig | CO | Moffat | 1 | ST | OP | 446.4 | 428 | 428 |  | 7 | 1980 | SUB |  | N | Y | N | Electric Utility |  |  |  |  | N | Y |  | Y | [54 empty] | COAL | CO | Craig | 6021 | C1 | 2010 |  | ARP | 8604.91 | 12 | 3529916.47 |  | 1027.983 | 0.2844 | 5095.362 | 3691423.838 | 35196673.65 | 8 | Western Electricity Coordinating Council | Moffat | Electric Utility | 4911 | Electric Services | 40.4627 | -107.5912 | Platte River Power Authority (Owner) Tri-State Generation & Transmission (Owner/Operator) Salt River Project (Owner) Pacificorp Energy Generation (Owner) Xcel Energy (Owner) | Phase 2 | Early Election | Operating | Dry bottom wall-fired boiler | Coal | Pipeline Natural Gas | Wet Limestone | Low NOx Burner Technology w/ Overfire Air | Baghouse | 6000 | 9.9549 | COAL | 460 | 462.6168 | 0.2844 | 0.058414 | 9.9549
30151 | Tri-State G & T Assn, Inc | 6021 | Craig | CO | Moffat | 2 | ST | OP | 446.4 | 428 | 428 |  | 11 | 1979 | SUB |  | N | Y | N | Electric Utility |  |  |  |  | N | Y |  | Y | [54 empty] | COAL | CO | Craig | 6021 | C2 | 2010 |  | ARP | 7947.09 | 12 | 3254417.08 |  | 649.027 | 0.2799 | 4540.786 | 3359421.788 | 32031038.66 | 8 | Western Electricity Coordinating Council | Moffat | Electric Utility | 4911 | Electric Services | 40.4627 | -107.5912 | Pacificorp Energy Generation (Owner) Platte River Power Authority (Owner) Tri-State Generation & Transmission (Owner/Operator) Salt River Project (Owner) Xcel Energy (Owner) | Phase 2 | Early Election | Operating | Dry bottom wall-fired boiler | Coal | Pipeline Natural Gas | Wet Limestone | Low NOx Burner Technology w/ Overfire Air | Baghouse | 6000 | 9.8225 | COAL | 465 | 456.7757 | 0.2799 | 0.040525 | 9.8225
30151 | Tri-State G & T Assn, Inc | 6021 | Craig | CO | Moffat | 3 | ST | OP | 534.8 | 448 | 448 |  | 10 | 1984 | SUB |  | N | Y | N | Electric Utility |  |  |  |  | N | Y |  | Y | [54 empty] | COAL | CO | Craig | 6021 | C3 | 2010 |  | ARP | 8549.31 | 12 | 3698219.83 |  | 1704.757 | 0.2899 | 5164.889 | 3696078.408 | 35241019.53 | 8 | Western Electricity Coordinating Council | Moffat | Electric Utility | 4911 | Electric Services | 40.4627 | -107.5912 | Tri-State Generation & Transmission (Owner/Operator) | Phase 2 | Early Election | Operating | Dry bottom wall-fired boiler | Coal | Pipeline Natural Gas | Dry Lime FGD | Low NOx Burner Technology w/ Overfire Air | Baghouse | 6000 | 9.515 | COAL | 482 | 462.0536 | 0.2899 | 0.096748 | 9.515
30151 | Tri-State G & T Assn, Inc | 7975 | Pyramid | NM | Hidalgo | 1 | GT | OP | 46.5 | 39.5 | 45.6 |  | 3 | 2003 | NG | DFO | Y | Y | N | Electric Utility |  |  |  |  | N | [57 empty] | GAS | NM | Pyramid Generating Station | 7975 | 1 | 2010 |  | ARP | 211.59 | 12 | 6006.39 |  | 0.501 | 0.1787 | 4.018 | 4589.671 | 63464.629 | 6 |  | Hidalgo | Electric Utility |  |  | 32.2363 | -108.5494 | Tri-State Generation & Transmission (Owner/Operator) | Phase 2 |  | Operating | Combustion turbine | Pipeline Natural Gas | Diesel Oil |  | Water Injection |  | 500 | 9.4302 | GAS | 41 | 1943.9024 | 0.1787 | 0.015788 | 9.4302
30151 | Tri-State G & T Assn, Inc | 7975 | Pyramid | NM | Hidalgo | 2 | GT | OP | 46.5 | 39.5 | 45.6 |  | 3 | 2003 | NG | DFO | Y | Y | N | Electric Utility |  |  |  |  | N | [57 empty] | GAS | NM | Pyramid Generating Station | 7975 | 2 | 2010 |  | ARP | 243.64 | 12 | 8452.16 |  | 0.184 | 0.1527 | 5.01 | 5321.719 | 84990.247 | 6 |  | Hidalgo | Electric Utility |  |  | 32.2363 | -108.5494 | Tri-State Generation & Transmission (Owner/Operator) | Phase 2 |  | Operating | Combustion turbine | Pipeline Natural Gas | Diesel Oil |  | Water Injection |  | 500 | 9.7405 | GAS | 41 | 1943.9024 | 0.1527 | 0.0043299 | 9.7405
30151 | Tri-State G & T Assn, Inc | 7975 | Pyramid | NM | Hidalgo | 3 | GT | OP | 46.5 | 39.5 | 45.6 |  | 5 | 2003 | NG | DFO | Y | Y | N | Electric Utility |  |  |  |  | N | [57 empty] | GAS | NM | Pyramid Generating Station | 7975 | 3 | 2010 |  | ARP | 153.97 | 12 | 4211.39 |  | 0.34 | 0.1347 | 2.195 | 3262.978 | 45572.031 | 6 |  | Hidalgo | Electric Utility |  |  | 32.2363 | -108.5494 | Tri-State Generation & Transmission (Owner/Operator) | Phase 2 |  | Operating | Combustion turbine | Pipeline Natural Gas | Diesel Oil |  | Water Injection |  | 500 | 9.7165 | GAS | 41 | 1943.9024 | 0.1347 | 0.014921 | 9.7165
30151 | Tri-State G & T Assn, Inc | 7975 | Pyramid | NM | Hidalgo | 4 | GT | OP | 46.5 | 39.5 | 45.6 |  | 4 | 2003 | NG | DFO | Y | Y | N | Electric Utility |  |  |  |  | N | [57 empty] | GAS | NM | Pyramid Generating Station | 7975 | 4 | 2010 |  | ARP | 1028.15 | 12 | 39663.42 |  | 0.155 | 0.1078 | 17.885 | 23196.443 | 389224.414 | 6 |  | Hidalgo | Electric Utility |  |  | 32.2363 | -108.5494 | Tri-State Generation & Transmission (Owner/Operator) | Phase 2 |  | Operating | Combustion turbine | Pipeline Natural Gas | Diesel Oil |  | Water Injection |  | 500 | 9.7315 | GAS | 42 | 1957.1429 | 0.1078 | 0.000796 | 9.7315
30151 | Tri-State G & T Assn, Inc | 10755 | Rifle Generating Station | CO | Garfield | GT2 | CT | OP | 15.3 | 13 | 15 |  | 8 | 1987 | NG |  | N | Y | Y | Electric Utility |  |  |  |  | N | [57 empty] | GAS | [39 empty] | 0.14187 | 0.0012334 | 13.2103
30151 | Tri-State G & T Assn, Inc | 10755 | Rifle Generating Station | CO | Garfield | GT3 | CT | OP | 15 | 13 | 15 |  | 8 | 1987 | NG |  | N | Y | Y | Electric Utility |  |  |  |  | N | [57 empty] | GAS | [39 empty] | 0.14358 | 0.0012403 | 13.2348
30151 | Tri-State G & T Assn, Inc | 10755 | Rifle Generating Station | CO | Garfield | GT4 | CT | OP | 39 | 13 | 15 |  | 8 | 1987 | NG |  | N | Y | Y | Electric Utility |  |  |  |  | N | [57 empty] | GAS | [39 empty] | 0.080412 | 0.0009468 | 12.0541
30151 | Tri-State G & T Assn, Inc | 10755 | Rifle Generating Station | CO | Garfield | ST1 | CA | OP | 39 | 21.2 | 22 |  | 8 | 1987 | NG |  | N | Y | N | Electric Utility |  |  |  |  | N | [57 empty] | GAS | [39 empty] | 0 | 0 | 10.4
30151 | Tri-State G & T Assn, Inc | 50707 | TCP 272 | CO | Weld | LMA | CT | OP | 58.5 | 31.8 | 34.8 |  | 6 | 1994 | NG |  | N | Y | Y | Electric Utility |  |  |  |  | N | [57 empty] | GAS | CO | Fort Lupton Cogeneration Facility | 50707 | S001 | 2010 |  | ARP | 5305.15 | 12 | 115903.5 |  | 0.551 | 0.1935 | 258.551 | 109115.365 | 1835607.284 | 8 |  | Weld | Cogeneration |  |  | 40.0979 | -104.7745 | Thermo Cogeneration Partnership, LP (Owner) Wood Group Power Operations, Inc. (Operator) | Phase 2 |  | Operating | Combined cycle | Pipeline Natural Gas |  |  | Steam Injection |  | 640 | 13.348 | GAS | 37 | -31.6092 | 0.1935 | 0.0006 | 13.348
30151 | Tri-State G & T Assn, Inc | 50707 | TCP 272 | CO | Weld | LMB | CT | OP | 58.5 | 31.8 | 34.8 |  | 6 | 1994 | NG |  | N | Y | Y | Electric Utility |  |  |  |  | N | [57 empty] | GAS | CO | Fort Lupton Cogeneration Facility | 50707 | S001 | 2010 |  | ARP | 5305.15 | 12 | 115903.5 |  | 0.551 | 0.1935 | 258.551 | 109115.365 | 1835607.284 | 8 |  | Weld | Cogeneration |  |  | 40.0979 | -104.7745 | Thermo Cogeneration Partnership, LP (Owner) Wood Group Power Operations, Inc. (Operator) | Phase 2 |  | Operating | Combined cycle | Pipeline Natural Gas |  |  | Steam Injection |  | 640 | 13.348 | GAS | 37 | -31.6092 | 0.1935 | 0.0006 | 13.348
30151 | Tri-State G & T Assn, Inc | 50707 | TCP 272 | CO | Weld | LMC | CT | OP | 58.5 | 31.8 | 34.8 |  | 7 | 1994 | NG |  | N | Y | Y | Electric Utility |  |  |  |  | N | [57 empty] | GAS | CO | Fort Lupton Cogeneration Facility | 50707 | S001 | 2010 |  | ARP | 5305.15 | 12 | 115903.5 |  | 0.551 | 0.1935 | 258.551 | 109115.365 | 1835607.284 | 8 |  | Weld | Cogeneration |  |  | 40.0979 | -104.7745 | Thermo Cogeneration Partnership, LP (Owner) Wood Group Power Operations, Inc. (Operator) | Phase 2 |  | Operating | Combined cycle | Pipeline Natural Gas |  |  | Steam Injection |  | 640 | 13.348 | GAS | 37 | -31.6092 | 0.1935 | 0.0006 | 13.348
30151 | Tri-State G & T Assn, Inc | 50707 | TCP 272 | CO | Weld | LMD | CT | OP | 58.5 | 31.8 | 34.8 |  | 7 | 1994 | NG |  | N | Y | Y | Electric Utility |  |  |  |  | N | [57 empty] | GAS | CO | Fort Lupton Cogeneration Facility | 50707 | S001 | 2010 |  | ARP | 5305.15 | 12 | 115903.5 |  | 0.551 | 0.1935 | 258.551 | 109115.365 | 1835607.284 | 8 |  | Weld | Cogeneration |  |  | 40.0979 | -104.7745 | Thermo Cogeneration Partnership, LP (Owner) Wood Group Power Operations, Inc. (Operator) | Phase 2 |  | Operating | Combined cycle | Pipeline Natural Gas |  |  | Steam Injection |  | 640 | 13.348 | GAS | 37 | -31.6092 | 0.1935 | 0.0006 | 13.348
30151 | Tri-State G & T Assn, Inc | 50707 | TCP 272 | CO | Weld | LME | CT | OP | 58.5 | 31.8 | 34.8 |  | 7 | 1994 | NG |  | N | Y | Y | Electric Utility |  |  |  |  | N | [57 empty] | GAS | CO | Fort Lupton Cogeneration Facility | 50707 | S001 | 2010 |  | ARP | 5305.15 | 12 | 115903.5 |  | 0.551 | 0.1935 | 258.551 | 109115.365 | 1835607.284 | 8 |  | Weld | Cogeneration |  |  | 40.0979 | -104.7745 | Thermo Cogeneration Partnership, LP (Owner) Wood Group Power Operations, Inc. (Operator) | Phase 2 |  | Operating | Combined cycle | Pipeline Natural Gas |  |  | Steam Injection |  | 640 | 13.348 | GAS | 37 | -31.6092 | 0.1935 | 0.0006 | 13.348
30151 | Tri-State G & T Assn, Inc | 50707 | TCP 272 | CO | Weld | STA | CA | OP | 47 | 52 | 52 |  | 6 | 1994 | NG |  | N | Y | Y | Electric Utility |  |  |  |  | N | [57 empty] | GAS | [39 empty] | 0 | 0 | 10.4
30151 | Tri-State G & T Assn, Inc | 50707 | TCP 272 | CO | Weld | STB | CA | OP | 47 | 52 | 52 |  | 6 | 1994 | NG |  | N | Y | Y | Electric Utility |  |  |  |  | N | [57 empty] | GAS | [39 empty] | 0 | 0 | 10.4
30151 | Tri-State G & T Assn, Inc | 55504 | Limon Generating Station | CO | Lincoln | L1 | GT | OP | 77.1 | 67 | 75 |  | 2 | 2002 | NG | DFO | Y | Y | N | Electric Utility |  |  |  |  | N | [57 empty] | GAS | CO | Limon Generating Station | 55504 | L1 | 2010 |  | ARP | 158.85 | 12 | 8104.47 |  | 0.393 | 0.0696 | 2.86 | 6760.247 | 103768.463 | 8 |  | Lincoln | Electric Utility | 4911 | Electric Services | 39.2038 | -103.7005 | Tri-State G & T Association, Inc. (Owner/Operator) | Phase 2 |  | Operating | Combustion turbine | Pipeline Natural Gas | Diesel Oil |  | Dry Low NOx Burners Water Injection |  | 906 | 12.4343 | GAS | 69 | 1956.5217 | 0.0696 | 0.0075746 | 12.4343
30151 | Tri-State G & T Assn, Inc | 55504 | Limon Generating Station | CO | Lincoln | L2 | GT | OP | 77.1 | 67 | 75 |  | 2 | 2002 | NG | DFO | Y | Y | N | Electric Utility |  |  |  |  | N | [57 empty] | GAS | CO | Limon Generating Station | 55504 | L2 | 2010 |  | ARP | 90.4 | 12 | 4553.17 |  | 0.3 | 0.0868 | 2.119 | 3975.748 | 59016.403 | 8 |  | Lincoln | Electric Utility | 4911 | Electric Services | 39.2038 | -103.7005 | Tri-State G & T Association, Inc. (Owner/Operator) | Phase 2 |  | Operating | Combustion turbine | Pipeline Natural Gas | Diesel Oil |  | Dry Low NOx Burners Water Injection |  | 967.3 | 12.5666 | GAS | 65 | 1923.0769 | 0.0868 | 0.010167 | 12.5666
30151 | Tri-State G & T Assn, Inc | 55505 | Frank Knutson | CO | ADAMS | BR1 | GT | OP | 77.1 | 67 | 75 |  | 5 | 2002 | NG | DFO | Y | Y | N | Electric Utility |  |  |  |  | N | [57 empty] | GAS | CO | Frank Knutson Station | 55505 | BR1 | 2010 |  | ARP | 400.42 | 12 | 19354.75 |  | 0.267 | 0.0378 | 3.903 | 14837.381 | 246398.433 | 8 |  | Adams | Electric Utility | 4911 | Electric Services | 39.9414 | -104.6817 | Tri-State G & T Association, Inc. (Owner/Operator) | Phase 2 |  | Operating | Combustion turbine | Pipeline Natural Gas | Diesel Oil |  | Dry Low NOx Burners Water Injection |  | 912 | 12.0324 | GAS | 75 | 2000 | 0.0378 | 0.0021672 | 12.0324
30151 | Tri-State G & T Assn, Inc | 55505 | Frank Knutson | CO | ADAMS | BR2 | GT | OP | 77.1 | 67 | 75 |  | 5 | 2002 | NG | DFO | Y | Y | N | Electric Utility |  |  |  |  | N | [57 empty] | GAS | CO | Frank Knutson Station | 55505 | BR2 | 2010 |  | ARP | 428.89 | 12 | 21200.37 |  | 0.409 | 0.0382 | 4.285 | 16270.098 | 268335.702 | 8 |  | Adams | Electric Utility | 4911 | Electric Services | 39.9414 | -104.6817 | Tri-State G & T Association, Inc. (Owner/Operator) | Phase 2 |  | Operating | Combustion turbine | Pipeline Natural Gas | Diesel Oil |  | Dry Low NOx Burners Water Injection |  | 906 | 12.1395 | GAS | 74 | 1993.2432 | 0.0382 | 0.0030484 | 12.1395
30151 | Tri-State G & T Assn, Inc | 57476 | TSGT Mobile Generator #15 | NM | Rio Arriba | M15G | IC | OP | 2 | 2 | 2 |  | 12 | 2009 | DFO |  | N | N | N | IPP Non-CHP |  |  |  |  | N | [57 empty] | LIQUID | [39 empty] | 0.7385 | 0.025484 | 12.5895
30347 | Olcese Water District | 50037 | Rio Bravo Hydro Project | CA | Kern | UNT2 | HY | OP | 7 | 6.7 | 6.4 |  | 6 | 1989 | WAT |  | N | Y | N | IPP Non-CHP | [62 empty] | N/A | [39 empty] | 0 | 0 | 10.4
31216 | Mascoma Hydro Corp | 54471 | Mascoma Hydro | NH | Grafton | 1 | HY | OP | 0.5 | 0.5 | 0.5 |  | 12 | 1988 | WAT |  | N | Y | N | IPP Non-CHP |  |  |  |  | N | [57 empty] | N/A | [39 empty] | 0 | 0 | 10.4
31216 | Mascoma Hydro Corp | 54471 | Mascoma Hydro | NH | Grafton | 2 | HY | OP | 0.5 | 0.5 | 0.5 |  | 12 | 1988 | WAT |  | N | Y | N | IPP Non-CHP |  |  |  |  | N | [57 empty] | N/A | [39 empty] | 0 | 0 | 10.4
31216 | Mascoma Hydro Corp | 54471 | Mascoma Hydro | NH | Grafton | 3 | HY | OP | 0.5 | 0.5 | 0.5 |  | 12 | 1988 | WAT |  | N | Y | N | IPP Non-CHP |  |  |  |  | N | [57 empty] | N/A | [39 empty] | 0 | 0 | 10.4
31386 | Tenaska Alabama Partners LP | 55271 | Tenaska Lindsay Hill Generating Station | AL | Autauga | GTG1 | CT | OP | 183.1 | 152 | 160 |  | 5 | 2002 | NG | DFO | Y | Y | N | IPP Non-CHP |  |  |  |  | N | [57 empty] | GAS | AL | Tenaska Lindsay Hill | 55271 | CT1 | 2010 |  | ARP, CAIRNOX, CAIROS, CAIRSO2 | 1589.7 | 12 | 334054.61 |  | 0.758 | 0.0296 | 25.511 | 150230.214 | 2527890.321 | 4 |  | Autauga | Electric Utility | 4911 | Electric Services | 32.6514 | -86.7386 | Tenaska Alabama Partners, LP (Owner/Operator) | Phase 2 |  | Operating | Combined cycle | Pipeline Natural Gas | Diesel Oil |  | Dry Low NOx Burners Water Injection Selective Catalytic Reduction |  | 2405 | 7.3736 | GAS | 302 | 56.25 | 0.0296 | 0.0006 | 7.3736
31386 | Tenaska Alabama Partners LP | 55271 | Tenaska Lindsay Hill Generating Station | AL | Autauga | GTG2 | CT | OP | 183.1 | 152 | 160 |  | 5 | 2002 | NG | DFO | Y | Y | N | IPP Non-CHP |  |  |  |  | N | [57 empty] | GAS | AL | Tenaska Lindsay Hill | 55271 | CT2 | 2010 |  | ARP, CAIRNOX, CAIROS, CAIRSO2 | 1327.2 | 12 | 296916.35 |  | 0.679 | 0.0141 | 9.103 | 134296.697 | 2259786.169 | 4 |  | Autauga | Electric Utility | 4911 | Electric Services | 32.6514 | -86.7386 | Tenaska Alabama Partners, LP (Owner/Operator) | Phase 2 |  | Operating | Combined cycle | Pipeline Natural Gas | Diesel Oil |  | Dry Low NOx Burners Water Injection Selective Catalytic Reduction |  | 2405 | 7.4686 | GAS | 301 | 59.375 | 0.0141 | 0.000601 | 7.4686
31386 | Tenaska Alabama Partners LP | 55271 | Tenaska Lindsay Hill Generating Station | AL | Autauga | GTG3 | CT | OP | 183.1 | 149 | 160 |  | 5 | 2002 | NG | DFO | Y | Y | N | IPP Non-CHP |  |  |  |  | N | [57 empty] | GAS | AL | Tenaska Lindsay Hill | 55271 | CT3 | 2010 |  | ARP, CAIRNOX, CAIROS, CAIRSO2 | 1396.77 | 12 | 306032.24 |  | 0.692 | 0.012 | 8.077 | 136719.605 | 2300570.389 | 4 |  | Autauga | Electric Utility | 4911 | Electric Services | 32.6514 | -86.7386 | Tenaska Alabama Partners, LP (Owner/Operator) | Phase 2 |  | Operating | Combined cycle | Pipeline Natural Gas | Diesel Oil |  | Dry Low NOx Burners Water Injection Selective Catalytic Reduction |  | 2405 | 7.3768 | GAS | 289 | 96.875 | 0.012 | 0.000602 | 7.3768
31386 | Tenaska Alabama Partners LP | 55271 | Tenaska Lindsay Hill Generating Station | AL | Autauga | STG1 | CA | OP | 390.1 | 392 | 393.9 |  | 5 | 2002 | NG |  | N | Y | N | IPP Non-CHP |  |  |  |  | N | [57 empty] | GAS | [39 empty] | 0 | 0 | 10.4
31431 | K-W Co | 55007 | K W Company | ID | Twin Falls | LS1 | HY | OP | 0.1 | 0.1 | 0.1 |  | 6 | 1985 | WAT |  | N | Y | N | IPP Non-CHP | [62 empty] | N/A | [39 empty] | 0 | 0 | 10.4
31431 | K-W Co | 55007 | K W Company | ID | Twin Falls | LS2 | HY | OP | 0.1 | 0.1 | 0.1 |  | 6 | 1985 | WAT |  | N | Y | N | IPP Non-CHP | [62 empty] | N/A | [39 empty] | 0 | 0 | 10.4
31431 | K-W Co | 55007 | K W Company | ID | Twin Falls | LS3 | HY | OP | 0.1 | 0.1 | 0.1 |  | 6 | 1985 | WAT |  | N | Y | N | IPP Non-CHP | [62 empty] | N/A | [39 empty] | 0 | 0 | 10.4
31431 | K-W Co | 55007 | K W Company | ID | Twin Falls | LS4 | HY | OP | 0.1 | 0.1 | 0.1 |  | 6 | 1985 | WAT |  | N | Y | N | IPP Non-CHP | [62 empty] | N/A | [39 empty] | 0 | 0 | 10.4
31431 | K-W Co | 55007 | K W Company | ID | Twin Falls | LS5 | HY | OP | 0.1 | 0.1 | 0.1 |  | 6 | 1985 | WAT |  | N | Y | N | IPP Non-CHP | [62 empty] | N/A | [39 empty] | 0 | 0 | 10.4
31431 | K-W Co | 55007 | K W Company | ID | Twin Falls | UE5 | HY | OP | 0.1 | 0.1 | 0.1 |  | 4 | 1997 | WAT |  | N | Y | N | IPP Non-CHP | [62 empty] | N/A | [39 empty] | 0 | 0 | 10.4
31431 | K-W Co | 55007 | K W Company | ID | Twin Falls | UW1 | HY | OP | 0.2 | 0.2 | 0.2 |  | 12 | 1983 | WAT |  | N | Y | N | IPP Non-CHP | [62 empty] | N/A | [39 empty] | 0 | 0 | 10.4
31431 | K-W Co | 55007 | K W Company | ID | Twin Falls | UW2 | HY | OP | 0.2 | 0.2 | 0.2 |  | 12 | 1983 | WAT |  | N | Y | N | IPP Non-CHP | [62 empty] | N/A | [39 empty] | 0 | 0 | 10.4
31431 | K-W Co | 55007 | K W Company | ID | Twin Falls | UW3 | HY | OP | 0.2 | 0.2 | 0.2 |  | 12 | 1983 | WAT |  | N | Y | N | IPP Non-CHP | [62 empty] | N/A | [39 empty] | 0 | 0 | 10.4
31431 | K-W Co | 55007 | K W Company | ID | Twin Falls | UW4 | HY | OP | 0.2 | 0.2 | 0.2 |  | 12 | 1983 | WAT |  | N | Y | N | IPP Non-CHP | [62 empty] | N/A | [39 empty] | 0 | 0 | 10.4
31613 | Washington Cnty Wtr Consv Dist | 52039 | Quail Creek Hydro Plant #1 | UT | WASHINGTON | 1 | HY | OP | 2.3 | 2.3 | 2.3 |  | 6 | 1985 | WAT |  | N | Y | N | IPP Non-CHP |  |  |  |  | N | [57 empty] | N/A | [39 empty] | 0 | 0 | 10.4
31719 | FPL Energy Wyman LLC | 1507 | William F Wyman | ME | Cumberland | 1 | ST | OP | 50 | 51.8 | 52.5 |  | 1 | 1957 | RFO |  | N | Y | N | IPP Non-CHP |  |  |  |  | N | [57 empty] | LIQUID | ME | William F Wyman | 1507 | 1 | 2010 |  | ARP, RGGI | 1331.3 | 12 | 15689.13 |  | 61.929 | 0.1987 | 21.625 | 15308.39 | 174061.265 | 1 | Northeast Power Coordinating Council | Cumberland | Electric Utility | 4911 | Electric Services | 43.75 | -70.1569 | FPL Energy Wyman, LLC (Owner/Operator) | Phase 2 |  | Operating | Dry bottom wall-fired boiler | Residual Oil |  |  | Low NOx Burner Technology (Dry Bottom only) | Cyclone | 630 | 28.3245 | LIQUID | 60 | 1928.5714 | 0.1987 | 0.71158 | 11.0944
31719 | FPL Energy Wyman LLC | 1507 | William F Wyman | ME | Cumberland | 2 | ST | OP | 50 | 51.1 | 52.8 |  | 1 | 1958 | RFO |  | N | Y | N | IPP Non-CHP |  |  |  |  | N | [57 empty] | LIQUID | ME | William F Wyman | 1507 | 2 | 2010 |  | ARP, RGGI | 1436.54 | 12 | 16771.37 |  | 66.669 | 0.2026 | 22.733 | 16337.59 | 185685.915 | 1 | Northeast Power Coordinating Council | Cumberland | Electric Utility | 4911 | Electric Services | 43.75 | -70.1569 | FPL Energy Wyman, LLC (Owner/Operator) | Phase 2 |  | Operating | Dry bottom wall-fired boiler | Residual Oil |  |  | Low NOx Burner Technology (Dry Bottom only) | Cyclone | 630 | 36.8572 | LIQUID | 60 | 1931.8182 | 0.2026 | 0.71808 | 11.0716
31719 | FPL Energy Wyman LLC | 1507 | William F Wyman | ME | Cumberland | 3 | ST | OP | 113.6 | 115.5 | 117.8 |  | 1 | 1965 | RFO |  | N | Y | N | IPP Non-CHP |  |  |  |  | N | [57 empty] | LIQUID | ME | William F Wyman | 1507 | 3 | 2010 |  | ARP, RGGI | 1030.3 | 12 | 25057.81 |  | 115.635 | 0.12 | 25.148 | 29139.006 | 331965.094 | 1 | Northeast Power Coordinating Council | Cumberland | Electric Utility | 4911 | Electric Services | 43.75 | -70.1569 | FPL Energy Wyman, LLC (Owner/Operator) | Phase 2 |  | Operating | Tangentially-fired | Residual Oil |  |  | Other | Cyclone | 1190 | 9.406 | LIQUID | 127 | 1960.9508 | 0.12 | 0.69667 | 9.406
31719 | FPL Energy Wyman LLC | 1507 | William F Wyman | ME | Cumberland | 4 | ST | OP | 632.4 | 603.5 | 605.3 |  | 1 | 1978 | RFO |  | N | Y | N | IPP Non-CHP |  |  |  |  | N | [57 empty] | LIQUID | ME | William F Wyman | 1507 | 4 | 2010 |  | ARP, RGGI | 1277.45 | 12 | 132800.79 |  | 556.717 | 0.1333 | 122.568 | 137906.028 | 1571448.207 | 1 | Northeast Power Coordinating Council | Cumberland | Electric Utility | 4911 | Electric Services | 43.75 | -70.1569 | Central Vermont Public Service Corporation (Owner) Green Mountain Power Corporation (Owner) Massachusetts Municipal Wholesale Electric (Owner) PPL Maine, LLC (Owner) (Ended Mar 31, 2010) Northeast Utilities Service Company (Owner) FPL Energy Wyman IV, LLC (Owner/Operator) Exelon New England (Owner) Lyndonville Electric Department (Owner) | Phase 2 |  | Operating | Dry bottom wall-fired boiler | Residual Oil |  |  | Combustion Modification/Fuel Reburning | Electrostatic Precipitator | 6290 | 9.178 | LIQUID | 644 | 1968.0324 | 0.1333 | 0.70854 | 9.178
32080 | Cellu Tissue Corporation | 54878 | Cellu Tissue Natural Dam | NY | St Lawrence | 1 | HY | OP | 0.4 | 0.4 | 0.4 |  | 1 | 1959 | WAT |  | N | Y | N | Industrial Non-CHP | [62 empty] | N/A | [39 empty] | 0 | 0 | 10.4
32080 | Cellu Tissue Corporation | 54878 | Cellu Tissue Natural Dam | NY | St Lawrence | 2 | HY | OP | 0.3 | 0.3 | 0.3 |  | 1 | 1959 | WAT |  | N | Y | N | Industrial Non-CHP | [62 empty] | N/A | [39 empty] | 0 | 0 | 10.4
32080 | Cellu Tissue Corporation | 54878 | Cellu Tissue Natural Dam | NY | St Lawrence | 3 | HY | OP | 0.3 | 0.3 | 0.3 |  | 1 | 1959 | WAT |  | N | Y | N | Industrial Non-CHP | [62 empty] | N/A | [39 empty] | 0 | 0 | 10.4
32173 | New Athens Generating Company LLC | 55405 | Athens Generating Plant | NY | Greene | CT1 | CT | OP | 300 | 258 | 282 |  | 4 | 2004 | NG | DFO | Y | Y | N | IPP Non-CHP |  |  |  |  | N | [57 empty] | GAS | NY | Athens Generating Company | 55405 | 1 | 2010 |  | ARP, CAIRNOX, CAIROS, CAIRSO2, RGGI | 6906.15 | 12 | 2283868.66 |  | 4.668 | 0.008 | 51.732 | 924638.458 | 15558761.57 | 2 |  | Greene | Electric Utility |  |  | 42.2728 | -73.8492 | New Athens Generating Company, LLC (Owner) North American Energy Services (Operator) MACHGen, LLC (Owner) | Phase 2 |  | Operating | Combined cycle | Pipeline Natural Gas | Diesel Oil |  | Dry Low NOx Burners Water Injection Selective Catalytic Reduction |  | 2800 | 6.7885 | GAS | 392 | 304.9645 | 0.008 | 0.0006 | 9.0888
32173 | New Athens Generating Company LLC | 55405 | Athens Generating Plant | NY | Greene | CT2 | CT | OP | 300 | 258 | 282 |  | 5 | 2004 | NG | DFO | Y | Y | N | IPP Non-CHP |  |  |  |  | N | [57 empty] | GAS | NY | Athens Generating Company | 55405 | 2 | 2010 |  | ARP, CAIRNOX, CAIROS, CAIRSO2, RGGI | 5706.15 | 12 | 1867046.78 |  | 3.807 | 0.0076 | 40.044 | 754101.519 | 12689202.31 | 2 |  | Greene | Electric Utility |  |  | 42.2728 | -73.8492 | New Athens Generating Company, LLC (Owner) North American Energy Services (Operator) MACHGen, LLC (Owner) | Phase 2 |  | Operating | Combined cycle | Pipeline Natural Gas | Diesel Oil |  | Dry Low NOx Burners Water Injection Selective Catalytic Reduction |  | 2800 | 6.7688 | GAS | 383 | 320.922 | 0.0076 | 0.0006 | 9.0888
32173 | New Athens Generating Company LLC | 55405 | Athens Generating Plant | NY | Greene | CT3 | CT | OP | 300 | 258 | 282 |  | 4 | 2003 | NG | DFO | Y | Y | N | IPP Non-CHP |  |  |  |  | N | [57 empty] | GAS | NY | Athens Generating Company | 55405 | 3 | 2010 |  | ARP, CAIRNOX, CAIROS, CAIRSO2, RGGI | 6387.89 | 12 | 2064236.94 |  | 4.464 | 0.0103 | 55.552 | 841802.09 | 14161754.64 | 2 |  | Greene | Electric Utility |  |  | 42.2728 | -73.8492 | New Athens Generating Company, LLC (Owner) North American Energy Services (Operator) MACHGen, LLC (Owner) | Phase 2 |  | Operating | Combined cycle | Pipeline Natural Gas | Diesel Oil |  | Dry Low NOx Burners Water Injection Selective Catalytic Reduction |  | 2800 | 6.8068 | GAS | 382 | 322.695 | 0.0103 | 0.00063 | 9.1117
32173 | New Athens Generating Company LLC | 55405 | Athens Generating Plant | NY | Greene | ST1 | CA | OP | 141 | 121.3 | 132.5 |  | 1 | 2004 | NG |  | N | Y | N | IPP Non-CHP |  |  |  |  | N | [57 empty] | GAS | [39 empty] | 0 | 0 | 10.4
32173 | New Athens Generating Company LLC | 55405 | Athens Generating Plant | NY | Greene | ST2 | CA | OP | 141 | 121.3 | 132.5 |  | 1 | 2004 | NG |  | N | Y | N | IPP Non-CHP |  |  |  |  | N | [57 empty] | GAS | [39 empty] | 0 | 0 | 10.4
32173 | New Athens Generating Company LLC | 55405 | Athens Generating Plant | NY | Greene | ST3 | CA | OP | 141 | 121.3 | 132.5 |  | 1 | 2004 | NG |  | N | Y | N | IPP Non-CHP |  |  |  |  | N | [57 empty] | GAS | [39 empty] | 0 | 0 | 10.4
32487 | Gaylord Entertainment Co | 55037 | Opryland USA | TN | Davidson | GTO1 | GT | OP | 4.5 | 3.1 | 3.2 |  | 7 | 1995 | NG |  | N | N | Y | Commercial CHP | [62 empty] | GAS | [39 empty] | 0.27783 | 0.00312 | 9.7288
32501 | Air Liquide America Corp | 56248 | Shell Chemical | LA | Ascension | 101G | GT | OP | 40 | 34.5 | 38.2 |  | 8 | 2002 | NG |  | N | Y | Y | Industrial CHP |  |  |  |  | N | [57 empty] | GAS | [39 empty] | 0.083813 | 0.0011866 | 10.8466
32501 | Air Liquide America Corp | 56248 | Shell Chemical | LA | Ascension | 201G | GT | OP | 40 | 34.5 | 38.2 |  | 8 | 2002 | NG |  | N | Y | Y | Industrial CHP |  |  |  |  | N | [57 empty] | GAS | [39 empty] | 0.083813 | 0.0011866 | 10.8466
32790 | New Harquahala Generating Co, LLC | 55372 | Harquahala Generating Project | AZ | Maricopa | CTG1 | CT | OP | 281.7 | 206.4 | 225.6 |  | 6 | 2004 | NG |  | N | Y | N | IPP Non-CHP |  |  |  |  | N | [57 empty] | GAS | AZ | New Harquahala Generating Company, LLC | 55372 | CTG1 | 2010 |  | ARP | 1930.25 | 12 | 356725.73 |  | 1.145 | 0.0099 | 15.431 | 226861.404 | 3817380.463 | 9 |  | Maricopa | Electric Utility |  |  | 33.4759 | -113.1133 | MACHGen, LLC (Owner) North American Energy Services (Operator) | Phase 2 |  | Operating | Combustion turbine | Pipeline Natural Gas |  |  | Dry Low NOx Burners Selective Catalytic Reduction |  | 2531 | 10.5141 | GAS | 244 | 1959.2199 | 0.0099 | 0.0006 | 10.5141
32790 | New Harquahala Generating Co, LLC | 55372 | Harquahala Generating Project | AZ | Maricopa | STG1 | CA | OP | 160 | 148.8 | 150.4 |  | 6 | 2004 | NG |  | N | Y | N | IPP Non-CHP |  |  |  |  | N | [57 empty] | GAS | [39 empty] | 0 | 0 | 10.4
32790 | New Harquahala Generating Co, LLC | 55372 | Harquahala Generating Project | AZ | Maricopa | CTG2 | CT | OP | 281.7 | 206.4 | 225.6 |  | 9 | 2004 | NG |  | N | Y | N | IPP Non-CHP |  |  |  |  | N | [57 empty] | GAS | AZ | New Harquahala Generating Company, LLC | 55372 | CTG2 | 2010 |  | ARP | 2207.15 | 12 | 408473.19 |  | 1.329 | 0.0101 | 19.11 | 263297.712 | 4430474.831 | 9 |  | Maricopa | Electric Utility |  |  | 33.4759 | -113.1133 | MACHGen, LLC (Owner) North American Energy Services (Operator) | Phase 2 |  | Operating | Combustion turbine | Pipeline Natural Gas |  |  | Dry Low NOx Burners Selective Catalytic Reduction |  | 2531 | 10.6709 | GAS | 245 | 1957.0035 | 0.0101 | 0.0006 | 10.6709
32790 | New Harquahala Generating Co, LLC | 55372 | Harquahala Generating Project | AZ | Maricopa | CTG3 | CT | OP | 281.7 | 206.4 | 225.6 |  | 8 | 2004 | NG |  | N | Y | N | IPP Non-CHP |  |  |  |  | N | [57 empty] | GAS | AZ | New Harquahala Generating Company, LLC | 55372 | CTG3 | 2010 |  | ARP | 1892.97 | 12 | 349163.09 |  | 1.129 | 0.0088 | 14.357 | 223671.901 | 3763712.081 | 9 |  | Maricopa | Electric Utility |  |  | 33.4759 | -113.1133 | MACHGen, LLC (Owner) North American Energy Services (Operator) | Phase 2 |  | Operating | Combustion turbine | Pipeline Natural Gas |  |  | Dry Low NOx Burners Selective Catalytic Reduction |  | 2531 | 10.6907 | GAS | 226 | 1999.1135 | 0.0088 | 0.0006 | 10.6907
32790 | New Harquahala Generating Co, LLC | 55372 | Harquahala Generating Project | AZ | Maricopa | STG2 | CA | OP | 160 | 148.8 | 150.4 |  | 9 | 2004 | NG |  | N | Y | N | IPP Non-CHP |  |  |  |  | N | [57 empty] | GAS | [39 empty] | 0 | 0 | 10.4
32790 | New Harquahala Generating Co, LLC | 55372 | Harquahala Generating Project | AZ | Maricopa | STG3 | CA | OP | 160 | 137.6 | 150.4 |  | 8 | 2004 | NG |  | N | Y | N | IPP Non-CHP |  |  |  |  | N | [57 empty] | GAS | [39 empty] | 0 | 0 | 10.4
34028 | Calhoun Power Co LLC | 55409 | Calhoun Energy Center | AL | Calhoun | CAL1 | GT | OP | 187 | 158 | 188 |  | 1 | 2003 | NG | DFO | Y | Y | N | IPP Non-CHP |  |  |  |  | N | [57 empty] | GAS | AL | Calhoun Power Company I, LLC | 55409 | CT1 | 2010 |  | ARP, CAIRNOX, CAIROS, CAIRSO2 | 514.29 | 12 | 70869.97 |  | 0.434 | 0.0556 | 16.053 | 46598.997 | 768834.402 | 4 |  | Calhoun | Electric Utility | 4911 | Electric Services | 33.5883 | -85.9731 | FPL Energy OSI (Operator) Calhoun Power Company I, LLC (Owner) | Phase 2 |  | Operating | Combustion turbine | Pipeline Natural Gas | Diesel Oil |  | Dry Low NOx Burners Water Injection |  | 1940 | 10.6009 | GAS | 164 | 426.8293 | 0.0556 | 0.001129 | 10.6009
34028 | Calhoun Power Co LLC | 55409 | Calhoun Energy Center | AL | Calhoun | CAL2 | GT | OP | 187 | 158 | 188 |  | 2 | 2003 | NG | DFO | Y | Y | N | IPP Non-CHP |  |  |  |  | N | [57 empty] | GAS | AL | Calhoun Power Company I, LLC | 55409 | CT2 | 2010 |  | ARP, CAIRNOX, CAIROS, CAIRSO2 | 462.42 | 12 | 64568.66 |  | 0.458 | 0.0544 | 14.85 | 42815.701 | 701883.941 | 4 |  | Calhoun | Electric Utility | 4911 | Electric Services | 33.5883 | -85.9731 | FPL Energy OSI (Operator) Calhoun Power Company I, LLC (Owner) | Phase 2 |  | Operating | Combustion turbine | Pipeline Natural Gas | Diesel Oil |  | Dry Low NOx Burners Water Injection |  | 1940 | 10.5364 | GAS | 164 | 426.8293 | 0.0544 | 0.0013051 | 10.5364
34028 | Calhoun Power Co LLC | 55409 | Calhoun Energy Center | AL | Calhoun | CAL3 | GT | OP | 187 | 158 | 188 |  | 3 | 2003 | NG | DFO | Y | Y | N | IPP Non-CHP |  |  |  |  | N | [57 empty] | GAS | AL | Calhoun Power Company I, LLC | 55409 | CT3 | 2010 |  | ARP, CAIRNOX, CAIROS, CAIRSO2 | 556.9 | 12 | 77154.5 |  | 0.489 | 0.0516 | 16.819 | 50567.755 | 832942.097 | 4 |  | Calhoun | Electric Utility | 4911 | Electric Services | 33.5883 | -85.9731 | FPL Energy OSI (Operator) Calhoun Power Company I, LLC (Owner) | Phase 2 |  | Operating | Combustion turbine | Pipeline Natural Gas | Diesel Oil |  | Dry Low NOx Burners Water Injection |  | 1940 | 10.5575 | GAS | 171 | 450.2924 | 0.0516 | 0.0011742 | 10.5575
34028 | Calhoun Power Co LLC | 55409 | Calhoun Energy Center | AL | Calhoun | CAL4 | GT | OP | 187 | 158 | 188 |  | 4 | 2003 | NG | DFO | Y | Y | N | IPP Non-CHP |  |  |  |  | N | [57 empty] | GAS | AL | Calhoun Power Company I, LLC | 55409 | CT4 | 2010 |  | ARP, CAIRNOX, CAIROS, CAIRSO2 | 464.13 | 12 | 63689.71 |  | 0.402 | 0.0511 | 14.067 | 42284.11 | 697054.094 | 4 |  | Calhoun | Electric Utility | 4911 | Electric Services | 33.5883 | -85.9731 | FPL Energy OSI (Operator) Calhoun Power Company I, LLC (Owner) | Phase 2 |  | Operating | Combustion turbine | Pipeline Natural Gas | Diesel Oil |  | Dry Low NOx Burners Water Injection |  | 1940 | 10.6883 | GAS | 164 | 426.8293 | 0.0511 | 0.0011534 | 10.6883
34164 | Elk Hills Power LLC | 55400 | Elk Hills Power LLC | CA | Kern | CTG1 | CT | OP | 199 | 156 | 165 | G541 | 7 | 2003 | NG |  | N | Y | N | IPP Non-CHP |  |  |  |  | N | [57 empty] | GAS | CA | Elk Hills Power | 55400 | CTG-1 | 2010 |  | ARP | 8227.48 | 12 | 1331941.7 |  | 3.899 | 0.0063 | 37.63 | 772329.646 | 12995999.38 | 9 |  | Kern | Industrial Turbine |  |  | 35.2803 | -119.311 | Elk Hills Power, LLC (Owner/Operator) | Phase 2 |  | Operating | Combined cycle | Pipeline Natural Gas |  |  |  |  | 2061 | 7.1668 | GAS | 263 | 203.0303 | 0.0063 | 0.0006 | 7.1668
34164 | Elk Hills Power LLC | 55400 | Elk Hills Power LLC | CA | Kern | CTG2 | CT | OP | 199 | 156 | 165 | G541 | 7 | 2003 | NG |  | N | Y | N | IPP Non-CHP |  |  |  |  | N | [57 empty] | GAS | CA | Elk Hills Power | 55400 | CTG-2 | 2010 |  | ARP | 8016.92 | 12 | 1536712.43 |  | 3.854 | 0.0065 | 38.193 | 763431.128 | 12846253.79 | 9 |  | Kern | Industrial Turbine |  |  | 35.2803 | -119.311 | Elk Hills Power, LLC (Owner/Operator) | Phase 2 |  | Operating | Combined cycle | Pipeline Natural Gas |  |  |  |  | 2061 | 8.2835 | GAS | 263 | 203.0303 | 0.0065 | 0.0006 | 8.2835
34164 | Elk Hills Power LLC | 55400 | Elk Hills Power LLC | CA | Kern | STG | CA | OP | 225 | 213 | 219 | G541 | 7 | 2003 | NG |  | N | Y | N | IPP Non-CHP |  |  |  |  | N | [57 empty] | GAS | [39 empty] | 0 | 0 | 10.4
34359 | Curators of the University of Missouri | 50969 | MU Combined Heat and Power Plant | MO | Boone | GEN1 | ST | OP | 6.2 | 6 | 6.1 |  | 7 | 1961 | BIT | NG | Y | Y | Y | Commercial CHP |  |  |  |  | N |  | N | Y | [54 empty] | COAL | [39 empty] | 0.9544 | 1.3158 | 13.5238
34359 | Curators of the University of Missouri | 50969 | MU Combined Heat and Power Plant | MO | Boone | GEN2 | ST | OP | 12.5 | 12.2 | 12.3 |  | 7 | 1974 | BIT | NG | Y | Y | Y | Commercial CHP |  |  |  |  | N |  | N | Y | [54 empty] | COAL | [39 empty] | 0.70634 | 0.92086 | 12.2905
34359 | Curators of the University of Missouri | 50969 | MU Combined Heat and Power Plant | MO | Boone | GEN3 | ST | OP | 19.8 | 19.2 | 19.4 |  | 8 | 1986 | BIT | NG | Y | Y | Y | Commercial CHP |  |  |  |  | N |  | N | Y | [54 empty] | COAL | [39 empty] | 0.54223 | 0.63659 | 11.5572
34359 | Curators of the University of Missouri | 50969 | MU Combined Heat and Power Plant | MO | Boone | GEN4 | ST | OP | 14.5 | 13.3 | 13.4 |  | 7 | 1988 | BIT | NG | Y | Y | Y | Commercial CHP |  |  |  |  | N |  | N | Y | [54 empty] | COAL | [39 empty] | 0.59815 | 0.6428 | 11.6149
34359 | Curators of the University of Missouri | 50969 | MU Combined Heat and Power Plant | MO | Boone | NTG1 | GT | OP | 17.3 | 11.4 | 14.5 |  | 9 | 2002 | NG | DFO | Y | Y | Y | Commercial CHP |  |  |  |  | N | [57 empty] | GAS | [39 empty] | 0.1135 | 0.0013945 | 10.7335
34359 | Curators of the University of Missouri | 50969 | MU Combined Heat and Power Plant | MO | Boone | NTG2 | GT | OP | 17.3 | 11.4 | 14.5 |  | 9 | 2002 | NG | DFO | Y | Y | Y | Commercial CHP |  |  |  |  | N | [57 empty] | GAS | [39 empty] | 0.1135 | 0.0013945 | 10.7335
34362 | Delaware Mountain LP | 55399 | Delaware Mountain Windfarm | TX | Culberson | 1 | WT | OP | 23.3 | 23.3 | 23.3 |  | 6 | 1999 | WND |  | N | Y | N | IPP Non-CHP | [62 empty] | N/A | [39 empty] | 0 | 0 | 10.4
34389 | WindPower Partners, 1994, L.P. | 54966 | West Texas Windplant | TX | Culberson | WIND | WT | OP | 30 | 30 | 30 |  | 9 | 1995 | WND |  | N | Y | N | IPP Non-CHP | [62 empty] | N/A | [39 empty] | 0 | 0 | 10.4
34437 | Aeroturbine Energy Corporation | 56214 | Aeroturbine | CA | Riverside | WT120 | WT | OP | 4.7 | 4.7 | 4.7 |  | 9 | 1989 | WND |  | N | Y | N | IPP Non-CHP |  |  |  |  | N | [57 empty] | N/A | [39 empty] | 0 | 0 | 10.4
34505 | Edison Mission Energy | 54793 | Storm Lake 1 | IA | Buena Vista | EXIS | WT | OP | 112.5 | 112.5 | 112.5 |  | 7 | 1999 | WND |  | N | Y | N | IPP Non-CHP |  |  |  |  | N | [57 empty] | N/A | [39 empty] | 0 | 0 | 10.4
34505 | Edison Mission Energy | 56304 | San Juan Mesa | NM | Roosevelt | 1 | WT | OP | 120 | 120 | 120 |  | 12 | 2005 | WND |  | N | Y | N | IPP Non-CHP |  |  |  |  | N | [57 empty] | N/A | [39 empty] | 0 | 0 | 10.4
34505 | Edison Mission Energy | 56432 | Wildorado Wind Ranch | TX | Potter | 1 | WT | OP | 161 | 161 | 161 |  | 5 | 2007 | WND |  | N | Y | N | IPP Non-CHP |  |  |  |  | N | [57 empty] | N/A | [39 empty] | 0 | 0 | 10.4
34505 | Edison Mission Energy | 56621 | Sleeping Bear LLC | OK | Harper | 1 | WT | OP | 94.5 | 94.5 | 94.5 |  | 10 | 2007 | WND |  | N | Y | N | IPP Non-CHP |  |  |  |  | N | [57 empty] | N/A | [39 empty] | 0 | 0 | 10.4
34505 | Edison Mission Energy | 56750 | Jeffers Wind 20 LLC | MN | Cottonwood | 1 | WT | OP | 50 | 50 | 50 |  | 10 | 2008 | WND |  | N | Y | N | IPP Non-CHP |  |  |  |  | N | [57 empty] | N/A | [39 empty] | 0 | 0 | 10.4
34505 | Edison Mission Energy | 56752 | Mountain Wind Power LLC | WY | Uinta | 1 | WT | OP | 61 | 61 | 61 |  | 7 | 2008 | WND |  | N | Y | N | IPP Non-CHP |  |  |  |  | N | [57 empty] | N/A | [39 empty] | 0 | 0 | 10.4
34505 | Edison Mission Energy | 56859 | Crosswind Energy Project | IA | Palo Alto | 1 | WT | OP | 21 | 21 | 21 |  | 6 | 2007 | WND |  | N | Y | N | IPP Non-CHP | [62 empty] | N/A | [39 empty] | 0 | 0 | 10.4
34505 | Edison Mission Energy | 56945 | High Lonesome Mesa LLC | NM | Torrance | 1 | WT | OP | 100 | 100 | 100 |  | 7 | 2009 | WND |  | N | Y | N | IPP Non-CHP | [62 empty] | N/A | [39 empty] | 0 | 0 | 10.4
34505 | Edison Mission Energy | 56946 | Buffalo Bear LLC | OK | Harper | 1 | WT | OP | 18.9 | 18.9 | 18.9 |  | 12 | 2008 | WND |  | N | Y | N | IPP Non-CHP | [62 empty] | N/A | [39 empty] | 0 | 0 | 10.4
34505 | Edison Mission Energy | 56947 | Elkhorn Ridge Wind LLC | NE | Knox | 1 | WT | OP | 81 | 81 | 81 |  | 3 | 2009 | WND |  | N | Y | N | IPP Non-CHP | [62 empty] | N/A | [39 empty] | 0 | 0 | 10.4
34505 | Edison Mission Energy | 57261 | Taloga Wind LLC | OK | Dewey | 1 | WT | OP | 130 | 130 | 130 |  | 7 | 2011 | WND |  | N | Y | N | IPP Non-CHP | [62 empty] | N/A | [39 empty] | 0 | 0 | 10.4
34505 | Edison Mission Energy | 54793 | Storm Lake 1 | IA | Buena Vista | 2 | WT | OP | 0.7 | 0.7 | 0.7 |  | 6 | 1999 | WND |  | N | Y | N | IPP Non-CHP |  |  |  |  | N | [57 empty] | N/A | [39 empty] | 0 | 0 | 10.4
34505 | Edison Mission Energy | 54793 | Storm Lake 1 | IA | Buena Vista | 3 | WT | OP | 0.7 | 0.7 | 0.7 |  | 6 | 1999 | WND |  | N | Y | N | IPP Non-CHP |  |  |  |  | N | [57 empty] | N/A | [39 empty] | 0 | 0 | 10.4
34505 | Edison Mission Energy | 55353 | Lakota Ridge LLC | MN | Lincoln | NMO1 | WT | OP | 11.2 | 11.2 | 11.2 |  | 4 | 1999 | WND |  | N | Y | N | IPP Non-CHP | [62 empty] | N/A | [39 empty] | 0 | 0 | 10.4
34505 | Edison Mission Energy | 55354 | Shaokatan Hills LLC | MN | Lincoln | 6150 | WT | OP | 11.8 | 11.8 | 11.8 |  | 8 | 1999 | WND |  | N | Y | N | IPP Non-CHP | [62 empty] | N/A | [39 empty] | 0 | 0 | 10.4
34505 | Edison Mission Energy | 56199 | TG Windfarm LLC | MN | Pipestone | 1 | WT | OP | 2 | 2 | 2 |  | 11 | 2003 | WND |  | N | Y | N | IPP Non-CHP | [62 empty] | N/A | [39 empty] | 0 | 0 | 10.4
34505 | Edison Mission Energy | 56200 | CG Windfarm LLC | MN | Pipestone | I | WT | OP | 2 | 2 | 2 |  | 12 | 2003 | WND |  | N | Y | N | IPP Non-CHP | [62 empty] | N/A | [39 empty] | 0 | 0 | 10.4
34505 | Edison Mission Energy | 56201 | Bisson Windfarm LLC | MN | Pipestone | I | WT | OP | 2 | 2 | 2 |  | 10 | 2003 | WND |  | N | Y | N | IPP Non-CHP | [62 empty] | N/A | [39 empty] | 0 | 0 | 10.4
34505 | Edison Mission Energy | 56203 | Westridge Windfarm LLC | MN | Pipestone | 1 | WT | OP | 2 | 2 | 2 |  | 11 | 2003 | WND |  | N | Y | N | IPP Non-CHP | [62 empty] | N/A | [39 empty] | 0 | 0 | 10.4
34505 | Edison Mission Energy | 56206 | K-Brink Windfarm LLC | MN | Pipestone | 1 | WT | OP | 2 | 2 | 2 |  | 2 | 2003 | WND |  | N | Y | N | IPP Non-CHP | [62 empty] | N/A | [39 empty] | 0 | 0 | 10.4
34505 | Edison Mission Energy | 56209 | Boeve Windfarm LLC | MN | Pipestone | 1 | WT | OP | 2 | 2 | 2 |  | 8 | 2003 | WND |  | N | Y | N | IPP Non-CHP | [62 empty] | N/A | [39 empty] | 0 | 0 | 10.4
34505 | Edison Mission Energy | 56543 | Eastridge Wind Project | MN | Murray | 1 | WT | OP | 10.4 | 10.4 | 10.4 |  | 4 | 2006 | WND |  | N | Y | N | IPP Non-CHP | [62 empty] | N/A | [39 empty] | 0 | 0 | 10.4
34505 | Edison Mission Energy | 56544 | Windom Wind Project | MN | Cottonwood | 1 | WT | OP | 15.6 | 15.6 | 15.6 |  | 3 | 2006 | WND |  | N | Y | N | IPP Non-CHP | [62 empty] | N/A | [39 empty] | 0 | 0 | 10.4
34505 | Edison Mission Energy | 56699 | Forward Windpower LLC | PA | Somerset | 1 | WT | OP | 29.4 | 29.4 | 29.4 |  | 4 | 2008 | WND |  | N | Y | N | IPP Non-CHP | [62 empty] | N/A | [39 empty] | 0 | 0 | 10.4
34505 | Edison Mission Energy | 56700 | Lookout Windpower LLC | PA | Somerset | 1 | WT | OP | 37.8 | 37.8 | 37.8 |  | 10 | 2008 | WND |  | N | Y | N | IPP Non-CHP | [62 empty] | N/A | [39 empty] | 0 | 0 | 10.4
34505 | Edison Mission Energy | 56751 | Spanish Fork Wind Park 2 LLC | UT | Utah | 1 | WT | OP | 18.9 | 18.9 | 18.9 |  | 7 | 2008 | WND |  | N | Y | N | IPP Non-CHP |  |  |  |  | N | [57 empty] | N/A | [39 empty] | 0 | 0 | 10.4
34505 | Edison Mission Energy | 56753 | Mountain Wind Power II LLC | WY | Uinta | 1 | WT | OP | 80 | 80 | 80 |  | 9 | 2008 | WND |  | N | Y | N | IPP Non-CHP |  |  |  |  | N | [57 empty] | N/A | [39 empty] | 0 | 0 | 10.4
34505 | Edison Mission Energy | 56754 | Goat Wind LP | TX | Sterling | 1 | WT | OP | 80 | 80 | 80 |  | 4 | 2008 | WND |  | N | Y | N | IPP Non-CHP |  |  |  |  | N | [57 empty] | N/A | [39 empty] | 0 | 0 | 10.4
34505 | Edison Mission Energy | 56754 | Goat Wind LP | TX | Sterling | 2 | WT | OP | 69.6 | 69.6 | 69.6 |  | 6 | 2009 | WND |  | N | Y | N | IPP Non-CHP | [62 empty] | N/A | [39 empty] | 0 | 0 | 10.4
34505 | Edison Mission Energy | 56755 | Odin Wind Farm | MN | Cottonwood | 1 | WT | OP | 20 | 20 | 20 |  | 5 | 2008 | WND |  | N | Y | N | IPP Non-CHP |  |  |  |  | N | [57 empty] | N/A | [39 empty] | 0 | 0 | 10.4
34505 | Edison Mission Energy | 56860 | Hardin Hilltop Wind LLC | IA | GREENE | 1 | WT | OP | 14.7 | 14.7 | 14.7 |  | 5 | 2007 | WND |  | N | Y | N | IPP Non-CHP | [62 empty] | N/A | [39 empty] | 0 | 0 | 10.4
34505 | Edison Mission Energy | 57135 | Big Sky Wind LLC | IL | Bureau | 1 | WT | OP | 240 | 240 | 240 |  | 2 | 2011 | WND |  | N | Y | N | IPP Non-CHP | [62 empty] | N/A | [39 empty] | 0 | 0 | 10.4
34505 | Edison Mission Energy | 57260 | Cedro Hill Wind LLC | TX | Webb | 1 | WT | OP | 150 | 150 | 150 |  | 12 | 2010 | WND |  | N | Y | N | IPP Non-CHP | [62 empty] | N/A | [39 empty] | 0 | 0 | 10.4
34505 | Edison Mission Energy | 57262 | Laredo Ridge Wind LLC | NE | Boone | 1 | WT | OP | 79.9 | 79.9 | 79.9 |  | 2 | 2011 | WND |  | N | Y | N | IPP Non-CHP | [62 empty] | N/A | [39 empty] | 0 | 0 | 10.4
34505 | Edison Mission Energy | 57385 | Community Wind North LLC | MN | LINCOLN | 34505 | WT | OP | 30 | 30 | 30 |  | 5 | 2011 | WND |  | N | Y | N | IPP Non-CHP |  |  |  |  | N | [57 empty] | N/A | [39 empty] | 0 | 0 | 10.4
34514 | EPCOR Generation Inc | 54580 | Curtis Palmer Hydroelectric | NY | Saratoga | C1 | HY | OP | 2.6 | 2.5 | 2.5 |  | 3 | 1986 | WAT |  | N | Y | N | IPP Non-CHP |  |  |  |  | N | [57 empty] | N/A | [39 empty] | 0 | 0 | 10.4
34514 | EPCOR Generation Inc | 54580 | Curtis Palmer Hydroelectric | NY | Saratoga | C2 | HY | OP | 2.6 | 2.5 | 2.5 |  | 1 | 1986 | WAT |  | N | Y | N | IPP Non-CHP |  |  |  |  | N | [57 empty] | N/A | [39 empty] | 0 | 0 | 10.4
34514 | EPCOR Generation Inc | 54580 | Curtis Palmer Hydroelectric | NY | Saratoga | C3 | HY | OP | 2.6 | 2.4 | 2.4 |  | 12 | 1985 | WAT |  | N | Y | N | IPP Non-CHP |  |  |  |  | N | [57 empty] | N/A | [39 empty] | 0 | 0 | 10.4
34514 | EPCOR Generation Inc | 54580 | Curtis Palmer Hydroelectric | NY | Saratoga | C4 | HY | OP | 1 | 1.1 | 1.1 |  | 11 | 1985 | WAT |  | N | Y | N | IPP Non-CHP |  |  |  |  | N | [57 empty] | N/A | [39 empty] | 0 | 0 | 10.4
34514 | EPCOR Generation Inc | 54580 | Curtis Palmer Hydroelectric | NY | Saratoga | C5 | HY | OP | 1 | 1.1 | 1.1 |  | 10 | 1985 | WAT |  | N | Y | N | IPP Non-CHP |  |  |  |  | N | [57 empty] | N/A | [39 empty] | 0 | 0 | 10.4
34514 | EPCOR Generation Inc | 54580 | Curtis Palmer Hydroelectric | NY | Saratoga | P1 | HY | OP | 24.6 | 25 | 25 |  | 11 | 1986 | WAT |  | N | Y | N | IPP Non-CHP |  |  |  |  | N | [57 empty] | N/A | [39 empty] | 0 | 0 | 10.4
34514 | EPCOR Generation Inc | 54580 | Curtis Palmer Hydroelectric | NY | Saratoga | P2 | HY | OP | 24.6 | 25 | 25 |  | 10 | 1986 | WAT |  | N | Y | N | IPP Non-CHP |  |  |  |  | N | [57 empty] | N/A | [39 empty] | 0 | 0 | 10.4
34612 | Sheldon Vermont Hydro Co., Inc. | 10494 | Sheldon Springs Hydroelectric | VT | Franklin | IG-1 | HY | OP | 1.8 | 1.7 | 1.7 |  | 7 | 1988 | WAT |  | N | Y | N | IPP Non-CHP | [62 empty] | N/A | [39 empty] | 0 | 0 | 10.4
34612 | Sheldon Vermont Hydro Co., Inc. | 10494 | Sheldon Springs Hydroelectric | VT | Franklin | IG-2 | HY | OP | 1.8 | 1.7 | 1.7 |  | 7 | 1988 | WAT |  | N | Y | N | IPP Non-CHP | [62 empty] | N/A | [39 empty] | 0 | 0 | 10.4
34612 | Sheldon Vermont Hydro Co., Inc. | 10494 | Sheldon Springs Hydroelectric | VT | Franklin | IG-3 | HY | OP | 0.2 | 0.2 | 0.2 |  | 7 | 1988 | WAT |  | N | Y | N | IPP Non-CHP | [62 empty] | N/A | [39 empty] | 0 | 0 | 10.4
34612 | Sheldon Vermont Hydro Co., Inc. | 10494 | Sheldon Springs Hydroelectric | VT | Franklin | SG-1 | HY | OP | 10.2 | 9.7 | 9.4 |  | 7 | 1988 | WAT |  | N | Y | N | IPP Non-CHP | [62 empty] | N/A | [39 empty] | 0 | 0 | 10.4
34612 | Sheldon Vermont Hydro Co., Inc. | 10494 | Sheldon Springs Hydroelectric | VT | Franklin | SG-2 | HY | OP | 10.2 | 9.7 | 9.4 |  | 7 | 1988 | WAT |  | N | Y | N | IPP Non-CHP | [62 empty] | N/A | [39 empty] | 0 | 0 | 10.4
34612 | Sheldon Vermont Hydro Co., Inc. | 10494 | Sheldon Springs Hydroelectric | VT | Franklin | SG-3 | HY | OP | 1 | 1 | 0.9 |  | 7 | 1988 | WAT |  | N | Y | N | IPP Non-CHP | [62 empty] | N/A | [39 empty] | 0 | 0 | 10.4
34672 | DTE Energy Services | 50407 | Mobile Energy Services LLC | AL | Mobile | GEN5 | ST | OP | 61 | 56.1 | 55.6 |  | 8 | 1985 | BIT | WDS | Y | Y | Y | IPP CHP | [5 empty] | Y |  | Y | [54 empty] | COAL | [39 empty] | 0.33344 | 0.54269 | 11.3065
34688 | CHI Energy Inc | 55790 | Fenner Wind | NY | Madison | 1 | WT | OP | 30 | 30 | 30 |  | 10 | 2001 | WND |  | N | Y | N | IPP Non-CHP | [62 empty] | N/A | [39 empty] | 0 | 0 | 10.4
34688 | CHI Energy Inc | 10538 | Dexter Plant | NY | Jefferson | GEN1 | HY | OP | 0.5 | 0.5 | 0.5 |  | 1 | 1931 | WAT |  | N | Y | N | IPP Non-CHP | [62 empty] | N/A | [39 empty] | 0 | 0 | 10.4
34688 | CHI Energy Inc | 10538 | Dexter Plant | NY | Jefferson | GEN2 | HY | OP | 0.5 | 0.5 | 0.5 |  | 1 | 1931 | WAT |  | N | Y | N | IPP Non-CHP | [62 empty] | N/A | [39 empty] | 0 | 0 | 10.4
34688 | CHI Energy Inc | 10538 | Dexter Plant | NY | Jefferson | GEN3 | HY | OP | 0.2 | 0.2 | 0.2 |  | 1 | 1958 | WAT |  | N | Y | N | IPP Non-CHP | [62 empty] | N/A | [39 empty] | 0 | 0 | 10.4
34688 | CHI Energy Inc | 10538 | Dexter Plant | NY | Jefferson | GEN4 | HY | OP | 0.2 | 0.2 | 0.2 |  | 7 | 1986 | WAT |  | N | Y | N | IPP Non-CHP | [62 empty] | N/A | [39 empty] | 0 | 0 | 10.4
34688 | CHI Energy Inc | 10538 | Dexter Plant | NY | Jefferson | GEN5 | HY | OP | 0.2 | 0.2 | 0.2 |  | 7 | 1986 | WAT |  | N | Y | N | IPP Non-CHP | [62 empty] | N/A | [39 empty] | 0 | 0 | 10.4
34688 | CHI Energy Inc | 10538 | Dexter Plant | NY | Jefferson | GEN6 | HY | OP | 1.3 | 1.2 | 1.2 |  | 7 | 1988 | WAT |  | N | Y | N | IPP Non-CHP | [62 empty] | N/A | [39 empty] | 0 | 0 | 10.4
34688 | CHI Energy Inc | 10538 | Dexter Plant | NY | Jefferson | GEN7 | HY | OP | 1.3 | 1.2 | 1.2 |  | 5 | 1988 | WAT |  | N | Y | N | IPP Non-CHP | [62 empty] | N/A | [39 empty] | 0 | 0 | 10.4
34688 | CHI Energy Inc | 10539 | Theresa Plant | NY | Jefferson | GEN1 | HY | OP | 1 | 1 | 0.9 |  | 1 | 1929 | WAT |  | N | Y | N | IPP Non-CHP | [62 empty] | N/A | [39 empty] | 0 | 0 | 10.4
34688 | CHI Energy Inc | 10539 | Theresa Plant | NY | Jefferson | GEN2 | HY | OP | 0.3 | 0.3 | 0.3 |  | 1 | 1927 | WAT |  | N | Y | N | IPP Non-CHP | [62 empty] | N/A | [39 empty] | 0 | 0 | 10.4
34688 | CHI Energy Inc | 10540 | Diamond Island Plant | NY | Jefferson | GEN1 | HY | OP | 0.4 | 0.4 | 0.4 |  | 1 | 1914 | WAT |  | N | Y | N | IPP Non-CHP | [62 empty] | N/A | [39 empty] | 0 | 0 | 10.4
34688 | CHI Energy Inc | 10540 | Diamond Island Plant | NY | Jefferson | GEN2 | HY | OP | 0.4 | 0.4 | 0.4 |  | 1 | 1914 | WAT |  | N | Y | N | IPP Non-CHP | [62 empty] | N/A | [39 empty] | 0 | 0 | 10.4
34688 | CHI Energy Inc | 10540 | Diamond Island Plant | NY | Jefferson | GEN3 | HY | OP | 0.4 | 0.4 | 0.4 |  | 1 | 1914 | WAT |  | N | Y | N | IPP Non-CHP | [62 empty] | N/A | [39 empty] | 0 | 0 | 10.4
34688 | CHI Energy Inc | 10544 | Hailesboro 4 Plant | NY | ST Lawrence | GEN1 | HY | OP | 0.8 | 0.8 | 0.7 |  | 1 | 1922 | WAT |  | N | Y | N | IPP Non-CHP | [62 empty] | N/A | [39 empty] | 0 | 0 | 10.4
34688 | CHI Energy Inc | 10544 | Hailesboro 4 Plant | NY | ST Lawrence | GEN2 | HY | OP | 0.6 | 0.6 | 0.6 |  | 1 | 1922 | WAT |  | N | Y | N | IPP Non-CHP | [62 empty] | N/A | [39 empty] | 0 | 0 | 10.4
34688 | CHI Energy Inc | 10545 | Copenhagen Plant | NY | Lewis | GEN1 | HY | OP | 1.5 | 1.4 | 1.4 |  | 6 | 1984 | WAT |  | N | Y | N | IPP Non-CHP | [62 empty] | N/A | [39 empty] | 0 | 0 | 10.4
34688 | CHI Energy Inc | 10545 | Copenhagen Plant | NY | Lewis | GEN2 | HY | OP | 1.5 | 1.4 | 1.4 |  | 6 | 1984 | WAT |  | N | Y | N | IPP Non-CHP | [62 empty] | N/A | [39 empty] | 0 | 0 | 10.4
34688 | CHI Energy Inc | 10545 | Copenhagen Plant | NY | Lewis | GEN3 | HY | OP | 0.3 | 0.3 | 0.3 |  | 8 | 1984 | WAT |  | N | Y | N | IPP Non-CHP | [62 empty] | N/A | [39 empty] | 0 | 0 | 10.4
34688 | CHI Energy Inc | 10546 | Beaver Valley Patterson Dam | PA | Beaver | GEN1 | HY | OP | 0.4 | 0.4 | 0.4 |  | 9 | 1982 | WAT |  | N | Y | N | IPP Non-CHP | [62 empty] | N/A | [39 empty] | 0 | 0 | 10.4
34688 | CHI Energy Inc | 10546 | Beaver Valley Patterson Dam | PA | Beaver | GEN2 | HY | OP | 0.4 | 0.4 | 0.4 |  | 9 | 1982 | WAT |  | N | Y | N | IPP Non-CHP | [62 empty] | N/A | [39 empty] | 0 | 0 | 10.4
34688 | CHI Energy Inc | 10546 | Beaver Valley Patterson Dam | PA | Beaver | GEN3 | HY | OP | 0.4 | 0.4 | 0.4 |  | 9 | 1982 | WAT |  | N | Y | N | IPP Non-CHP | [62 empty] | N/A | [39 empty] | 0 | 0 | 10.4
34688 | CHI Energy Inc | 10547 | Pyrites Plant | NY | ST Lawrence | GEN1 | HY | OP | 1.2 | 1.1 | 1.1 |  | 1 | 1949 | WAT |  | N | Y | N | IPP Non-CHP | [62 empty] | N/A | [39 empty] | 0 | 0 | 10.4
34688 | CHI Energy Inc | 10547 | Pyrites Plant | NY | ST Lawrence | GEN2 | HY | OP | 3.5 | 3.3 | 3.2 |  | 12 | 1985 | WAT |  | N | Y | N | IPP Non-CHP | [62 empty] | N/A | [39 empty] | 0 | 0 | 10.4
34688 | CHI Energy Inc | 10547 | Pyrites Plant | NY | ST Lawrence | GEN3 | HY | OP | 3.5 | 3.3 | 3.2 |  | 12 | 1985 | WAT |  | N | Y | N | IPP Non-CHP | [62 empty] | N/A | [39 empty] | 0 | 0 | 10.4
34688 | CHI Energy Inc | 10687 | Black River Hydro Associates | NY | Lewis | DE1 | HY | OP | 1.6 | 1.5 | 1.5 |  | 1 | 1984 | WAT |  | N | Y | N | IPP Non-CHP | [62 empty] | N/A | [39 empty] | 0 | 0 | 10.4
34688 | CHI Energy Inc | 10687 | Black River Hydro Associates | NY | Lewis | PL1 | HY | OP | 2.2 | 2.1 | 2 |  | 1 | 1984 | WAT |  | N | Y | N | IPP Non-CHP | [62 empty] | N/A | [39 empty] | 0 | 0 | 10.4
34688 | CHI Energy Inc | 10687 | Black River Hydro Associates | NY | Lewis | RI1 | HY | OP | 1.9 | 1.8 | 1.8 |  | 1 | 1984 | WAT |  | N | Y | N | IPP Non-CHP | [62 empty] | N/A | [39 empty] | 0 | 0 | 10.4
34688 | CHI Energy Inc | 50079 | Goodyear Lake Plant | NY | Otsego | GEN1 | HY | OP | 0.8 | 0.8 | 0.7 |  | 8 | 1980 | WAT |  | N | Y | N | IPP Non-CHP | [62 empty] | N/A | [39 empty] | 0 | 0 | 10.4
34688 | CHI Energy Inc | 50079 | Goodyear Lake Plant | NY | Otsego | GEN2 | HY | OP | 0.6 | 0.6 | 0.6 |  | 8 | 1980 | WAT |  | N | Y | N | IPP Non-CHP | [62 empty] | N/A | [39 empty] | 0 | 0 | 10.4
34689 | Triton Power Co | 50093 | Chateaugay High Falls Hydro | NY | Franklin | WT | HY | OP | 1.7 | 1.6 | 1.6 |  | 12 | 1988 | WAT |  | N | Y | N | IPP Non-CHP | [62 empty] | N/A | [39 empty] | 0 | 0 | 10.4
34691 | Ormat Nevada Inc | 10018 | Desert Peak Power Plant | NV | Lyon | GEN2 | BT | OP | 15 | 10 | 15 |  | 6 | 2006 | GEO |  | N | Y | N | IPP Non-CHP |  |  |  |  | N | [57 empty] | N/A | [39 empty] | 0 | 0 | 10.4
34691 | Ormat Nevada Inc | 10018 | Desert Peak Power Plant | NV | Lyon | OEC2 | BT | OP | 11 | 7.5 | 8 |  | 6 | 2006 | GEO |  | N | Y | N | IPP Non-CHP |  |  |  |  | N | [57 empty] | N/A | [39 empty] | 0 | 0 | 10.4
34691 | Ormat Nevada Inc | 10481 | Mammoth Pacific II | CA | Mono | 1 | BT | OP | 5 | 3 | 5 |  | 12 | 1990 | GEO |  | N | Y | N | IPP Non-CHP |  |  |  |  | N | [57 empty] | N/A | [39 empty] | 0 | 0 | 10.4
34691 | Ormat Nevada Inc | 10763 | Geo East Mesa III | CA | Imperial | GEN1 | ST | OP | 20 | 18.5 | 18.5 |  | 5 | 1989 | GEO |  | N | Y | N | IPP Non-CHP |  |  |  |  | N | [57 empty] | N/A | [39 empty] | 0 | 0 | 10.4
34691 | Ormat Nevada Inc | 54038 | Geo East Mesa II | CA | Imperial | GEN1 | ST | OP | 20 | 18.5 | 18.5 |  | 4 | 1989 | GEO |  | N | Y | N | IPP Non-CHP |  |  |  |  | N | [57 empty] | N/A | [39 empty] | 0 | 0 | 10.4
34691 | Ormat Nevada Inc | 56321 | Richard Burdette Geothermal | NV | Washoe | 1 | BT | OP | 15 | 7.8 | 11 |  | 11 | 2005 | GEO |  | N | Y | N | IPP Non-CHP |  |  |  |  | N | [57 empty] | N/A | [39 empty] | 0 | 0 | 10.4
34691 | Ormat Nevada Inc | 56321 | Richard Burdette Geothermal | NV | Washoe | OEC2 | BT | OP | 15 | 7.8 | 11 |  | 11 | 2005 | GEO |  | N | Y | N | IPP Non-CHP | [62 empty] | N/A | [39 empty] | 0 | 0 | 10.4
34691 | Ormat Nevada Inc | 56540 | Galena 2 Geothermal Power Plant | NV | WASHOE | GEN1 | BT | OP | 13.5 | 9.2 | 10.4 |  | 4 | 2007 | GEO |  | N | Y | N | IPP Non-CHP | [62 empty] | N/A | [39 empty] | 0 | 0 | 10.4
34691 | Ormat Nevada Inc | 56541 | Galena 3 Geothermal Power Plant | NV | Washoe | GEN1 | BT | OP | 15 | 7.9 | 11.2 |  | 2 | 2008 | GEO |  | N | Y | N | IPP Non-CHP | [62 empty] | N/A | [39 empty] | 0 | 0 | 10.4
34691 | Ormat Nevada Inc | 56541 | Galena 3 Geothermal Power Plant | NV | Washoe | GEN2 | BT | OP | 15 | 7.9 | 11.2 |  | 2 | 2008 | GEO |  | N | Y | N | IPP Non-CHP | [62 empty] | N/A | [39 empty] | 0 | 0 | 10.4
34691 | Ormat Nevada Inc | 10479 | Ples I | CA | Mono | T101 | BT | OP | 5 | 4.5 | 5.1 |  | 12 | 1990 | GEO |  | N | Y | N | IPP Non-CHP | [62 empty] | N/A | [39 empty] | 0 | 0 | 10.4
34691 | Ormat Nevada Inc | 10479 | Ples I | CA | Mono | T102 | BT | OP | 5 | 5.5 | 6.1 |  | 12 | 1990 | GEO |  | N | Y | N | IPP Non-CHP | [62 empty] | N/A | [39 empty] | 0 | 0 | 10.4
34691 | Ormat Nevada Inc | 10479 | Ples I | CA | Mono | T103 | BT | OP | 5 | 5.5 | 6.1 |  | 12 | 1990 | GEO |  | N | Y | N | IPP Non-CHP | [62 empty] | N/A | [39 empty] | 0 | 0 | 10.4
34691 | Ormat Nevada Inc | 10480 | Mammoth Pacific I | CA | Mono | GEN1 | BT | OP | 5 | 3.2 | 4.4 |  | 12 | 1984 | GEO |  | N | Y | N | IPP Non-CHP |  |  |  |  | N | [57 empty] | N/A | [39 empty] | 0 | 0 | 10.4
34691 | Ormat Nevada Inc | 10480 | Mammoth Pacific I | CA | Mono | GEN2 | BT | OP | 5 | 2.6 | 3.8 |  | 12 | 1984 | GEO |  | N | Y | N | IPP Non-CHP |  |  |  |  | N | [57 empty] | N/A | [39 empty] | 0 | 0 | 10.4
34691 | Ormat Nevada Inc | 10481 | Mammoth Pacific II | CA | Mono | 2 | BT | OP | 5 | 3 | 5 |  | 12 | 1990 | GEO |  | N | Y | N | IPP Non-CHP |  |  |  |  | N | [57 empty] | N/A | [39 empty] | 0 | 0 | 10.4
34691 | Ormat Nevada Inc | 10481 | Mammoth Pacific II | CA | Mono | 3 | BT | OP | 5 | 3 | 5 |  | 12 | 1990 | GEO |  | N | Y | N | IPP Non-CHP |  |  |  |  | N | [57 empty] | N/A | [39 empty] | 0 | 0 | 10.4
34691 | Ormat Nevada Inc | 10481 | Mammoth Pacific II | CA | Mono | T101 | BT | OP | 5 | 3.8 | 4.4 |  | 12 | 1990 | GEO |  | N | Y | N | IPP Non-CHP |  |  |  |  | N | [57 empty] | N/A | [39 empty] | 0 | 0 | 10.4
34691 | Ormat Nevada Inc | 10481 | Mammoth Pacific II | CA | Mono | T102 | BT | OP | 5 | 4.6 | 5 |  | 12 | 1990 | GEO |  | N | Y | N | IPP Non-CHP |  |  |  |  | N | [57 empty] | N/A | [39 empty] | 0 | 0 | 10.4
34691 | Ormat Nevada Inc | 10481 | Mammoth Pacific II | CA | Mono | T103 | BT | OP | 5 | 4.2 | 4.8 |  | 12 | 1990 | GEO |  | N | Y | N | IPP Non-CHP |  |  |  |  | N | [57 empty] | N/A | [39 empty] | 0 | 0 | 10.4
34691 | Ormat Nevada Inc | 10763 | Geo East Mesa III | CA | Imperial | GBU | BT | OP | 8 | 6.5 | 6.5 |  | 3 | 2007 | GEO |  | N | Y | N | IPP Non-CHP |  |  |  |  | N | [57 empty] | N/A | [39 empty] | 0 | 0 | 10.4
34691 | Ormat Nevada Inc | 50654 | Steamboat Hills LP | NV | WASHOE | GEN1 | ST | OP | 14.6 | 5.5 | 7.3 |  | 2 | 1988 | GEO |  | N | Y | N | IPP Non-CHP |  |  |  |  | N | [57 empty] | N/A | [39 empty] | 0 | 0 | 10.4
34691 | Ormat Nevada Inc | 50654 | Steamboat Hills LP | NV | WASHOE | OEC41 | BT | OP | 5.5 | 2.1 | 2.7 |  | 4 | 2007 | GEO |  | N | Y | N | IPP Non-CHP |  |  |  |  | N | [57 empty] | N/A | [39 empty] | 0 | 0 | 10.4
34691 | Ormat Nevada Inc | 50762 | Ormesa IH | CA | Imperial | OE11 | ST | OP | 1.2 | 1 | 1.2 |  | 12 | 1989 | GEO |  | N | Y | N | IPP Non-CHP |  |  |  |  | N | [57 empty] | N/A | [39 empty] | 0 | 0 | 10.4
34691 | Ormat Nevada Inc | 50762 | Ormesa IH | CA | Imperial | OE12 | ST | OP | 1.2 | 1 | 1.2 |  | 12 | 1989 | GEO |  | N | Y | N | IPP Non-CHP |  |  |  |  | N | [57 empty] | N/A | [39 empty] | 0 | 0 | 10.4
34691 | Ormat Nevada Inc | 50762 | Ormesa IH | CA | Imperial | OE13 | ST | OP | 1.2 | 1 | 1.2 |  | 12 | 1989 | GEO |  | N | Y | N | IPP Non-CHP |  |  |  |  | N | [57 empty] | N/A | [39 empty] | 0 | 0 | 10.4
34691 | Ormat Nevada Inc | 50762 | Ormesa IH | CA | Imperial | OE14 | ST | OP | 1.2 | 1 | 1.2 |  | 12 | 1989 | GEO |  | N | Y | N | IPP Non-CHP |  |  |  |  | N | [57 empty] | N/A | [39 empty] | 0 | 0 | 10.4
34691 | Ormat Nevada Inc | 50762 | Ormesa IH | CA | Imperial | OE15 | ST | OP | 1.2 | 1 | 1.2 |  | 12 | 1989 | GEO |  | N | Y | N | IPP Non-CHP |  |  |  |  | N | [57 empty] | N/A | [39 empty] | 0 | 0 | 10.4
34691 | Ormat Nevada Inc | 50762 | Ormesa IH | CA | Imperial | OE16 | ST | OP | 1.2 | 1 | 1.2 |  | 12 | 1989 | GEO |  | N | Y | N | IPP Non-CHP |  |  |  |  | N | [57 empty] | N/A | [39 empty] | 0 | 0 | 10.4
34691 | Ormat Nevada Inc | 50762 | Ormesa IH | CA | Imperial | OE21 | ST | OP | 1.2 | 0.6 | 0.8 |  | 12 | 1989 | GEO |  | N | Y | N | IPP Non-CHP |  |  |  |  | N | [57 empty] | N/A | [39 empty] | 0 | 0 | 10.4
34691 | Ormat Nevada Inc | 50762 | Ormesa IH | CA | Imperial | OE22 | ST | OP | 1.2 | 0.6 | 0.8 |  | 12 | 1989 | GEO |  | N | Y | N | IPP Non-CHP |  |  |  |  | N | [57 empty] | N/A | [39 empty] | 0 | 0 | 10.4
34691 | Ormat Nevada Inc | 50762 | Ormesa IH | CA | Imperial | OE23 | ST | OP | 1.2 | 0.6 | 0.8 |  | 12 | 1989 | GEO |  | N | Y | N | IPP Non-CHP |  |  |  |  | N | [57 empty] | N/A | [39 empty] | 0 | 0 | 10.4
34691 | Ormat Nevada Inc | 50762 | Ormesa IH | CA | Imperial | OE24 | ST | OP | 1.2 | 0.6 | 0.8 |  | 12 | 1989 | GEO |  | N | Y | N | IPP Non-CHP |  |  |  |  | N | [57 empty] | N/A | [39 empty] | 0 | 0 | 10.4
34691 | Ormat Nevada Inc | 50762 | Ormesa IH | CA | Imperial | OE25 | ST | OP | 1.2 | 0.6 | 0.8 |  | 12 | 1989 | GEO |  | N | Y | N | IPP Non-CHP |  |  |  |  | N | [57 empty] | N/A | [39 empty] | 0 | 0 | 10.4
34691 | Ormat Nevada Inc | 50762 | Ormesa IH | CA | Imperial | OE26 | ST | OP | 1.2 | 0.6 | 0.8 |  | 12 | 1989 | GEO |  | N | Y | N | IPP Non-CHP |  |  |  |  | N | [57 empty] | N/A | [39 empty] | 0 | 0 | 10.4
34691 | Ormat Nevada Inc | 50764 | Ormesa IE | CA | Imperial | OE10 | ST | OP | 1.2 | 0.6 | 0.8 |  | 12 | 1988 | GEO |  | N | Y | N | IPP Non-CHP | [62 empty] | N/A | [39 empty] | 0 | 0 | 10.4
34691 | Ormat Nevada Inc | 50764 | Ormesa IE | CA | Imperial | OE11 | ST | OP | 1.2 | 1 | 1.2 |  | 12 | 1988 | GEO |  | N | Y | N | IPP Non-CHP | [62 empty] | N/A | [39 empty] | 0 | 0 | 10.4
34691 | Ormat Nevada Inc | 50764 | Ormesa IE | CA | Imperial | OE12 | ST | OP | 1.2 | 0.6 | 0.8 |  | 12 | 1988 | GEO |  | N | Y | N | IPP Non-CHP | [62 empty] | N/A | [39 empty] | 0 | 0 | 10.4
34691 | Ormat Nevada Inc | 50764 | Ormesa IE | CA | Imperial | OEC1 | ST | OP | 1.2 | 1 | 1.2 |  | 12 | 1988 | GEO |  | N | Y | N | IPP Non-CHP | [62 empty] | N/A | [39 empty] | 0 | 0 | 10.4
34691 | Ormat Nevada Inc | 50764 | Ormesa IE | CA | Imperial | OEC2 | ST | OP | 1.2 | 0.6 | 0.8 |  | 12 | 1988 | GEO |  | N | Y | N | IPP Non-CHP | [62 empty] | N/A | [39 empty] | 0 | 0 | 10.4
34691 | Ormat Nevada Inc | 50764 | Ormesa IE | CA | Imperial | OEC3 | ST | OP | 1.2 | 1 | 1.2 |  | 12 | 1988 | GEO |  | N | Y | N | IPP Non-CHP | [62 empty] | N/A | [39 empty] | 0 | 0 | 10.4
34691 | Ormat Nevada Inc | 50764 | Ormesa IE | CA | Imperial | OEC4 | ST | OP | 1.2 | 0.6 | 0.8 |  | 12 | 1988 | GEO |  | N | Y | N | IPP Non-CHP | [62 empty] | N/A | [39 empty] | 0 | 0 | 10.4
34691 | Ormat Nevada Inc | 50764 | Ormesa IE | CA | Imperial | OEC5 | ST | OP | 1.2 | 1 | 1.2 |  | 12 | 1988 | GEO |  | N | Y | N | IPP Non-CHP | [62 empty] | N/A | [39 empty] | 0 | 0 | 10.4
34691 | Ormat Nevada Inc | 50764 | Ormesa IE | CA | Imperial | OEC6 | ST | OP | 1.2 | 0.6 | 0.8 |  | 12 | 1988 | GEO |  | N | Y | N | IPP Non-CHP | [62 empty] | N/A | [39 empty] | 0 | 0 | 10.4
34691 | Ormat Nevada Inc | 50764 | Ormesa IE | CA | Imperial | OEC7 | ST | OP | 1.2 | 1 | 1.2 |  | 12 | 1988 | GEO |  | N | Y | N | IPP Non-CHP | [62 empty] | N/A | [39 empty] | 0 | 0 | 10.4
34691 | Ormat Nevada Inc | 50764 | Ormesa IE | CA | Imperial | OEC8 | ST | OP | 1.2 | 0.6 | 0.8 |  | 12 | 1988 | GEO |  | N | Y | N | IPP Non-CHP | [62 empty] | N/A | [39 empty] | 0 | 0 | 10.4
34691 | Ormat Nevada Inc | 50764 | Ormesa IE | CA | Imperial | OEC9 | ST | OP | 1.2 | 1 | 1.2 |  | 12 | 1988 | GEO |  | N | Y | N | IPP Non-CHP | [62 empty] | N/A | [39 empty] | 0 | 0 | 10.4
34691 | Ormat Nevada Inc | 50766 | Ormesa I | CA | Imperial | OE1 | ST | OP | 1.2 | 0.7 | 0.9 |  | 12 | 1986 | GEO |  | N | Y | N | IPP Non-CHP | [62 empty] | N/A | [39 empty] | 0 | 0 | 10.4
34691 | Ormat Nevada Inc | 50766 | Ormesa I | CA | Imperial | OE10 | ST | OP | 1.2 | 0.7 | 0.9 |  | 12 | 1986 | GEO |  | N | Y | N | IPP Non-CHP | [62 empty] | N/A | [39 empty] | 0 | 0 | 10.4
34691 | Ormat Nevada Inc | 50766 | Ormesa I | CA | Imperial | OE11 | ST | OP | 1.2 | 0.7 | 0.9 |  | 12 | 1986 | GEO |  | N | Y | N | IPP Non-CHP | [62 empty] | N/A | [39 empty] | 0 | 0 | 10.4
34691 | Ormat Nevada Inc | 50766 | Ormesa I | CA | Imperial | OE12 | ST | OP | 1.2 | 0.7 | 0.9 |  | 12 | 1986 | GEO |  | N | Y | N | IPP Non-CHP | [62 empty] | N/A | [39 empty] | 0 | 0 | 10.4
34691 | Ormat Nevada Inc | 50766 | Ormesa I | CA | Imperial | OE13 | ST | OP | 1.2 | 0.7 | 0.9 |  | 12 | 1986 | GEO |  | N | Y | N | IPP Non-CHP | [62 empty] | N/A | [39 empty] | 0 | 0 | 10.4
34691 | Ormat Nevada Inc | 50766 | Ormesa I | CA | Imperial | OE14 | ST | OP | 1.2 | 0.7 | 0.9 |  | 12 | 1986 | GEO |  | N | Y | N | IPP Non-CHP | [62 empty] | N/A | [39 empty] | 0 | 0 | 10.4
34691 | Ormat Nevada Inc | 50766 | Ormesa I | CA | Imperial | OE15 | ST | OP | 1.2 | 0.7 | 0.9 |  | 12 | 1986 | GEO |  | N | Y | N | IPP Non-CHP | [62 empty] | N/A | [39 empty] | 0 | 0 | 10.4
34691 | Ormat Nevada Inc | 50766 | Ormesa I | CA | Imperial | OE16 | ST | OP | 1.2 | 0.7 | 0.9 |  | 12 | 1986 | GEO |  | N | Y | N | IPP Non-CHP | [62 empty] | N/A | [39 empty] | 0 | 0 | 10.4
34691 | Ormat Nevada Inc | 50766 | Ormesa I | CA | Imperial | OE2 | ST | OP | 1.2 | 0.7 | 0.9 |  | 12 | 1986 | GEO |  | N | Y | N | IPP Non-CHP | [62 empty] | N/A | [39 empty] | 0 | 0 | 10.4
34691 | Ormat Nevada Inc | 50766 | Ormesa I | CA | Imperial | OE21 | ST | OP | 1.2 | 0.9 | 1.1 |  | 12 | 1986 | GEO |  | N | Y | N | IPP Non-CHP | [62 empty] | N/A | [39 empty] | 0 | 0 | 10.4
34691 | Ormat Nevada Inc | 50766 | Ormesa I | CA | Imperial | OE22 | ST | OP | 1.2 | 0.9 | 1.1 |  | 12 | 1986 | GEO |  | N | Y | N | IPP Non-CHP | [62 empty] | N/A | [39 empty] | 0 | 0 | 10.4
34691 | Ormat Nevada Inc | 50766 | Ormesa I | CA | Imperial | OE23 | ST | OP | 1.2 | 0.9 | 1.1 |  | 12 | 1986 | GEO |  | N | Y | N | IPP Non-CHP | [62 empty] | N/A | [39 empty] | 0 | 0 | 10.4
34691 | Ormat Nevada Inc | 50766 | Ormesa I | CA | Imperial | OE24 | ST | OP | 1.2 | 0.9 | 1.1 |  | 12 | 1986 | GEO |  | N | Y | N | IPP Non-CHP | [62 empty] | N/A | [39 empty] | 0 | 0 | 10.4
34691 | Ormat Nevada Inc | 50766 | Ormesa I | CA | Imperial | OE25 | ST | OP | 1.2 | 0.9 | 1.1 |  | 12 | 1986 | GEO |  | N | Y | N | IPP Non-CHP | [62 empty] | N/A | [39 empty] | 0 | 0 | 10.4
34691 | Ormat Nevada Inc | 50766 | Ormesa I | CA | Imperial | OE26 | ST | OP | 1.2 | 0.9 | 1.1 |  | 12 | 1986 | GEO |  | N | Y | N | IPP Non-CHP | [62 empty] | N/A | [39 empty] | 0 | 0 | 10.4
34691 | Ormat Nevada Inc | 50766 | Ormesa I | CA | Imperial | OE27 | ST | OP | 1.2 | 0.9 | 1.1 |  | 12 | 1986 | GEO |  | N | Y | N | IPP Non-CHP | [62 empty] | N/A | [39 empty] | 0 | 0 | 10.4
34691 | Ormat Nevada Inc | 50766 | Ormesa I | CA | Imperial | OE28 | ST | OP | 1.2 | 0.9 | 1.1 |  | 12 | 1986 | GEO |  | N | Y | N | IPP Non-CHP | [62 empty] | N/A | [39 empty] | 0 | 0 | 10.4
34691 | Ormat Nevada Inc | 50766 | Ormesa I | CA | Imperial | OE3 | ST | OP | 1.2 | 0.9 | 1.1 |  | 12 | 1986 | GEO |  | N | Y | N | IPP Non-CHP | [62 empty] | N/A | [39 empty] | 0 | 0 | 10.4
34691 | Ormat Nevada Inc | 50766 | Ormesa I | CA | Imperial | OE31 | ST | OP | 1.2 | 0.9 | 1.1 |  | 12 | 1986 | GEO |  | N | Y | N | IPP Non-CHP | [62 empty] | N/A | [39 empty] | 0 | 0 | 10.4
34691 | Ormat Nevada Inc | 50766 | Ormesa I | CA | Imperial | OE32 | ST | OP | 1.2 | 0.9 | 1.1 |  | 12 | 1986 | GEO |  | N | Y | N | IPP Non-CHP | [62 empty] | N/A | [39 empty] | 0 | 0 | 10.4
34691 | Ormat Nevada Inc | 50766 | Ormesa I | CA | Imperial | OE4 | ST | OP | 1.2 | 0.7 | 0.9 |  | 12 | 1986 | GEO |  | N | Y | N | IPP Non-CHP | [62 empty] | N/A | [39 empty] | 0 | 0 | 10.4
34691 | Ormat Nevada Inc | 50766 | Ormesa I | CA | Imperial | OE5 | ST | OP | 1.2 | 1.1 | 1.1 |  | 12 | 1986 | GEO |  | N | Y | N | IPP Non-CHP | [62 empty] | N/A | [39 empty] | 0 | 0 | 10.4
34691 | Ormat Nevada Inc | 50766 | Ormesa I | CA | Imperial | OE6 | ST | OP | 1.2 | 1.1 | 1.1 |  | 12 | 1986 | GEO |  | N | Y | N | IPP Non-CHP | [62 empty] | N/A | [39 empty] | 0 | 0 | 10.4
34691 | Ormat Nevada Inc | 50766 | Ormesa I | CA | Imperial | OE7 | ST | OP | 1.2 | 0.7 | 0.9 |  | 12 | 1986 | GEO |  | N | Y | N | IPP Non-CHP | [62 empty] | N/A | [39 empty] | 0 | 0 | 10.4
34691 | Ormat Nevada Inc | 50766 | Ormesa I | CA | Imperial | OE8 | ST | OP | 1.2 | 0.7 | 0.9 |  | 12 | 1986 | GEO |  | N | Y | N | IPP Non-CHP | [62 empty] | N/A | [39 empty] | 0 | 0 | 10.4
34691 | Ormat Nevada Inc | 50766 | Ormesa I | CA | Imperial | OE9 | ST | OP | 1.2 | 0.7 | 0.9 |  | 12 | 1986 | GEO |  | N | Y | N | IPP Non-CHP | [62 empty] | N/A | [39 empty] | 0 | 0 | 10.4
34691 | Ormat Nevada Inc | 52138 | Steamboat 1A Power Plant | NV | Washoe | DE31 | BT | OP | 1.2 | 0.9 | 1.1 |  | 12 | 1988 | GEO |  | N | Y | N | IPP Non-CHP | [62 empty] | N/A | [39 empty] | 0 | 0 | 10.4
34691 | Ormat Nevada Inc | 54724 | Ormesa II | CA | Imperial | OE11 | ST | OP | 1.2 | 0.9 | 1.1 |  | 12 | 1987 | GEO |  | N | Y | N | IPP Non-CHP |  |  |  |  | N | [57 empty] | N/A | [39 empty] | 0 | 0 | 10.4
34691 | Ormat Nevada Inc | 54724 | Ormesa II | CA | Imperial | OE12 | ST | OP | 1.2 | 0.9 | 1.1 |  | 12 | 1987 | GEO |  | N | Y | N | IPP Non-CHP |  |  |  |  | N | [57 empty] | N/A | [39 empty] | 0 | 0 | 10.4
34691 | Ormat Nevada Inc | 54724 | Ormesa II | CA | Imperial | OE13 | ST | OP | 1.2 | 0.9 | 1.1 |  | 12 | 1987 | GEO |  | N | Y | N | IPP Non-CHP |  |  |  |  | N | [57 empty] | N/A | [39 empty] | 0 | 0 | 10.4
34691 | Ormat Nevada Inc | 54724 | Ormesa II | CA | Imperial | OE21 | ST | OP | 1.2 | 0.9 | 1.1 |  | 12 | 1987 | GEO |  | N | Y | N | IPP Non-CHP |  |  |  |  | N | [57 empty] | N/A | [39 empty] | 0 | 0 | 10.4
34691 | Ormat Nevada Inc | 54724 | Ormesa II | CA | Imperial | OE22 | ST | OP | 1.2 | 0.9 | 1.1 |  | 12 | 1987 | GEO |  | N | Y | N | IPP Non-CHP |  |  |  |  | N | [57 empty] | N/A | [39 empty] | 0 | 0 | 10.4
34691 | Ormat Nevada Inc | 54724 | Ormesa II | CA | Imperial | OE23 | ST | OP | 1.2 | 0.9 | 1.1 |  | 12 | 1987 | GEO |  | N | Y | N | IPP Non-CHP |  |  |  |  | N | [57 empty] | N/A | [39 empty] | 0 | 0 | 10.4
34691 | Ormat Nevada Inc | 54724 | Ormesa II | CA | Imperial | OE24 | ST | OP | 1.2 | 0.9 | 1.1 |  | 12 | 1987 | GEO |  | N | Y | N | IPP Non-CHP |  |  |  |  | N | [57 empty] | N/A | [39 empty] | 0 | 0 | 10.4
34691 | Ormat Nevada Inc | 54724 | Ormesa II | CA | Imperial | OE25 | ST | OP | 1.2 | 0.9 | 1.1 |  | 12 | 1987 | GEO |  | N | Y | N | IPP Non-CHP |  |  |  |  | N | [57 empty] | N/A | [39 empty] | 0 | 0 | 10.4
34691 | Ormat Nevada Inc | 54724 | Ormesa II | CA | Imperial | OE26 | ST | OP | 1.2 | 0.9 | 1.1 |  | 12 | 1987 | GEO |  | N | Y | N | IPP Non-CHP |  |  |  |  | N | [57 empty] | N/A | [39 empty] | 0 | 0 | 10.4
34691 | Ormat Nevada Inc | 54724 | Ormesa II | CA | Imperial | OE27 | ST | OP | 1.2 | 0.9 | 1.1 |  | 12 | 1987 | GEO |  | N | Y | N | IPP Non-CHP |  |  |  |  | N | [57 empty] | N/A | [39 empty] | 0 | 0 | 10.4
34691 | Ormat Nevada Inc | 54724 | Ormesa II | CA | Imperial | OEC1 | ST | OP | 1.2 | 0.9 | 1.1 |  | 12 | 1987 | GEO |  | N | Y | N | IPP Non-CHP |  |  |  |  | N | [57 empty] | N/A | [39 empty] | 0 | 0 | 10.4
34691 | Ormat Nevada Inc | 54724 | Ormesa II | CA | Imperial | OEC2 | ST | OP | 1.2 | 0.9 | 1.1 |  | 12 | 1987 | GEO |  | N | Y | N | IPP Non-CHP |  |  |  |  | N | [57 empty] | N/A | [39 empty] | 0 | 0 | 10.4
34691 | Ormat Nevada Inc | 54724 | Ormesa II | CA | Imperial | OEC3 | ST | OP | 1.2 | 0.9 | 1.1 |  | 12 | 1987 | GEO |  | N | Y | N | IPP Non-CHP |  |  |  |  | N | [57 empty] | N/A | [39 empty] | 0 | 0 | 10.4
34691 | Ormat Nevada Inc | 54724 | Ormesa II | CA | Imperial | OEC4 | ST | OP | 1.2 | 0.9 | 1.1 |  | 12 | 1987 | GEO |  | N | Y | N | IPP Non-CHP |  |  |  |  | N | [57 empty] | N/A | [39 empty] | 0 | 0 | 10.4
34691 | Ormat Nevada Inc | 54724 | Ormesa II | CA | Imperial | OEC5 | ST | OP | 1.2 | 0.9 | 1.1 |  | 12 | 1987 | GEO |  | N | Y | N | IPP Non-CHP |  |  |  |  | N | [57 empty] | N/A | [39 empty] | 0 | 0 | 10.4
34691 | Ormat Nevada Inc | 54724 | Ormesa II | CA | Imperial | OEC6 | ST | OP | 1.2 | 0.9 | 1.1 |  | 12 | 1987 | GEO |  | N | Y | N | IPP Non-CHP |  |  |  |  | N | [57 empty] | N/A | [39 empty] | 0 | 0 | 10.4
34691 | Ormat Nevada Inc | 54724 | Ormesa II | CA | Imperial | OEC7 | ST | OP | 1.2 | 0.9 | 1.1 |  | 12 | 1987 | GEO |  | N | Y | N | IPP Non-CHP |  |  |  |  | N | [57 empty] | N/A | [39 empty] | 0 | 0 | 10.4
34691 | Ormat Nevada Inc | 54724 | Ormesa II | CA | Imperial | OEC8 | ST | OP | 1.2 | 0.9 | 1.1 |  | 12 | 1987 | GEO |  | N | Y | N | IPP Non-CHP |  |  |  |  | N | [57 empty] | N/A | [39 empty] | 0 | 0 | 10.4
34691 | Ormat Nevada Inc | 54724 | Ormesa II | CA | Imperial | OEC9 | ST | OP | 1.2 | 0.9 | 1.1 |  | 12 | 1987 | GEO |  | N | Y | N | IPP Non-CHP |  |  |  |  | N | [57 empty] | N/A | [39 empty] | 0 | 0 | 10.4
34691 | Ormat Nevada Inc | 55991 | Brady | NV | Churchill | OEC | ST | OP | 6.5 | 5.5 | 6.5 |  | 8 | 2002 | GEO |  | N | Y | N | IPP Non-CHP |  |  |  |  | N | [57 empty] | N/A | [39 empty] | 0 | 0 | 10.4
34691 | Ormat Nevada Inc | 55991 | Brady | NV | Churchill | TG-1 | ST | OP | 9.2 | 7.5 | 9 |  | 6 | 1992 | GEO |  | N | Y | N | IPP Non-CHP |  |  |  |  | N | [57 empty] | N/A | [39 empty] | 0 | 0 | 10.4
34691 | Ormat Nevada Inc | 55991 | Brady | NV | Churchill | TG-2 | ST | OP | 9.2 | 7.5 | 9 |  | 6 | 1992 | GEO |  | N | Y | N | IPP Non-CHP |  |  |  |  | N | [57 empty] | N/A | [39 empty] | 0 | 0 | 10.4
34691 | Ormat Nevada Inc | 55991 | Brady | NV | Churchill | TG-3 | ST | OP | 8 | 6.3 | 7.8 |  | 6 | 1992 | GEO |  | N | Y | N | IPP Non-CHP |  |  |  |  | N | [57 empty] | N/A | [39 empty] | 0 | 0 | 10.4
34691 | Ormat Nevada Inc | 56832 | North Brawley Geothermal Plant | CA | Imperial | GE1 | BT | OP | 16 | 16 | 16 |  | 10 | 2009 | GEO |  | N | Y | N | IPP Non-CHP | [62 empty] | N/A | [39 empty] | 0 | 0 | 10.4
34691 | Ormat Nevada Inc | 56832 | North Brawley Geothermal Plant | CA | Imperial | GE2 | BT | OP | 16 | 16 | 16 |  | 10 | 2009 | GEO |  | N | Y | N | IPP Non-CHP | [62 empty] | N/A | [39 empty] | 0 | 0 | 10.4
34691 | Ormat Nevada Inc | 56832 | North Brawley Geothermal Plant | CA | Imperial | GE3 | BT | OP | 16 | 16 | 16 |  | 10 | 2009 | GEO |  | N | Y | N | IPP Non-CHP | [62 empty] | N/A | [39 empty] | 0 | 0 | 10.4
34691 | Ormat Nevada Inc | 56832 | North Brawley Geothermal Plant | CA | Imperial | GE4 | BT | OP | 16 | 16 | 16 |  | 10 | 2009 | GEO |  | N | Y | N | IPP Non-CHP | [62 empty] | N/A | [39 empty] | 0 | 0 | 10.4
34691 | Ormat Nevada Inc | 56833 | OREG 1 Inc | MT | Roosevelt | CS10 | OT | OP | 7.5 | 5.5 | 5 |  | 10 | 2006 | WH |  | N | Y | N | IPP Non-CHP |  |  |  |  | N | [57 empty] | N/A | [39 empty] | 0 | 0 | 10.4
34691 | Ormat Nevada Inc | 56833 | OREG 1 Inc | MT | Roosevelt | CS11 | OT | OP | 7.5 | 5.5 | 5 |  | 8 | 2006 | WH |  | N | Y | N | IPP Non-CHP |  |  |  |  | N | [57 empty] | N/A | [39 empty] | 0 | 0 | 10.4
34691 | Ormat Nevada Inc | 56833 | OREG 1 Inc | MT | Roosevelt | CS7 | OT | OP | 7.5 | 5.5 | 5 |  | 7 | 2006 | WH |  | N | Y | N | IPP Non-CHP |  |  |  |  | N | [57 empty] | N/A | [39 empty] | 0 | 0 | 10.4
34691 | Ormat Nevada Inc | 56833 | OREG 1 Inc | MT | Roosevelt | CS9 | OT | OP | 7.5 | 5.5 | 5 |  | 8 | 2006 | WH |  | N | Y | N | IPP Non-CHP |  |  |  |  | N | [57 empty] | N/A | [39 empty] | 0 | 0 | 10.4
34691 | Ormat Nevada Inc | 56880 | OREG 2 Inc | MT | Roosevelt | CS12 | OT | OP | 7.5 | 5.5 | 5 |  | 10 | 2009 | WH |  | N | Y | N | IPP Non-CHP | [62 empty] | N/A | [39 empty] | 0 | 0 | 10.4
34691 | Ormat Nevada Inc | 56880 | OREG 2 Inc | MT | Roosevelt | CS3 | OT | OP | 7.5 | 5.5 | 5 |  | 12 | 2009 | WH |  | N | Y | N | IPP Non-CHP | [62 empty] | N/A | [39 empty] | 0 | 0 | 10.4
34691 | Ormat Nevada Inc | 56880 | OREG 2 Inc | MT | Roosevelt | CS5 | OT | OP | 7.5 | 5.5 | 5 |  | 2 | 2009 | WH |  | N | Y | N | IPP Non-CHP | [62 empty] | N/A | [39 empty] | 0 | 0 | 10.4
34691 | Ormat Nevada Inc | 56880 | OREG 2 Inc | MT | Roosevelt | CS8 | OT | OP | 7.5 | 5.5 | 5 |  | 12 | 2008 | WH |  | N | Y | N | IPP Non-CHP | [62 empty] | N/A | [39 empty] | 0 | 0 | 10.4
34691 | Ormat Nevada Inc | 57134 | OREG 4 Peetz | CO | Logan | 1 | OT | OP | 4.5 | 3.2 | 3.7 |  | 3 | 2009 | WH |  | N | Y | N | IPP Non-CHP | [62 empty] | N/A | [39 empty] | 0 | 0 | 10.4
34691 | Ormat Nevada Inc | 57281 | OREG 3 Inc | MN | Martin | CS13 | OT | OP | 5 | 5 | 5 |  | 8 | 2010 | WH |  | N | Y | N | IPP Non-CHP | [62 empty] | N/A | [39 empty] | 0 | 0 | 10.4
34691 | Ormat Nevada Inc | 57376 | Jersey Valley Geothermal Power Plant | NV | Pershing | OEC 1 | BT | OP | 16 | 8.5 | 14.5 |  | 12 | 2010 | GEO |  | N | Y | N | IPP Non-CHP | [62 empty] | N/A | [39 empty] | 0 | 0 | 10.4
34691 | Ormat Nevada Inc | 57376 | Jersey Valley Geothermal Power Plant | NV | Pershing | OEC 2 | BT | OP | 7.5 | 4 | 4.5 |  | 12 | 2010 | GEO |  | N | Y | N | IPP Non-CHP | [62 empty] | N/A | [39 empty] | 0 | 0 | 10.4
34717 | FPL Energy New Mexico Wind LLC | 56097 | New Mexico Wind Energy Center | NM | Quay | GE15 | WT | OP | 204 | 204 | 204 |  | 9 | 2003 | WND |  | N | Y | N | IPP Non-CHP |  |  |  |  | N | [57 empty] | N/A | [39 empty] | 0 | 0 | 10.4
34719 | FPL Energy Oklahoma Wind LLC | 56094 | Oklahoma Wind Energy Center | OK | Woodward | GE15 | WT | OP | 51 | 51 | 51 |  | 10 | 2003 | WND |  | N | Y | N | IPP Non-CHP | [62 empty] | N/A | [39 empty] | 0 | 0 | 10.4
34719 | FPL Energy Oklahoma Wind LLC | 56094 | Oklahoma Wind Energy Center | OK | Woodward | GSOO | WT | OP | 51 | 51 | 51 |  | 10 | 2003 | WND |  | N | Y | N | IPP Non-CHP | [62 empty] | N/A | [39 empty] | 0 | 0 | 10.4
34721 | FPL Energy South Dakota Wind LLC | 56092 | South Dakota Wind Energy Cente | SD | Hyde | GE15 | WT | OP | 40.5 | 40.5 | 40.5 |  | 10 | 2003 | WND |  | N | Y | N | IPP Non-CHP | [62 empty] | N/A | [39 empty] | 0 | 0 | 10.4
34722 | FPL Energy Wyoming Wind LLC | 56093 | Wyoming Wind Energy Center | WY | Uinta | GE15 | WT | OP | 144 | 144 | 144 |  | 12 | 2003 | WND |  | N | Y | N | IPP Non-CHP | [62 empty] | N/A | [39 empty] | 0 | 0 | 10.4
34723 | FPL Energy North Dakota Wind LLC | 56099 | FPL Energy North Dakota Wind I/II | ND | La Moure | GE15 | WT | OP | 21 | 21 | 21 |  | 10 | 2003 | WND |  | N | Y | N | IPP Non-CHP | [62 empty] | N/A | [39 empty] | 0 | 0 | 10.4
34723 | FPL Energy North Dakota Wind LLC | 56099 | FPL Energy North Dakota Wind I/II | ND | La Moure | GE16 | WT | OP | 40.5 | 40.5 | 40.5 |  | 10 | 2003 | WND |  | N | Y | N | IPP Non-CHP | [62 empty] | N/A | [39 empty] | 0 | 0 | 10.4
34981 | Devon Gas Services | 55053 | Bridgeport Gas Processing Plant | TX | Wise | 2723 | IC | OP | 0.8 | 0.8 | 0.8 |  | 12 | 2009 | NG |  | N | N | N | Industrial Non-CHP |  |  |  |  | N | [57 empty] | GAS | [39 empty] | 1.1659 | 0.0016829 | 10.4
34981 | Devon Gas Services | 55053 | Bridgeport Gas Processing Plant | TX | Wise | 654 | IC | OP | 0.8 | 0.8 | 0.8 |  | 7 | 2000 | NG |  | N | N | N | Industrial Non-CHP |  |  |  |  | N | [57 empty] | GAS | [39 empty] | 1.1659 | 0.0016829 | 10.4
34981 | Devon Gas Services | 55053 | Bridgeport Gas Processing Plant | TX | Wise | 655 | IC | OP | 0.8 | 0.8 | 0.8 |  | 2 | 2001 | NG |  | N | N | N | Industrial Non-CHP |  |  |  |  | N | [57 empty] | GAS | [39 empty] | 1.1659 | 0.0016829 | 10.4
34981 | Devon Gas Services | 55053 | Bridgeport Gas Processing Plant | TX | Wise | 656 | IC | OP | 0.8 | 0.8 | 0.8 |  | 2 | 2001 | NG |  | N | N | N | Industrial Non-CHP |  |  |  |  | N | [57 empty] | GAS | [39 empty] | 1.1659 | 0.0016829 | 10.4
34981 | Devon Gas Services | 55053 | Bridgeport Gas Processing Plant | TX | Wise | 657 | IC | OP | 0.8 | 0.8 | 0.8 |  | 4 | 2001 | NG |  | N | N | N | Industrial Non-CHP |  |  |  |  | N | [57 empty] | GAS | [39 empty] | 1.1659 | 0.0016829 | 10.4
34981 | Devon Gas Services | 55053 | Bridgeport Gas Processing Plant | TX | Wise | 658 | IC | OP | 0.8 | 0.8 | 0.8 |  | 2 | 2001 | NG |  | N | N | N | Industrial Non-CHP |  |  |  |  | N | [57 empty] | GAS | [39 empty] | 1.1659 | 0.0016829 | 10.4
34981 | Devon Gas Services | 55053 | Bridgeport Gas Processing Plant | TX | Wise | 666 | IC | OP | 0.8 | 0.8 | 0.8 |  | 9 | 2001 | NG |  | N | N | N | Industrial Non-CHP |  |  |  |  | N | [57 empty] | GAS | [39 empty] | 1.1659 | 0.0016829 | 10.4
34981 | Devon Gas Services | 55053 | Bridgeport Gas Processing Plant | TX | Wise | 667 | IC | OP | 0.8 | 0.8 | 0.8 |  | 9 | 2001 | NG |  | N | N | N | Industrial Non-CHP |  |  |  |  | N | [57 empty] | GAS | [39 empty] | 1.1659 | 0.0016829 | 10.4
34981 | Devon Gas Services | 55053 | Bridgeport Gas Processing Plant | TX | Wise | 671 | IC | OP | 0.8 | 0.8 | 0.8 |  | 9 | 2002 | NG |  | N | N | N | Industrial Non-CHP |  |  |  |  | N | [57 empty] | GAS | [39 empty] | 1.1659 | 0.0016829 | 10.4
34981 | Devon Gas Services | 57597 | Cana Gas Processing Plant | OK | Canadian | 3005 | IC | OP | 0.8 | 0.8 | 0.8 |  | 9 | 2010 | NG |  | N | N | N | IPP Non-CHP | [62 empty] | GAS | [39 empty] | 1.1659 | 0.0016829 | 10.4
34981 | Devon Gas Services | 57597 | Cana Gas Processing Plant | OK | Canadian | 3006 | IC | OP | 0.8 | 0.8 | 0.8 |  | 9 | 2010 | NG |  | N | N | N | IPP Non-CHP | [62 empty] | GAS | [39 empty] | 1.1659 | 0.0016829 | 10.4
35006 | Cousins Properties Inc | 54290 | Inforum | GA | FULTON | BUG1 | IC | OP | 1.3 | 1.3 | 1.3 |  | 10 | 1989 | DFO |  | N | N | N | Commercial Non-CHP | [62 empty] | LIQUID | [39 empty] | 0.7385 | 0.025484 | 12.5895
35120 | Norit Americas Inc | 54972 | Norit Americas Marshall Plant | TX | Harrison | 8512 | ST | OP | 2 | 2 | 2 |  | 3 | 2011 | LIG | NG | N | Y | N | Industrial Non-CHP |  |  |  |  | N |  | Y | [55 empty] | COAL | [39 empty] | 0.0693 | 0.057277 | 8.4668
36055 | Newfound Hydroelectric Co | 50324 | Newfound Hydroelectric | NH | Smith | 1 | HY | OP | 0.7 | 0.7 | 0.7 |  | 12 | 1983 | WAT |  | N | Y | N | IPP Non-CHP |  |  |  |  | N | [57 empty] | N/A | [39 empty] | 0 | 0 | 10.4
36055 | Newfound Hydroelectric Co | 50324 | Newfound Hydroelectric | NH | Smith | 2 | HY | OP | 0.7 | 0.7 | 0.7 |  | 12 | 1983 | WAT |  | N | Y | N | IPP Non-CHP |  |  |  |  | N | [57 empty] | N/A | [39 empty] | 0 | 0 | 10.4
38001 | Ottauquechee Hydro Company, Inc. | 50126 | Ottauquechee Hydro | VT | Windsor | 1 | HY | OP | 1.2 | 1.1 | 1.1 |  | 7 | 1987 | WAT |  | N | Y | N | IPP Non-CHP |  |  |  |  | N | [57 empty] | N/A | [39 empty] | 0 | 0 | 10.4
38001 | Ottauquechee Hydro Company, Inc. | 50126 | Ottauquechee Hydro | VT | Windsor | 2 | HY | OP | 0.6 | 0.6 | 0.6 |  | 4 | 1983 | WAT |  | N | Y | N | IPP Non-CHP |  |  |  |  | N | [57 empty] | N/A | [39 empty] | 0 | 0 | 10.4
38127 | ESI Mojave LLC | 50821 | Mojave 16 | CA | Kern | GEN1 | WT | OP | 30 | 30 | 30 |  | 12 | 1989 | WND |  | N | Y | N | IPP Non-CHP | [62 empty] | N/A | [39 empty] | 0 | 0 | 10.4
38127 | ESI Mojave LLC | 50822 | Mojave 17 | CA | Kern | GEN1 | WT | OP | 25 | 25 | 25 |  | 11 | 1989 | WND |  | N | Y | N | IPP Non-CHP | [62 empty] | N/A | [39 empty] | 0 | 0 | 10.4
38127 | ESI Mojave LLC | 50823 | Mojave 18 | CA | Kern | GEN1 | WT | OP | 30 | 30 | 30 |  | 12 | 1989 | WND |  | N | Y | N | IPP Non-CHP | [62 empty] | N/A | [39 empty] | 0 | 0 | 10.4
38215 | Conoco Phillips | 54451 | Los Angeles Refinery Wilmington | CA | Los Angeles | G2 | GT | OP | 58.5 | 45 | 48 |  | 5 | 1988 | OG | NG | Y | N | Y | Industrial CHP |  |  |  |  | N | [57 empty] | GAS | [39 empty] | 0.0016829 | 0.0016829 | 10.4
39006 | FPL Energy Maine Hydro LLC | 1486 | Cataract | ME | York | 1 | HY | OP | 6.6 | 8 | 8 |  | 1 | 1937 | WAT |  | N | Y | N | IPP Non-CHP | [62 empty] | N/A | [39 empty] | 0 | 0 | 10.4
39006 | FPL Energy Maine Hydro LLC | 1492 | Harris | ME | Somerset | HA1 | HY | OP | 15 | 16.8 | 16.8 |  | 1 | 1954 | WAT |  | N | Y | N | IPP Non-CHP | [62 empty] | N/A | [39 empty] | 0 | 0 | 10.4
39006 | FPL Energy Maine Hydro LLC | 1492 | Harris | ME | Somerset | HA2 | HY | OP | 30 | 35 | 34.9 |  | 1 | 1954 | WAT |  | N | Y | N | IPP Non-CHP | [62 empty] | N/A | [39 empty] | 0 | 0 | 10.4
39006 | FPL Energy Maine Hydro LLC | 1492 | Harris | ME | Somerset | HA3 | HY | OP | 30 | 34.2 | 34.2 |  | 1 | 1955 | WAT |  | N | Y | N | IPP Non-CHP | [62 empty] | N/A | [39 empty] | 0 | 0 | 10.4
39006 | FPL Energy Maine Hydro LLC | 1492 | Harris | ME | Somerset | HA4 | HY | OP | 1.4 | 1.4 | 1.4 |  | 1 | 1955 | WAT |  | N | Y | N | IPP Non-CHP | [62 empty] | N/A | [39 empty] | 0 | 0 | 10.4
39006 | FPL Energy Maine Hydro LLC | 1511 | Wyman Hydro | ME | Somerset | WY1 | HY | OP | 24 | 27.4 | 27.4 |  | 1 | 1930 | WAT |  | N | Y | N | IPP Non-CHP | [62 empty] | N/A | [39 empty] | 0 | 0 | 10.4
39006 | FPL Energy Maine Hydro LLC | 1511 | Wyman Hydro | ME | Somerset | WY2 | HY | OP | 24 | 29.9 | 29.9 |  | 1 | 1931 | WAT |  | N | Y | N | IPP Non-CHP | [62 empty] | N/A | [39 empty] | 0 | 0 | 10.4
39006 | FPL Energy Maine Hydro LLC | 1511 | Wyman Hydro | ME | Somerset | WY3 | HY | OP | 24 | 25.7 | 25.7 |  | 1 | 1940 | WAT |  | N | Y | N | IPP Non-CHP | [62 empty] | N/A | [39 empty] | 0 | 0 | 10.4
39006 | FPL Energy Maine Hydro LLC | 50999 | Aziscohos Hydroelectric Project | ME | Oxford | GEN1 | HY | OP | 6.7 | 6.8 | 6.8 |  | 6 | 1988 | WAT |  | N | Y | N | IPP Non-CHP | [62 empty] | N/A | [39 empty] | 0 | 0 | 10.4
39006 | FPL Energy Maine Hydro LLC | 805 | Charles E Monty | ME | Androscoggin | M-1 | HY | OP | 14.2 | 14 | 14 |  | 1 | 1990 | WAT |  | N | Y | N | IPP Non-CHP | [62 empty] | N/A | [39 empty] | 0 | 0 | 10.4
39006 | FPL Energy Maine Hydro LLC | 805 | Charles E Monty | ME | Androscoggin | M2 | HY | OP | 14.2 | 14 | 14 |  | 1 | 1990 | WAT |  | N | Y | N | IPP Non-CHP | [62 empty] | N/A | [39 empty] | 0 | 0 | 10.4
39006 | FPL Energy Maine Hydro LLC | 1480 | Androscoggin 3 | ME | Androscoggin | 328 | HY | OP | 3.6 | 3.4 | 3.3 |  | 1 | 1928 | WAT |  | N | Y | N | IPP Non-CHP | [62 empty] | N/A | [39 empty] | 0 | 0 | 10.4
39006 | FPL Energy Maine Hydro LLC | 1481 | Bar Mills | ME | York | 1 | HY | OP | 2 | 2 | 2 |  | 1 | 1956 | WAT |  | N | Y | N | IPP Non-CHP | [62 empty] | N/A | [39 empty] | 0 | 0 | 10.4
39006 | FPL Energy Maine Hydro LLC | 1481 | Bar Mills | ME | York | 2 | HY | OP | 2 | 2 | 2 |  | 1 | 1956 | WAT |  | N | Y | N | IPP Non-CHP | [62 empty] | N/A | [39 empty] | 0 | 0 | 10.4
39006 | FPL Energy Maine Hydro LLC | 1482 | Bonny Eagle | ME | York | 1 | HY | OP | 1.2 | 1.5 | 1.5 |  | 1 | 1910 | WAT |  | N | Y | N | IPP Non-CHP | [62 empty] | N/A | [39 empty] | 0 | 0 | 10.4
39006 | FPL Energy Maine Hydro LLC | 1482 | Bonny Eagle | ME | York | 2 | HY | OP | 1.2 | 1.5 | 1.5 |  | 1 | 1910 | WAT |  | N | Y | N | IPP Non-CHP | [62 empty] | N/A | [39 empty] | 0 | 0 | 10.4
39006 | FPL Energy Maine Hydro LLC | 1482 | Bonny Eagle | ME | York | 3 | HY | OP | 1.2 | 1.5 | 1.5 |  | 1 | 1910 | WAT |  | N | Y | N | IPP Non-CHP | [62 empty] | N/A | [39 empty] | 0 | 0 | 10.4
39006 | FPL Energy Maine Hydro LLC | 1482 | Bonny Eagle | ME | York | 4 | HY | OP | 1.2 | 1.5 | 1.5 |  | 1 | 1910 | WAT |  | N | Y | N | IPP Non-CHP | [62 empty] | N/A | [39 empty] | 0 | 0 | 10.4
39006 | FPL Energy Maine Hydro LLC | 1482 | Bonny Eagle | ME | York | 5 | HY | OP | 1.2 | 1.5 | 1.5 |  | 1 | 1910 | WAT |  | N | Y | N | IPP Non-CHP | [62 empty] | N/A | [39 empty] | 0 | 0 | 10.4
39006 | FPL Energy Maine Hydro LLC | 1482 | Bonny Eagle | ME | York | 6 | HY | OP | 1.2 | 1.5 | 1.5 |  | 1 | 1910 | WAT |  | N | Y | N | IPP Non-CHP | [62 empty] | N/A | [39 empty] | 0 | 0 | 10.4
39006 | FPL Energy Maine Hydro LLC | 1483 | Brunswick | ME | Cumberland | B1 | HY | OP | 12.6 | 13 | 13 |  | 3 | 1982 | WAT |  | N | Y | N | IPP Non-CHP | [62 empty] | N/A | [39 empty] | 0 | 0 | 10.4
39006 | FPL Energy Maine Hydro LLC | 1483 | Brunswick | ME | Cumberland | B2 | HY | OP | 3.5 | 3.5 | 3.5 |  | 4 | 1983 | WAT |  | N | Y | N | IPP Non-CHP | [62 empty] | N/A | [39 empty] | 0 | 0 | 10.4
39006 | FPL Energy Maine Hydro LLC | 1483 | Brunswick | ME | Cumberland | B3 | HY | OP | 3.5 | 3.5 | 3.5 |  | 4 | 1983 | WAT |  | N | Y | N | IPP Non-CHP | [62 empty] | N/A | [39 empty] | 0 | 0 | 10.4
39006 | FPL Energy Maine Hydro LLC | 1487 | Continental Mills | ME | Androscoggin | CM1 | HY | OP | 0.4 | 0.4 | 0.4 |  | 1 | 1920 | WAT |  | N | Y | N | IPP Non-CHP | [62 empty] | N/A | [39 empty] | 0 | 0 | 10.4
39006 | FPL Energy Maine Hydro LLC | 1487 | Continental Mills | ME | Androscoggin | CM2 | HY | OP | 0.4 | 0.4 | 0.4 |  | 1 | 1920 | WAT |  | N | Y | N | IPP Non-CHP | [62 empty] | N/A | [39 empty] | 0 | 0 | 10.4
39006 | FPL Energy Maine Hydro LLC | 1487 | Continental Mills | ME | Androscoggin | CM3 | HY | OP | 0.4 | 0.4 | 0.4 |  | 1 | 1920 | WAT |  | N | Y | N | IPP Non-CHP | [62 empty] | N/A | [39 empty] | 0 | 0 | 10.4
39006 | FPL Energy Maine Hydro LLC | 1487 | Continental Mills | ME | Androscoggin | CM5 | HY | OP | 0.1 | 0.1 | 0.1 |  | 1 | 1920 | WAT |  | N | Y | N | IPP Non-CHP | [62 empty] | N/A | [39 empty] | 0 | 0 | 10.4
39006 | FPL Energy Maine Hydro LLC | 1487 | Continental Mills | ME | Androscoggin | CM6 | HY | OP | 0.1 | 0.1 | 0.1 |  | 1 | 1920 | WAT |  | N | Y | N | IPP Non-CHP | [62 empty] | N/A | [39 empty] | 0 | 0 | 10.4
39006 | FPL Energy Maine Hydro LLC | 1488 | Deer Rips | ME | Androscoggin | DR1 | HY | OP | 0.6 | 0.7 | 0.7 |  | 1 | 1903 | WAT |  | N | Y | N | IPP Non-CHP | [62 empty] | N/A | [39 empty] | 0 | 0 | 10.4
39006 | FPL Energy Maine Hydro LLC | 1488 | Deer Rips | ME | Androscoggin | DR2 | HY | OP | 0.6 | 0.7 | 0.7 |  | 1 | 1903 | WAT |  | N | Y | N | IPP Non-CHP | [62 empty] | N/A | [39 empty] | 0 | 0 | 10.4
39006 | FPL Energy Maine Hydro LLC | 1488 | Deer Rips | ME | Androscoggin | DR3 | HY | OP | 0.9 | 0.8 | 0.8 |  | 1 | 1906 | WAT |  | N | Y | N | IPP Non-CHP | [62 empty] | N/A | [39 empty] | 0 | 0 | 10.4
39006 | FPL Energy Maine Hydro LLC | 1488 | Deer Rips | ME | Androscoggin | DR4 | HY | OP | 0.8 | 0.7 | 0.7 |  | 1 | 1911 | WAT |  | N | Y | N | IPP Non-CHP | [62 empty] | N/A | [39 empty] | 0 | 0 | 10.4
39006 | FPL Energy Maine Hydro LLC | 1488 | Deer Rips | ME | Androscoggin | DR5 | HY | OP | 0.8 | 0.7 | 0.7 |  | 1 | 1913 | WAT |  | N | Y | N | IPP Non-CHP | [62 empty] | N/A | [39 empty] | 0 | 0 | 10.4
39006 | FPL Energy Maine Hydro LLC | 1488 | Deer Rips | ME | Androscoggin | DR6 | HY | OP | 1.8 | 1.7 | 1.7 |  | 1 | 1919 | WAT |  | N | Y | N | IPP Non-CHP | [62 empty] | N/A | [39 empty] | 0 | 0 | 10.4
39006 | FPL Energy Maine Hydro LLC | 1488 | Deer Rips | ME | Androscoggin | DR7 | HY | OP | 1 | 0.9 | 0.9 |  | 1 | 1924 | WAT |  | N | Y | N | IPP Non-CHP | [62 empty] | N/A | [39 empty] | 0 | 0 | 10.4
39006 | FPL Energy Maine Hydro LLC | 1491 | Gulf Island | ME | Androscoggin | GI1 | HY | OP | 6.4 | 7.2 | 7.2 |  | 1 | 1926 | WAT |  | N | Y | N | IPP Non-CHP | [62 empty] | N/A | [39 empty] | 0 | 0 | 10.4
39006 | FPL Energy Maine Hydro LLC | 1491 | Gulf Island | ME | Androscoggin | GI2 | HY | OP | 6.4 | 8.1 | 8.1 |  | 1 | 1926 | WAT |  | N | Y | N | IPP Non-CHP | [62 empty] | N/A | [39 empty] | 0 | 0 | 10.4
39006 | FPL Energy Maine Hydro LLC | 1491 | Gulf Island | ME | Androscoggin | GI3 | HY | OP | 6.4 | 7.9 | 7.9 |  | 1 | 1926 | WAT |  | N | Y | N | IPP Non-CHP | [62 empty] | N/A | [39 empty] | 0 | 0 | 10.4
39006 | FPL Energy Maine Hydro LLC | 1493 | Hiram | ME | Cumberland | 1 | HY | OP | 2.4 | 3.1 | 3.1 |  | 1 | 1917 | WAT |  | N | Y | N | IPP Non-CHP | [62 empty] | N/A | [39 empty] | 0 | 0 | 10.4
39006 | FPL Energy Maine Hydro LLC | 1493 | Hiram | ME | Cumberland | 2 | HY | OP | 8.1 | 8.5 | 8.5 |  | 1 | 1985 | WAT |  | N | Y | N | IPP Non-CHP | [62 empty] | N/A | [39 empty] | 0 | 0 | 10.4
39006 | FPL Energy Maine Hydro LLC | 1501 | North Gorham | ME | Cumberland | 1 | HY | OP | 1.1 | 1 | 1 |  | 1 | 1925 | WAT |  | N | Y | N | IPP Non-CHP | [62 empty] | N/A | [39 empty] | 0 | 0 | 10.4
39006 | FPL Energy Maine Hydro LLC | 1501 | North Gorham | ME | Cumberland | 2 | HY | OP | 1.1 | 1 | 1 |  | 1 | 1925 | WAT |  | N | Y | N | IPP Non-CHP | [62 empty] | N/A | [39 empty] | 0 | 0 | 10.4
39006 | FPL Energy Maine Hydro LLC | 1504 | Shawmut | ME | Somerset | SH1 | HY | OP | 0.7 | 0.9 | 0.9 |  | 1 | 1913 | WAT |  | N | Y | N | IPP Non-CHP |  |  |  |  | N | [57 empty] | N/A | [39 empty] | 0 | 0 | 10.4
39006 | FPL Energy Maine Hydro LLC | 1504 | Shawmut | ME | Somerset | SH2 | HY | OP | 0.7 | 0.9 | 0.9 |  | 1 | 1913 | WAT |  | N | Y | N | IPP Non-CHP |  |  |  |  | N | [57 empty] | N/A | [39 empty] | 0 | 0 | 10.4
39006 | FPL Energy Maine Hydro LLC | 1504 | Shawmut | ME | Somerset | SH3 | HY | OP | 0.7 | 0.9 | 0.9 |  | 1 | 1913 | WAT |  | N | Y | N | IPP Non-CHP |  |  |  |  | N | [57 empty] | N/A | [39 empty] | 0 | 0 | 10.4
39006 | FPL Energy Maine Hydro LLC | 1504 | Shawmut | ME | Somerset | SH4 | HY | OP | 0.7 | 0.9 | 0.9 |  | 1 | 1913 | WAT |  | N | Y | N | IPP Non-CHP |  |  |  |  | N | [57 empty] | N/A | [39 empty] | 0 | 0 | 10.4
39006 | FPL Energy Maine Hydro LLC | 1504 | Shawmut | ME | Somerset | SH5 | HY | OP | 0.7 | 0.9 | 0.9 |  | 1 | 1913 | WAT |  | N | Y | N | IPP Non-CHP |  |  |  |  | N | [57 empty] | N/A | [39 empty] | 0 | 0 | 10.4
39006 | FPL Energy Maine Hydro LLC | 1504 | Shawmut | ME | Somerset | SH6 | HY | OP | 0.9 | 0.9 | 0.9 |  | 1 | 1921 | WAT |  | N | Y | N | IPP Non-CHP |  |  |  |  | N | [57 empty] | N/A | [39 empty] | 0 | 0 | 10.4
39006 | FPL Energy Maine Hydro LLC | 1504 | Shawmut | ME | Somerset | SH7 | HY | OP | 2.2 | 1.9 | 1.9 |  | 1 | 1982 | WAT |  | N | Y | N | IPP Non-CHP | [62 empty] | N/A | [39 empty] | 0 | 0 | 10.4
39006 | FPL Energy Maine Hydro LLC | 1504 | Shawmut | ME | Somerset | SH8 | HY | OP | 2.2 | 1.9 | 1.9 |  | 1 | 1982 | WAT |  | N | Y | N | IPP Non-CHP | [62 empty] | N/A | [39 empty] | 0 | 0 | 10.4
39006 | FPL Energy Maine Hydro LLC | 1505 | Skelton | ME | York | 1 | HY | OP | 8.4 | 9.9 | 9.9 |  | 1 | 1948 | WAT |  | N | Y | N | IPP Non-CHP | [62 empty] | N/A | [39 empty] | 0 | 0 | 10.4
39006 | FPL Energy Maine Hydro LLC | 1505 | Skelton | ME | York | 2 | HY | OP | 8.4 | 9.9 | 9.9 |  | 1 | 1948 | WAT |  | N | Y | N | IPP Non-CHP | [62 empty] | N/A | [39 empty] | 0 | 0 | 10.4
39006 | FPL Energy Maine Hydro LLC | 1508 | West Buxton | ME | York | WB1 | HY | OP | 0.6 | 0.6 | 0.6 |  | 1 | 1982 | WAT |  | N | Y | N | IPP Non-CHP | [62 empty] | N/A | [39 empty] | 0 | 0 | 10.4
39006 | FPL Energy Maine Hydro LLC | 1508 | West Buxton | ME | York | WB2 | HY | OP | 0.6 | 0.6 | 0.6 |  | 1 | 1982 | WAT |  | N | Y | N | IPP Non-CHP | [62 empty] | N/A | [39 empty] | 0 | 0 | 10.4
39006 | FPL Energy Maine Hydro LLC | 1508 | West Buxton | ME | York | WB3 | HY | OP | 1.1 | 1.1 | 1.1 |  | 1 | 1920 | WAT |  | N | Y | N | IPP Non-CHP | [62 empty] | N/A | [39 empty] | 0 | 0 | 10.4
39006 | FPL Energy Maine Hydro LLC | 1508 | West Buxton | ME | York | WB4 | HY | OP | 0.7 | 0.7 | 0.7 |  | 1 | 1907 | WAT |  | N | Y | N | IPP Non-CHP | [62 empty] | N/A | [39 empty] | 0 | 0 | 10.4
39006 | FPL Energy Maine Hydro LLC | 1508 | West Buxton | ME | York | WB5 | HY | OP | 0.7 | 0.7 | 0.7 |  | 1 | 1904 | WAT |  | N | Y | N | IPP Non-CHP | [62 empty] | N/A | [39 empty] | 0 | 0 | 10.4
39006 | FPL Energy Maine Hydro LLC | 1508 | West Buxton | ME | York | WB6 | HY | OP | 4 | 4 | 4 |  | 1 | 1927 | WAT |  | N | Y | N | IPP Non-CHP |  |  |  |  | N | [57 empty] | N/A | [39 empty] | 0 | 0 | 10.4
39006 | FPL Energy Maine Hydro LLC | 1509 | Weston | ME | Somerset | WE1 | HY | OP | 3 | 3.3 | 3.3 |  | 1 | 1921 | WAT |  | N | Y | N | IPP Non-CHP | [62 empty] | N/A | [39 empty] | 0 | 0 | 10.4
39006 | FPL Energy Maine Hydro LLC | 1509 | Weston | ME | Somerset | WE2 | HY | OP | 3 | 3.3 | 3.3 |  | 1 | 1920 | WAT |  | N | Y | N | IPP Non-CHP | [62 empty] | N/A | [39 empty] | 0 | 0 | 10.4
39006 | FPL Energy Maine Hydro LLC | 1509 | Weston | ME | Somerset | WE3 | HY | OP | 3 | 3.3 | 3.3 |  | 1 | 1921 | WAT |  | N | Y | N | IPP Non-CHP | [62 empty] | N/A | [39 empty] | 0 | 0 | 10.4
39006 | FPL Energy Maine Hydro LLC | 1509 | Weston | ME | Somerset | WE4 | HY | OP | 3 | 3.3 | 3.3 |  | 1 | 1923 | WAT |  | N | Y | N | IPP Non-CHP | [62 empty] | N/A | [39 empty] | 0 | 0 | 10.4
39006 | FPL Energy Maine Hydro LLC | 1510 | Williams | ME | Somerset | WI1 | HY | OP | 7 | 8.2 | 8.2 |  | 1 | 1939 | WAT |  | N | Y | N | IPP Non-CHP | [62 empty] | N/A | [39 empty] | 0 | 0 | 10.4
39006 | FPL Energy Maine Hydro LLC | 1510 | Williams | ME | Somerset | WI2 | HY | OP | 6 | 6.7 | 6.7 |  | 1 | 1950 | WAT |  | N | Y | N | IPP Non-CHP | [62 empty] | N/A | [39 empty] | 0 | 0 | 10.4
39006 | FPL Energy Maine Hydro LLC | 7044 | Bates Mill Upper | ME | Androscoggin | BU1 | HY | OP | 1.2 | 0.9 | 0.9 |  | 2 | 1986 | WAT |  | N | Y | N | IPP Non-CHP | [62 empty] | N/A | [39 empty] | 0 | 0 | 10.4
39006 | FPL Energy Maine Hydro LLC | 7044 | Bates Mill Upper | ME | Androscoggin | BU2 | HY | OP | 1.5 | 0.9 | 0.9 |  | 2 | 1986 | WAT |  | N | Y | N | IPP Non-CHP | [62 empty] | N/A | [39 empty] | 0 | 0 | 10.4
39006 | FPL Energy Maine Hydro LLC | 7044 | Bates Mill Upper | ME | Androscoggin | BU3 | HY | OP | 1.2 | 0.9 | 0.9 |  | 2 | 1986 | WAT |  | N | Y | N | IPP Non-CHP | [62 empty] | N/A | [39 empty] | 0 | 0 | 10.4
39006 | FPL Energy Maine Hydro LLC | 7048 | Hill Mill | ME | Androscoggin | HM1 | HY | OP | 0.3 | 0.3 | 0.3 |  | 2 | 1986 | WAT |  | N | Y | N | IPP Non-CHP | [62 empty] | N/A | [39 empty] | 0 | 0 | 10.4
39006 | FPL Energy Maine Hydro LLC | 7048 | Hill Mill | ME | Androscoggin | HM2 | HY | OP | 0.3 | 0.3 | 0.3 |  | 2 | 1986 | WAT |  | N | Y | N | IPP Non-CHP | [62 empty] | N/A | [39 empty] | 0 | 0 | 10.4
39006 | FPL Energy Maine Hydro LLC | 7048 | Hill Mill | ME | Androscoggin | HM3 | HY | OP | 0.3 | 0.3 | 0.3 |  | 2 | 1986 | WAT |  | N | Y | N | IPP Non-CHP | [62 empty] | N/A | [39 empty] | 0 | 0 | 10.4
39006 | FPL Energy Maine Hydro LLC | 7048 | Hill Mill | ME | Androscoggin | HM4 | HY | OP | 0.3 | 0.3 | 0.3 |  | 2 | 1986 | WAT |  | N | Y | N | IPP Non-CHP | [62 empty] | N/A | [39 empty] | 0 | 0 | 10.4
39006 | FPL Energy Maine Hydro LLC | 7048 | Hill Mill | ME | Androscoggin | HM5 | HY | OP | 0.3 | 0.3 | 0.3 |  | 2 | 1986 | WAT |  | N | Y | N | IPP Non-CHP | [62 empty] | N/A | [39 empty] | 0 | 0 | 10.4
39006 | FPL Energy Maine Hydro LLC | 7048 | Hill Mill | ME | Androscoggin | HM6 | HY | OP | 0.3 | 0.3 | 0.3 |  | 2 | 1986 | WAT |  | N | Y | N | IPP Non-CHP | [62 empty] | N/A | [39 empty] | 0 | 0 | 10.4
39066 | Union Carbide Corp-Texas City | 50153 | Texas City Plant Union Carbide | TX | Galveston | GTG | GT | OP | 40 | 32 | 39 |  | 2 | 1996 | NG |  | N | Y | Y | Industrial CHP |  |  |  |  | N | [57 empty] | GAS | [39 empty] | 0.10792 | 0.0015239 | 11.3905
39066 | Union Carbide Corp-Texas City | 50153 | Texas City Plant Union Carbide | TX | Galveston | STG | ST | OP | 56 | 38 | 38 |  | 3 | 1996 | PUR |  | N | Y | Y | Industrial CHP |  |  |  |  | N | [57 empty] | N/A | [39 empty] | 0 | 0 | 10.4
39125 | Vandolah Power Co LLC | 55415 | Vandolah Power Station | FL | Hardee | G101 | GT | OP | 182 | 158 | 170 |  | 6 | 2002 | NG | DFO | Y | Y | N | IPP Non-CHP | [62 empty] | GAS | FL | Vandolah Power Project | 55415 | GT101 | 2010 |  | ARP, CAIRNOX, CAIROS, CAIRSO2 | 353.06 | 12 | 56090.53 |  | 9.751 | 0.0443 | 10.566 | 34432.996 | 563079.177 | 4 | Florida Reliability Coordinating Council | Hardee | Electric Utility | 4911 | Electric Services | 27.5242 | -81.9236 | Vandolah Power Company, LLC (Owner/Operator) | Phase 2 |  | Operating | Combustion turbine | Pipeline Natural Gas | Diesel Oil |  | Dry Low NOx Burners Water Injection |  | 2220 | 9.9754 | GAS | 194 | 429.4118 | 0.0443 | 0.034635 | 9.9754
39125 | Vandolah Power Co LLC | 55415 | Vandolah Power Station | FL | Hardee | G201 | GT | OP | 182 | 158 | 170 |  | 6 | 2002 | NG | DFO | Y | Y | N | IPP Non-CHP | [62 empty] | GAS | FL | Vandolah Power Project | 55415 | GT201 | 2010 |  | ARP, CAIRNOX, CAIROS, CAIRSO2 | 283.44 | 12 | 44889.81 |  | 52.397 | 0.0592 | 12.647 | 29559.656 | 460535.226 | 4 | Florida Reliability Coordinating Council | Hardee | Electric Utility | 4911 | Electric Services | 27.5242 | -81.9236 | Vandolah Power Company, LLC (Owner/Operator) | Phase 2 |  | Operating | Combustion turbine | Pipeline Natural Gas | Diesel Oil |  | Dry Low NOx Burners Water Injection |  | 2220 | 10.145 | GAS | 197 | 420.5882 | 0.0592 | 0.22755 | 10.145
39125 | Vandolah Power Co LLC | 55415 | Vandolah Power Station | FL | Hardee | G301 | GT | OP | 182 | 158 | 170 |  | 6 | 2002 | NG | DFO | Y | Y | N | IPP Non-CHP | [62 empty] | GAS | FL | Vandolah Power Project | 55415 | GT301 | 2010 |  | ARP, CAIRNOX, CAIROS, CAIRSO2 | 791.57 | 12 | 122813.49 |  | 39.218 | 0.0526 | 26.474 | 77145.221 | 1255120.146 | 4 | Florida Reliability Coordinating Council | Hardee | Electric Utility | 4911 | Electric Services | 27.5242 | -81.9236 | Vandolah Power Company, LLC (Owner/Operator) | Phase 2 |  | Operating | Combustion turbine | Pipeline Natural Gas | Diesel Oil |  | Dry Low NOx Burners Water Injection |  | 2220 | 10.1421 | GAS | 196 | 423.5294 | 0.0526 | 0.062493 | 10.1421
39125 | Vandolah Power Co LLC | 55415 | Vandolah Power Station | FL | Hardee | G401 | GT | OP | 182 | 158 | 170 |  | 6 | 2002 | NG | DFO | Y | Y | N | IPP Non-CHP | [62 empty] | GAS | FL | Vandolah Power Project | 55415 | GT401 | 2010 |  | ARP, CAIRNOX, CAIROS, CAIRSO2 | 1009.71 | 12 | 159856.5 |  | 55.305 | 0.0493 | 32.639 | 100047.062 | 1631455.155 | 4 | Florida Reliability Coordinating Council | Hardee | Electric Utility | 4911 | Electric Services | 27.5242 | -81.9236 | Vandolah Power Company, LLC (Owner/Operator) | Phase 2 |  | Operating | Combustion turbine | Pipeline Natural Gas | Diesel Oil |  | Dry Low NOx Burners Water Injection |  | 2220 | 10.1446 | GAS | 191 | 438.2353 | 0.0493 | 0.067798 | 10.1446
39245 | Saint John's Health Center | 50610 | Saint Johns Health Center | CA | LOS ANGELES | 1 | GT | OP | 1.1 | 1 | 1.1 |  | 2 | 1992 | NG |  | N | N | Y | Commercial CHP |  |  |  |  | N | [57 empty] | GAS | [39 empty] | 0.3902 | 0.0025899 | 7.9671
39347 | East Texas Electric Coop, Inc | 56603 | San Jacinto County Peaking Facility | TX | San Jacinto | SJC1 | GT | OP | 85 | 73 | 85 |  | 7 | 2001 | NG |  | N | Y | N | Electric Utility |  |  |  |  | N | [57 empty] | GAS | TX | San Jacinto County Peaking Facility | 56603 | SJCCT1 | 2010 |  | ARP, CAIRNOX, CAIRSO2 | 1223.03 | 12 | 85814.79 |  | 0.321 | 0.036 | 16.542 | 63633.068 | 1070744.092 | 6 |  | San Jacinto | Electric Utility |  |  | 30.42 | -95.0114 | East Texas Electric Cooperative, Inc. (Owner/Operator) | Phase 2 |  | Operating | Combustion turbine | Pipeline Natural Gas |  |  | Dry Low NOx Burners |  | 1050 | 12.0921 | GAS | 95 | 441.1765 | 0.036 | 0.0006 | 12.0921
39347 | East Texas Electric Coop, Inc | 56603 | San Jacinto County Peaking Facility | TX | San Jacinto | SJC2 | GT | OP | 85 | 73 | 85 |  | 7 | 2001 | NG |  | N | Y | N | Electric Utility |  |  |  |  | N | [57 empty] | GAS | TX | San Jacinto County Peaking Facility | 56603 | SJCCT2 | 2010 |  | ARP, CAIRNOX, CAIRSO2 | 1147.95 | 12 | 79519.92 |  | 0.293 | 0.0358 | 14.726 | 58038.012 | 976587.428 | 6 |  | San Jacinto | Electric Utility |  |  | 30.42 | -95.0114 | East Texas Electric Cooperative, Inc. (Owner/Operator) | Phase 2 |  | Operating | Combustion turbine | Pipeline Natural Gas |  |  | Dry Low NOx Burners |  | 1050 | 12.0423 | GAS | 95 | 441.1765 | 0.0358 | 0.0006 | 12.0423
39347 | East Texas Electric Coop, Inc | 56604 | Hardin County Peaking Facility | TX | Hardin | HC1 | GT | OP | 86.5 | 73 | 86 |  | 7 | 2001 | NG |  | N | Y | N | Electric Utility |  |  |  |  | N | [57 empty] | GAS | TX | Hardin County Peaking Facility | 56604 | HCCT1 | 2010 |  | ARP, CAIRNOX, CAIRSO2 | 398.7 | 12 | 28784.56 |  | 0.107 | 0.0421 | 5.978 | 21178.606 | 356376.674 | 6 |  | Hardin | Electric Utility |  |  | 30.3039 | -94.2527 | East Texas Electric Cooperative, Inc. (Owner/Operator) | Phase 2 |  | Operating | Combustion turbine | Pipeline Natural Gas |  |  | Dry Low NOx Burners |  | 1110.5 | 12.2148 | GAS | 87 | 494.186 | 0.0421 | 0.0006 | 12.2148
39347 | East Texas Electric Coop, Inc | 56604 | Hardin County Peaking Facility | TX | Hardin | HC2 | GT | OP | 86.5 | 73 | 86 |  | 7 | 2001 | NG |  | N | Y | N | Electric Utility |  |  |  |  | N | [57 empty] | GAS | TX | Hardin County Peaking Facility | 56604 | HCCT2 | 2010 |  | ARP, CAIRNOX, CAIRSO2 | 378.84 | 12 | 27914.43 |  | 0.102 | 0.0358 | 5.156 | 20205.32 | 339992.061 | 6 |  | Hardin | Electric Utility |  |  | 30.3039 | -94.2527 | East Texas Electric Cooperative, Inc. (Owner/Operator) | Phase 2 |  | Operating | Combustion turbine | Pipeline Natural Gas |  |  | Dry Low NOx Burners |  | 1110.5 | 12.0382 | GAS | 88 | 488.3721 | 0.0358 | 0.0006 | 12.0382
39878 | Solutia Inc-Indian | 10417 | Indian Orchard Plant 1 | MA | HAMPDEN | TG | ST | OP | 5.7 | 3.6 | 3.7 |  | 5 | 1985 | BIT | PUR | N | Y | Y | Industrial CHP |  |  |  |  | N | [5 empty] | Y | [51 empty] | COAL | [39 empty] | 0.61017 | 1.1483 | 12.0806
40192 | Shady Hills Power Co LLC | 55414 | Shady Hills Generating Station | FL | Pasco | G101 | GT | OP | 182 | 156 | 172 |  | 1 | 2002 | NG | DFO | Y | Y | N | IPP Non-CHP |  |  |  |  | N | [57 empty] | GAS | FL | Shady Hills | 55414 | GT101 | 2010 |  | ARP, CAIRNOX, CAIROS, CAIRSO2 | 2065.7 | 12 | 310862.7 |  | 7.55 | 0.0475 | 68.677 | 200056.02 | 3241001.193 | 4 |  | Pasco | Electric Utility | 4911 | Electric Services | 28.3665 | -82.5591 | Shady Hills Power Company, LLC (Owner/Operator) | Phase 2 |  | Operating | Combustion turbine | Pipeline Natural Gas | Diesel Oil |  | Dry Low NOx Burners Water Injection |  | 1955.7 | 10.2713 | GAS | 196 | 430.2326 | 0.0475 | 0.0046591 | 10.2713
40192 | Shady Hills Power Co LLC | 55414 | Shady Hills Generating Station | FL | Pasco | G201 | GT | OP | 182 | 156 | 172 |  | 1 | 2002 | NG | DFO | Y | Y | N | IPP Non-CHP |  |  |  |  | N | [57 empty] | GAS | FL | Shady Hills | 55414 | GT201 | 2010 |  | ARP, CAIRNOX, CAIROS, CAIRSO2 | 2071.18 | 12 | 312708.19 |  | 5.753 | 0.0467 | 66.593 | 200568.552 | 3284323.587 | 4 |  | Pasco | Electric Utility | 4911 | Electric Services | 28.3665 | -82.5591 | Shady Hills Power Company, LLC (Owner/Operator) | Phase 2 |  | Operating | Combustion turbine | Pipeline Natural Gas | Diesel Oil |  | Dry Low NOx Burners Water Injection |  | 1964.5 | 10.3578 | GAS | 197 | 427.3256 | 0.0467 | 0.0035033 | 10.3578
40192 | Shady Hills Power Co LLC | 55414 | Shady Hills Generating Station | FL | Pasco | G301 | GT | OP | 182 | 156 | 172 |  | 1 | 2002 | NG | DFO | Y | Y | N | IPP Non-CHP |  |  |  |  | N | [57 empty] | GAS | FL | Shady Hills | 55414 | GT301 | 2010 |  | ARP, CAIRNOX, CAIROS, CAIRSO2 | 2208.41 | 12 | 327937.72 |  | 3.583 | 0.0432 | 64.191 | 213861.978 | 3550590.154 | 4 |  | Pasco | Electric Utility | 4911 | Electric Services | 28.3665 | -82.5591 | Shady Hills Power Company, LLC (Owner/Operator) | Phase 2 |  | Operating | Combustion turbine | Pipeline Natural Gas | Diesel Oil |  | Dry Low NOx Burners Water Injection |  | 1958.4 | 10.6497 | GAS | 194 | 436.0465 | 0.0432 | 0.0020183 | 10.6497
40211 | Wabash Valley Power Assn, Inc | 54925 | Twin Bridges I II & III LFGTE | IN | HENDRICKS | I-1 | IC | OP | 0.8 | 0.8 | 0.8 |  | 10 | 1994 | LFG |  | N | Y | N | Electric Utility |  |  |  |  | N | [57 empty] | GAS | [39 empty] | 1.1659 | 0.0016829 | 10.4
40211 | Wabash Valley Power Assn, Inc | 54925 | Twin Bridges I II & III LFGTE | IN | HENDRICKS | I-2 | IC | OP | 0.8 | 0.8 | 0.8 |  | 10 | 1994 | LFG |  | N | Y | N | Electric Utility |  |  |  |  | N | [57 empty] | GAS | [39 empty] | 1.1659 | 0.0016829 | 10.4
40211 | Wabash Valley Power Assn, Inc | 54925 | Twin Bridges I II & III LFGTE | IN | HENDRICKS | I-3 | IC | OP | 0.8 | 0.8 | 0.8 |  | 10 | 1994 | LFG |  | N | Y | N | Electric Utility |  |  |  |  | N | [57 empty] | GAS | [39 empty] | 1.1659 | 0.0016829 | 10.4
40211 | Wabash Valley Power Assn, Inc | 54925 | Twin Bridges I II & III LFGTE | IN | HENDRICKS | I-4 | IC | OP | 0.8 | 0.8 | 0.8 |  | 10 | 1994 | LFG |  | N | Y | N | Electric Utility |  |  |  |  | N | [57 empty] | GAS | [39 empty] | 1.1659 | 0.0016829 | 10.4
40211 | Wabash Valley Power Assn, Inc | 54925 | Twin Bridges I II & III LFGTE | IN | HENDRICKS | II-1 | IC | OP | 0.8 | 0.8 | 0.8 |  | 7 | 2002 | LFG |  | N | Y | N | Electric Utility |  |  |  |  | N | [57 empty] | GAS | [39 empty] | 1.1659 | 0.0016829 | 10.4
40211 | Wabash Valley Power Assn, Inc | 54925 | Twin Bridges I II & III LFGTE | IN | HENDRICKS | II-2 | IC | OP | 0.8 | 0.8 | 0.8 |  | 7 | 2002 | LFG |  | N | Y | N | Electric Utility |  |  |  |  | N | [57 empty] | GAS | [39 empty] | 1.1659 | 0.0016829 | 10.4
40211 | Wabash Valley Power Assn, Inc | 54925 | Twin Bridges I II & III LFGTE | IN | HENDRICKS | II-3 | IC | OP | 0.8 | 0.8 | 0.8 |  | 7 | 2002 | LFG |  | N | Y | N | Electric Utility |  |  |  |  | N | [57 empty] | GAS | [39 empty] | 1.1659 | 0.0016829 | 10.4
40211 | Wabash Valley Power Assn, Inc | 54925 | Twin Bridges I II & III LFGTE | IN | HENDRICKS | II-4 | IC | OP | 0.8 | 0.8 | 0.8 |  | 7 | 2002 | LFG |  | N | Y | N | Electric Utility |  |  |  |  | N | [57 empty] | GAS | [39 empty] | 1.1659 | 0.0016829 | 10.4
40211 | Wabash Valley Power Assn, Inc | 54925 | Twin Bridges I II & III LFGTE | IN | HENDRICKS | III-1 | IC | OP | 0.8 | 0.8 | 0.8 |  | 1 | 2009 | LFG |  | N | Y | N | Electric Utility | [62 empty] | GAS | [39 empty] | 1.1659 | 0.0016829 | 10.4
40211 | Wabash Valley Power Assn, Inc | 54925 | Twin Bridges I II & III LFGTE | IN | HENDRICKS | III-2 | IC | OP | 0.8 | 0.8 | 0.8 |  | 1 | 2009 | LFG |  | N | Y | N | Electric Utility | [62 empty] | GAS | [39 empty] | 1.1659 | 0.0016829 | 10.4
40211 | Wabash Valley Power Assn, Inc | 54925 | Twin Bridges I II & III LFGTE | IN | HENDRICKS | III-3 | IC | OP | 0.8 | 0.8 | 0.8 |  | 1 | 2009 | LFG |  | N | Y | N | Electric Utility | [62 empty] | GAS | [39 empty] | 1.1659 | 0.0016829 | 10.4
40211 | Wabash Valley Power Assn, Inc | 54925 | Twin Bridges I II & III LFGTE | IN | HENDRICKS | III-4 | IC | OP | 0.8 | 0.8 | 0.8 |  | 1 | 2009 | LFG |  | N | Y | N | Electric Utility | [62 empty] | GAS | [39 empty] | 1.1659 | 0.0016829 | 10.4
40211 | Wabash Valley Power Assn, Inc | 54926 | Prairie View I & II LFGTE | IN | ST JOSEPH | I-1 | IC | OP | 0.8 | 0.8 | 0.8 |  | 10 | 1994 | LFG |  | N | Y | N | Electric Utility |  |  |  |  | N | [57 empty] | GAS | [39 empty] | 1.1659 | 0.0016829 | 10.4
40211 | Wabash Valley Power Assn, Inc | 54926 | Prairie View I & II LFGTE | IN | ST JOSEPH | I-2 | IC | OP | 0.8 | 0.8 | 0.8 |  | 10 | 1994 | LFG |  | N | Y | N | Electric Utility |  |  |  |  | N | [57 empty] | GAS | [39 empty] | 1.1659 | 0.0016829 | 10.4
40211 | Wabash Valley Power Assn, Inc | 54926 | Prairie View I & II LFGTE | IN | ST JOSEPH | I-3 | IC | OP | 0.8 | 0.8 | 0.8 |  | 10 | 1994 | LFG |  | N | Y | N | Electric Utility |  |  |  |  | N | [57 empty] | GAS | [39 empty] | 1.1659 | 0.0016829 | 10.4
40211 | Wabash Valley Power Assn, Inc | 54926 | Prairie View I & II LFGTE | IN | ST JOSEPH | I-4 | IC | OP | 0.8 | 0.8 | 0.8 |  | 10 | 1994 | LFG |  | N | Y | N | Electric Utility |  |  |  |  | N | [57 empty] | GAS | [39 empty] | 1.1659 | 0.0016829 | 10.4
40211 | Wabash Valley Power Assn, Inc | 54926 | Prairie View I & II LFGTE | IN | ST JOSEPH | II-1 | IC | OP | 0.8 | 0.8 | 0.8 |  | 8 | 2007 | LFG |  | N | Y | N | Electric Utility |  |  |  |  | N | [57 empty] | GAS | [39 empty] | 1.1659 | 0.0016829 | 10.4
40211 | Wabash Valley Power Assn, Inc | 54926 | Prairie View I & II LFGTE | IN | ST JOSEPH | II-2 | IC | OP | 0.8 | 0.8 | 0.8 |  | 8 | 2007 | LFG |  | N | Y | N | Electric Utility |  |  |  |  | N | [57 empty] | GAS | [39 empty] | 1.1659 | 0.0016829 | 10.4
40211 | Wabash Valley Power Assn, Inc | 54926 | Prairie View I & II LFGTE | IN | ST JOSEPH | II-3 | IC | OP | 0.8 | 0.8 | 0.8 |  | 8 | 2007 | LFG |  | N | Y | N | Electric Utility |  |  |  |  | N | [57 empty] | GAS | [39 empty] | 1.1659 | 0.0016829 | 10.4
40211 | Wabash Valley Power Assn, Inc | 54926 | Prairie View I & II LFGTE | IN | ST JOSEPH | II-4 | IC | OP | 0.8 | 0.8 | 0.8 |  | 8 | 2007 | LFG |  | N | Y | N | Electric Utility |  |  |  |  | N | [57 empty] | GAS | [39 empty] | 1.1659 | 0.0016829 | 10.4
40211 | Wabash Valley Power Assn, Inc | 54956 | Deercroft I & II LFGTE | IN | LA PORTE | I-1 | IC | OP | 0.8 | 0.8 | 0.8 |  | 8 | 1999 | LFG |  | N | Y | N | Electric Utility |  |  |  |  | N | [57 empty] | GAS | [39 empty] | 1.1659 | 0.0016829 | 10.4
40211 | Wabash Valley Power Assn, Inc | 54956 | Deercroft I & II LFGTE | IN | LA PORTE | I-2 | IC | OP | 0.8 | 0.8 | 0.8 |  | 8 | 1999 | LFG |  | N | Y | N | Electric Utility |  |  |  |  | N | [57 empty] | GAS | [39 empty] | 1.1659 | 0.0016829 | 10.4
40211 | Wabash Valley Power Assn, Inc | 54956 | Deercroft I & II LFGTE | IN | LA PORTE | I-3 | IC | OP | 0.8 | 0.8 | 0.8 |  | 8 | 1999 | LFG |  | N | Y | N | Electric Utility |  |  |  |  | N | [57 empty] | GAS | [39 empty] | 1.1659 | 0.0016829 | 10.4
40211 | Wabash Valley Power Assn, Inc | 54956 | Deercroft I & II LFGTE | IN | LA PORTE | I-4 | IC | OP | 0.8 | 0.8 | 0.8 |  | 8 | 1999 | LFG |  | N | Y | N | Electric Utility |  |  |  |  | N | [57 empty] | GAS | [39 empty] | 1.1659 | 0.0016829 | 10.4
40211 | Wabash Valley Power Assn, Inc | 54956 | Deercroft I & II LFGTE | IN | LA PORTE | II-1 | IC | OP | 0.8 | 0.8 | 0.8 |  | 9 | 2007 | LFG |  | N | Y | N | Electric Utility |  |  |  |  | N | [57 empty] | GAS | [39 empty] | 1.1659 | 0.0016829 | 10.4
40211 | Wabash Valley Power Assn, Inc | 54956 | Deercroft I & II LFGTE | IN | LA PORTE | II-2 | IC | OP | 0.8 | 0.8 | 0.8 |  | 9 | 2007 | LFG |  | N | Y | N | Electric Utility |  |  |  |  | N | [57 empty] | GAS | [39 empty] | 1.1659 | 0.0016829 | 10.4
40211 | Wabash Valley Power Assn, Inc | 54956 | Deercroft I & II LFGTE | IN | LA PORTE | II-3 | IC | OP | 0.8 | 0.8 | 0.8 |  | 9 | 2007 | LFG |  | N | Y | N | Electric Utility |  |  |  |  | N | [57 empty] | GAS | [39 empty] | 1.1659 | 0.0016829 | 10.4
40211 | Wabash Valley Power Assn, Inc | 54956 | Deercroft I & II LFGTE | IN | LA PORTE | II-4 | IC | OP | 0.8 | 0.8 | 0.8 |  | 9 | 2007 | LFG |  | N | Y | N | Electric Utility |  |  |  |  | N | [57 empty] | GAS | [39 empty] | 1.1659 | 0.0016829 | 10.4
40211 | Wabash Valley Power Assn, Inc | 56463 | Oak Ridge LFGTE | IN | CASS | 1 | IC | OP | 0.8 | 0.8 | 0.8 |  | 12 | 2003 | LFG |  | N | Y | N | Electric Utility |  |  |  |  | N | [57 empty] | GAS | [39 empty] | 1.1659 | 0.0016829 | 10.4
40211 | Wabash Valley Power Assn, Inc | 56463 | Oak Ridge LFGTE | IN | CASS | 2 | IC | OP | 0.8 | 0.8 | 0.8 |  | 12 | 2003 | LFG |  | N | Y | N | Electric Utility |  |  |  |  | N | [57 empty] | GAS | [39 empty] | 1.1659 | 0.0016829 | 10.4
40211 | Wabash Valley Power Assn, Inc | 56463 | Oak Ridge LFGTE | IN | CASS | 3 | IC | OP | 0.8 | 0.8 | 0.8 |  | 12 | 2003 | LFG |  | N | Y | N | Electric Utility |  |  |  |  | N | [57 empty] | GAS | [39 empty] | 1.1659 | 0.0016829 | 10.4
40211 | Wabash Valley Power Assn, Inc | 56463 | Oak Ridge LFGTE | IN | CASS | 4 | IC | OP | 0.8 | 0.8 | 0.8 |  | 12 | 2003 | LFG |  | N | Y | N | Electric Utility |  |  |  |  | N | [57 empty] | GAS | [39 empty] | 1.1659 | 0.0016829 | 10.4
40211 | Wabash Valley Power Assn, Inc | 56464 | Jay County LFGTE | IN | JAY | 1 | IC | OP | 0.8 | 0.8 | 0.8 |  | 4 | 2005 | LFG |  | N | Y | N | Electric Utility |  |  |  |  | N | [57 empty] | GAS | [39 empty] | 1.1659 | 0.0016829 | 10.4
40211 | Wabash Valley Power Assn, Inc | 56464 | Jay County LFGTE | IN | JAY | 2 | IC | OP | 0.8 | 0.8 | 0.8 |  | 4 | 2005 | LFG |  | N | Y | N | Electric Utility |  |  |  |  | N | [57 empty] | GAS | [39 empty] | 1.1659 | 0.0016829 | 10.4
40211 | Wabash Valley Power Assn, Inc | 56464 | Jay County LFGTE | IN | JAY | 3 | IC | OP | 0.8 | 0.8 | 0.8 |  | 4 | 2005 | LFG |  | N | Y | N | Electric Utility |  |  |  |  | N | [57 empty] | GAS | [39 empty] | 1.1659 | 0.0016829 | 10.4
40211 | Wabash Valley Power Assn, Inc | 56464 | Jay County LFGTE | IN | JAY | 4 | IC | OP | 0.8 | 0.8 | 0.8 |  | 4 | 2005 | LFG |  | N | Y | N | Electric Utility |  |  |  |  | N | [57 empty] | GAS | [39 empty] | 1.1659 | 0.0016829 | 10.4
40211 | Wabash Valley Power Assn, Inc | 56465 | Liberty I & II LFGTE | IN | WHITE | 1 | IC | OP | 0.8 | 0.8 | 0.8 |  | 8 | 2005 | LFG |  | N | Y | N | Electric Utility |  |  |  |  | N | [57 empty] | GAS | [39 empty] | 1.1659 | 0.0016829 | 10.4
40211 | Wabash Valley Power Assn, Inc | 56465 | Liberty I & II LFGTE | IN | WHITE | 1-II | IC | OP | 0.8 | 0.8 | 0.8 |  | 1 | 2010 | LFG |  | N | Y | N | Electric Utility |  |  |  |  | N | [57 empty] | GAS | [39 empty] | 1.1659 | 0.0016829 | 10.4
40211 | Wabash Valley Power Assn, Inc | 56465 | Liberty I & II LFGTE | IN | WHITE | 2 | IC | OP | 0.8 | 0.8 | 0.8 |  | 8 | 2005 | LFG |  | N | Y | N | Electric Utility |  |  |  |  | N | [57 empty] | GAS | [39 empty] | 1.1659 | 0.0016829 | 10.4
40211 | Wabash Valley Power Assn, Inc | 56465 | Liberty I & II LFGTE | IN | WHITE | 2-II | IC | OP | 0.8 | 0.8 | 0.8 |  | 1 | 2010 | LFG |  | N | Y | N | Electric Utility |  |  |  |  | N | [57 empty] | GAS | [39 empty] | 1.1659 | 0.0016829 | 10.4
40211 | Wabash Valley Power Assn, Inc | 56465 | Liberty I & II LFGTE | IN | WHITE | 3 | IC | OP | 0.8 | 0.8 | 0.8 |  | 8 | 2005 | LFG |  | N | Y | N | Electric Utility |  |  |  |  | N | [57 empty] | GAS | [39 empty] | 1.1659 | 0.0016829 | 10.4
40211 | Wabash Valley Power Assn, Inc | 56465 | Liberty I & II LFGTE | IN | WHITE | 3-II | IC | OP | 0.8 | 0.8 | 0.8 |  | 1 | 2010 | LFG |  | N | Y | N | Electric Utility |  |  |  |  | N | [57 empty] | GAS | [39 empty] | 1.1659 | 0.0016829 | 10.4
40211 | Wabash Valley Power Assn, Inc | 56465 | Liberty I & II LFGTE | IN | WHITE | 4 | IC | OP | 0.8 | 0.8 | 0.8 |  | 8 | 2005 | LFG |  | N | Y | N | Electric Utility |  |  |  |  | N | [57 empty] | GAS | [39 empty] | 1.1659 | 0.0016829 | 10.4
40211 | Wabash Valley Power Assn, Inc | 56465 | Liberty I & II LFGTE | IN | WHITE | 4-II | IC | OP | 0.8 | 0.8 | 0.8 |  | 1 | 2010 | LFG |  | N | Y | N | Electric Utility |  |  |  |  | N | [57 empty] | GAS | [39 empty] | 1.1659 | 0.0016829 | 10.4
40211 | Wabash Valley Power Assn, Inc | 57250 | Earthmovers LFGTE | IN | ELKHART | 1 | IC | OP | 0.8 | 0.8 | 0.8 |  | 10 | 2010 | LFG |  | N | Y | N | Electric Utility | [62 empty] | GAS | [39 empty] | 1.1659 | 0.0016829 | 10.4
40211 | Wabash Valley Power Assn, Inc | 57250 | Earthmovers LFGTE | IN | ELKHART | 2 | IC | OP | 0.8 | 0.8 | 0.8 |  | 10 | 2010 | LFG |  | N | Y | N | Electric Utility | [62 empty] | GAS | [39 empty] | 1.1659 | 0.0016829 | 10.4
40211 | Wabash Valley Power Assn, Inc | 57250 | Earthmovers LFGTE | IN | ELKHART | 3 | IC | OP | 0.8 | 0.8 | 0.8 |  | 10 | 2010 | LFG |  | N | Y | N | Electric Utility | [62 empty] | GAS | [39 empty] | 1.1659 | 0.0016829 | 10.4
40211 | Wabash Valley Power Assn, Inc | 57250 | Earthmovers LFGTE | IN | ELKHART | 4 | IC | OP | 0.8 | 0.8 | 0.8 |  | 10 | 2010 | LFG |  | N | Y | N | Electric Utility | [62 empty] | GAS | [39 empty] | 1.1659 | 0.0016829 | 10.4
40211 | Wabash Valley Power Assn, Inc | 57250 | Earthmovers LFGTE | IN | ELKHART | 5 | IC | OP | 0.8 | 0.8 | 0.8 |  | 10 | 2010 | LFG |  | N | Y | N | Electric Utility | [62 empty] | GAS | [39 empty] | 1.1659 | 0.0016829 | 10.4
40211 | Wabash Valley Power Assn, Inc | 57250 | Earthmovers LFGTE | IN | ELKHART | 6 | IC | OP | 0.8 | 0.8 | 0.8 |  | 10 | 2010 | LFG |  | N | Y | N | Electric Utility | [62 empty] | GAS | [39 empty] | 1.1659 | 0.0016829 | 10.4
40211 | Wabash Valley Power Assn, Inc | 57842 | Wabash Valley Power IGCC | IN | Vigo | 1 | CA | OP | 112.5 | 85 | 85 |  | 12 | 1953 | SGC | OTH | Y | Y | N | Electric Utility |  |  |  |  | Y | N | [56 empty] | GAS | [39 empty] | 0 | 0 | 10.4
40211 | Wabash Valley Power Assn, Inc | 57842 | Wabash Valley Power IGCC | IN | Vigo | 1A | CT | OP | 192 | 189 | 205 |  | 11 | 1995 | SGC | NG | Y | Y | N | Electric Utility |  |  |  |  | Y | N | [56 empty] | GAS | [39 empty] | 0.0643 | 0.18373 | 10.0476
40215 | Cordova Electric Coop, Inc | 789 | Orca | AK | Valdez-Cordova | 3 | IC | OP | 2.5 | 2.5 | 2.5 |  | 10 | 1984 | DFO |  | N | N | N | Electric Utility |  |  |  |  | N | [57 empty] | LIQUID | [39 empty] | 0.7385 | 0.025484 | 12.5895
40215 | Cordova Electric Coop, Inc | 789 | Orca | AK | Valdez-Cordova | 4 | IC | OP | 2.4 | 2.4 | 2.4 |  | 10 | 1984 | DFO |  | N | N | N | Electric Utility |  |  |  |  | N | [57 empty] | LIQUID | [39 empty] | 0.7385 | 0.025484 | 12.5895
40215 | Cordova Electric Coop, Inc | 789 | Orca | AK | Valdez-Cordova | 5 | IC | OP | 1.1 | 1.1 | 1.1 |  | 3 | 2000 | DFO |  | N | N | N | Electric Utility |  |  |  | 2014 | N | [57 empty] | LIQUID | [39 empty] | 0.7385 | 0.025484 | 12.5895
40215 | Cordova Electric Coop, Inc | 789 | Orca | AK | Valdez-Cordova | 6 | IC | OP | 1.1 | 1.1 | 1.1 |  | 3 | 2000 | DFO |  | N | N | N | Electric Utility |  |  |  | 2014 | N | [57 empty] | LIQUID | [39 empty] | 0.7385 | 0.025484 | 12.5895
40215 | Cordova Electric Coop, Inc | 789 | Orca | AK | Valdez-Cordova | 7 | IC | OP | 3.6 | 3.6 | 3.6 |  | 7 | 2009 | DFO |  | N | N | N | Electric Utility |  |  |  |  | N | [57 empty] | LIQUID | [39 empty] | 0.7385 | 0.025484 | 12.5895
40215 | Cordova Electric Coop, Inc | 7042 | Humpback Creek | AK | Valdez-Cordova | 1 | HY | OP | 0.5 | 0.4 | 0.4 |  | 6 | 1991 | WAT |  | N | N | N | Electric Utility |  |  |  |  | N | [57 empty] | N/A | [39 empty] | 0 | 0 | 10.4
40215 | Cordova Electric Coop, Inc | 7042 | Humpback Creek | AK | Valdez-Cordova | 2 | HY | OP | 0.5 | 0.4 | 0.4 |  | 6 | 1991 | WAT |  | N | N | N | Electric Utility |  |  |  |  | N | [57 empty] | N/A | [39 empty] | 0 | 0 | 10.4
40215 | Cordova Electric Coop, Inc | 7042 | Humpback Creek | AK | Valdez-Cordova | 3 | HY | OP | 0.2 | 0.2 | 0.2 |  | 6 | 1991 | WAT |  | N | N | N | Electric Utility |  |  |  |  | N | [57 empty] | N/A | [39 empty] | 0 | 0 | 10.4
40215 | Cordova Electric Coop, Inc | 7862 | Power Creek | AK | Valdez-Cordova | 4 | HY | OP | 3 | 2.8 | 2.7 |  | 11 | 2001 | WAT |  | N | N | N | Electric Utility | [62 empty] | N/A | [39 empty] | 0 | 0 | 10.4
40215 | Cordova Electric Coop, Inc | 7862 | Power Creek | AK | Valdez-Cordova | 5 | HY | OP | 3 | 2.8 | 2.7 |  | 11 | 2001 | WAT |  | N | N | N | Electric Utility | [62 empty] | N/A | [39 empty] | 0 | 0 | 10.4
40229 | Old Dominion Electric Coop | 7836 | Marsh Run Generating | VA | Fauquier | 1 | GT | OP | 171.1 | 160 | 186 |  | 9 | 2004 | NG | DFO | Y | Y | N | Electric Utility |  |  |  |  | N | [57 empty] | GAS | VA | Marsh Run Generation Facility | 7836 | EU1 | 2010 |  | ARP, CAIRNOX, CAIROS, CAIRSO2 | 1337.33 | 12 | 211269.75 |  | 1.052 | 0.036 | 33.171 | 132508.638 | 2218864.162 | 3 | Southeastern Electric Reliability Council | Fauquier | Electric Utility |  |  | 38.5283 | -77.7681 | Old Dominion Electric Cooperative (Owner/Operator) | Phase 2 |  | Operating | Combustion turbine | Pipeline Natural Gas | Diesel Oil |  | Dry Low NOx Burners Water Injection |  | 2400 | 10.3907 | GAS | 196 | 473.1183 | 0.036 | 0.000948 | 10.3907
40229 | Old Dominion Electric Coop | 7836 | Marsh Run Generating | VA | Fauquier | 2 | GT | OP | 171.1 | 159 | 184 |  | 9 | 2004 | NG | DFO | Y | Y | N | Electric Utility |  |  |  |  | N | [57 empty] | GAS | VA | Marsh Run Generation Facility | 7836 | EU2 | 2010 |  | ARP, CAIRNOX, CAIROS, CAIRSO2 | 1326.05 | 12 | 206611.81 |  | 1.505 | 0.0411 | 37.313 | 131938.179 | 2198557.569 | 3 | Southeastern Electric Reliability Council | Fauquier | Electric Utility |  |  | 38.5283 | -77.7681 | Old Dominion Electric Cooperative (Owner/Operator) | Phase 2 |  | Operating | Combustion turbine | Pipeline Natural Gas | Diesel Oil |  | Dry Low NOx Burners Water Injection |  | 2400 | 10.507 | GAS | 194 | 472.8261 | 0.0411 | 0.0013691 | 10.507
40229 | Old Dominion Electric Coop | 7836 | Marsh Run Generating | VA | Fauquier | 3 | GT | OP | 171.1 | 162 | 187 |  | 9 | 2004 | NG | DFO | Y | Y | N | Electric Utility |  |  |  |  | N | [57 empty] | GAS | VA | Marsh Run Generation Facility | 7836 | EU3 | 2010 |  | ARP, CAIRNOX, CAIROS, CAIRSO2 | 1276.63 | 12 | 201692.95 |  | 1.047 | 0.0358 | 31.703 | 127407.476 | 2133709.799 | 3 | Southeastern Electric Reliability Council | Fauquier | Electric Utility |  |  | 38.5283 | -77.7681 | Old Dominion Electric Cooperative (Owner/Operator) | Phase 2 |  | Operating | Combustion turbine | Pipeline Natural Gas | Diesel Oil |  | Dry Low NOx Burners Water Injection |  | 2400 | 10.472 | GAS | 194 | 481.2834 | 0.0358 | 0.000981 | 10.472
40229 | Old Dominion Electric Coop | 7837 | Louisa Generating | VA | Louisa | 1 | GT | OP | 84.5 | 77 | 92 |  | 8 | 2003 | NG | DFO | Y | Y | N | Electric Utility |  |  |  |  | N | [57 empty] | GAS | VA | Louisa Generation Facility | 7837 | EU1 | 2010 |  | ARP, CAIRNOX, CAIROS, CAIRSO2 | 762.66 | 12 | 58402.66 |  | 0.679 | 0.0348 | 10.328 | 42306.074 | 699251.834 | 3 | Southeastern Electric Reliability Council | Louisa | Electric Utility | 4911 | Electric Services | 38.1181 | -78.2139 | Old Dominion Electric Cooperative (Owner/Operator) | Phase 2 |  | Operating | Combustion turbine | Pipeline Natural Gas | Diesel Oil |  | Dry Low NOx Burners Water Injection |  | 1300 | 11.8403 | GAS | 97 | 472.8261 | 0.0348 | 0.0019421 | 11.8403
40229 | Old Dominion Electric Coop | 7837 | Louisa Generating | VA | Louisa | 2 | GT | OP | 84.5 | 77 | 92 |  | 8 | 2003 | NG | DFO | Y | Y | N | Electric Utility |  |  |  |  | N | [57 empty] | GAS | VA | Louisa Generation Facility | 7837 | EU2 | 2010 |  | ARP, CAIRNOX, CAIROS, CAIRSO2 | 781 | 12 | 59601.04 |  | 0.714 | 0.0306 | 9.119 | 42687.645 | 704944.334 | 3 | Southeastern Electric Reliability Council | Louisa | Electric Utility | 4911 | Electric Services | 38.1181 | -78.2139 | Old Dominion Electric Cooperative (Owner/Operator) | Phase 2 |  | Operating | Combustion turbine | Pipeline Natural Gas | Diesel Oil |  | Dry Low NOx Burners Water Injection |  | 1300 | 11.6779 | GAS | 100 | 456.5217 | 0.0306 | 0.0020257 | 11.6779
40229 | Old Dominion Electric Coop | 7837 | Louisa Generating | VA | Louisa | 3 | GT | OP | 84.5 | 77 | 92 |  | 8 | 2003 | NG | DFO | Y | Y | N | Electric Utility |  |  |  |  | N | [57 empty] | GAS | VA | Louisa Generation Facility | 7837 | EU3 | 2010 |  | ARP, CAIRNOX, CAIROS, CAIRSO2 | 764.9 | 12 | 59610.55 |  | 0.693 | 0.0331 | 9.56 | 41626.948 | 687360.65 | 3 | Southeastern Electric Reliability Council | Louisa | Electric Utility | 4911 | Electric Services | 38.1181 | -78.2139 | Old Dominion Electric Cooperative (Owner/Operator) | Phase 2 |  | Operating | Combustion turbine | Pipeline Natural Gas | Diesel Oil |  | Dry Low NOx Burners Water Injection |  | 1300 | 11.5464 | GAS | 100 | 456.5217 | 0.0331 | 0.0020164 | 11.5309
40229 | Old Dominion Electric Coop | 7837 | Louisa Generating | VA | Louisa | 4 | GT | OP | 84.5 | 77 | 92 |  | 8 | 2003 | NG | DFO | Y | Y | N | Electric Utility |  |  |  |  | N | [57 empty] | GAS | VA | Louisa Generation Facility | 7837 | EU4 | 2010 |  | ARP, CAIRNOX, CAIROS, CAIRSO2 | 716.2 | 12 | 55946.76 |  | 0.325 | 0.0389 | 10.558 | 38902.208 | 651280.098 | 3 | Southeastern Electric Reliability Council | Louisa | Electric Utility | 4911 | Electric Services | 38.1181 | -78.2139 | Old Dominion Electric Cooperative (Owner/Operator) | Phase 2 |  | Operating | Combustion turbine | Pipeline Natural Gas | Diesel Oil |  | Dry Low NOx Burners Water Injection |  | 1300 | 11.4886 | GAS | 97 | 472.8261 | 0.0389 | 0.000998 | 11.4886
40229 | Old Dominion Electric Coop | 7837 | Louisa Generating | VA | Louisa | 5 | GT | OP | 171.1 | 158 | 187 |  | 8 | 2003 | NG | DFO | Y | Y | N | Electric Utility |  |  |  |  | N | [57 empty] | GAS | VA | Louisa Generation Facility | 7837 | EU5 | 2010 |  | ARP, CAIRNOX, CAIROS, CAIRSO2 | 938.15 | 12 | 150388.74 |  | 1.042 | 0.0435 | 28.098 | 94802.727 | 1579516.702 | 3 | Southeastern Electric Reliability Council | Louisa | Electric Utility | 4911 | Electric Services | 38.1181 | -78.2139 | Old Dominion Electric Cooperative (Owner/Operator) | Phase 2 |  | Operating | Combustion turbine | Pipeline Natural Gas | Diesel Oil |  | Dry Low NOx Burners Water Injection |  | 2400 | 10.3779 | GAS | 198 | 470.5882 | 0.0435 | 0.0013194 | 10.3779
40230 | Deseret Generation & Tran Coop | 7790 | Bonanza | UT | Uintah | 1 | ST | OP | 499.5 | 458 | 458 |  | 5 | 1986 | BIT |  | N | Y | N | Electric Utility |  |  |  |  | N | Y | [56 empty] | COAL | UT | Bonanza | 7790 | 40544 | 2010 |  | ARP | 8700.5 | 12 | 3799062.75 |  | 1447.779 | 0.3648 | 6795.479 | 3764507.325 | 36691149.78 | 8 | Western Electricity Coordinating Council | Uintah | Electric Utility | 4911 | Electric Services | 40.0864 | -109.2844 | Deseret Generation & Transmission (Owner/Operator) Utah Municipal Power Agency (Owner) | Phase 2 | Early Election | Operating | Dry bottom wall-fired boiler | Coal | Diesel Oil | Wet Limestone | Low NOx Burner Technology (Dry Bottom only) | Baghouse | 5500 | 10.4 | COAL | 569.4792 | 378.2979 | 0.3648 | 0.078917 | 9.6579
40294 | Power Resources Cooperative | 7725 | Coffin Butte | OR | BENTON | 1 | IC | OP | 0.8 | 0.8 | 0.8 |  | 10 | 1995 | LFG |  | N | Y | N | Electric Utility |  |  |  |  | N | [57 empty] | GAS | [39 empty] | 1.1659 | 0.0016829 | 10.4
40294 | Power Resources Cooperative | 7725 | Coffin Butte | OR | BENTON | 2 | IC | OP | 0.8 | 0.8 | 0.8 |  | 10 | 1995 | LFG |  | N | Y | N | Electric Utility |  |  |  |  | N | [57 empty] | GAS | [39 empty] | 1.1659 | 0.0016829 | 10.4
40294 | Power Resources Cooperative | 7725 | Coffin Butte | OR | BENTON | 3 | IC | OP | 0.8 | 0.8 | 0.8 |  | 10 | 1995 | LFG |  | N | Y | N | Electric Utility |  |  |  |  | N | [57 empty] | GAS | [39 empty] | 1.1659 | 0.0016829 | 10.4
40294 | Power Resources Cooperative | 7725 | Coffin Butte | OR | BENTON | 4 | IC | OP | 1.6 | 1.5 | 1.5 |  | 10 | 2007 | LFG |  | N | Y | N | Electric Utility |  |  |  |  | N | [57 empty] | GAS | [39 empty] | 1.1659 | 0.0016829 | 10.4
40294 | Power Resources Cooperative | 7725 | Coffin Butte | OR | BENTON | 5 | IC | OP | 1.6 | 1.5 | 1.5 |  | 10 | 2007 | LFG |  | N | Y | N | Electric Utility |  |  |  |  | N | [57 empty] | GAS | [39 empty] | 1.1659 | 0.0016829 | 10.4
40307 | Prairie Power, Inc | 6238 | Pearl Station | IL | Pike | 1 | ST | OP | 22 | 22.2 | 22.2 |  | 1 | 1967 | BIT |  | N | Y | N | Electric Utility |  |  |  | 2012 |  | Y | [56 empty] | COAL | [39 empty] | 0.57728 | 0.93788 | 12.1165
40307 | Prairie Power, Inc | 7818 | Alsey | IL | Scott | 1 | GT | OP | 30 | 30 | 34.7 |  | 6 | 1999 | NG | DFO | Y | Y | N | Electric Utility | [62 empty] | GAS | IL | Alsey Station | 7818 | ACT1 | 2010 |  | CAIRNOX, CAIROS, CAIRSO2 | 41.63 | 12 | 857.88 |  | 0.004 | 0.2168 | 1.598 |  | 14529.505 | 5 | Southeastern Electric Reliability Council | Scott | Electric Utility |  |  | 39.5606 | -90.4339 | Prairie Power Incorporated (Owner/Operator) |  |  | Operating | Combustion turbine | Pipeline Natural Gas |  |  | Water Injection |  | 460 | 15.6873 | GAS | 34 | 489.7059 | 0.2168 | 0.000551 | 15.6873
40307 | Prairie Power, Inc | 7818 | Alsey | IL | Scott | 2 | GT | OP | 30 | 30 | 34.7 |  | 8 | 1999 | NG | DFO | Y | Y | N | Electric Utility | [62 empty] | GAS | IL | Alsey Station | 7818 | ACT2 | 2010 |  | CAIRNOX, CAIROS, CAIRSO2 | 48.1 | 12 | 998.95 |  | 0.005 | 0.2123 | 1.722 |  | 17007.241 | 5 | Southeastern Electric Reliability Council | Scott | Electric Utility |  |  | 39.5606 | -90.4339 | Prairie Power Incorporated (Owner/Operator) |  |  | Operating | Combustion turbine | Pipeline Natural Gas |  |  | Water Injection |  | 460 | 15.814 | GAS | 33 | 474.2424 | 0.2123 | 0.000588 | 15.814
40307 | Prairie Power, Inc | 7818 | Alsey | IL | Scott | 3 | GT | OP | 20 | 18 | 20.3 |  | 7 | 1999 | NG | DFO | Y | Y | N | Electric Utility | [62 empty] | GAS | IL | Alsey Station | 7818 | ACT5 | 2010 |  | CAIRNOX, CAIROS, CAIRSO2 | 25.12 | 12 | 410.47 |  | 0.002 | 0.2795 | 1.167 |  | 7919.358 | 5 | Southeastern Electric Reliability Council | Scott | Electric Utility |  |  | 39.5606 | -90.4339 | Prairie Power Incorporated (Owner/Operator) |  |  | Operating | Combustion turbine | Pipeline Natural Gas |  |  |  |  | 420 | 17.2572 | GAS | 26 | -140.3941 | 0.2795 | 0.000505 | 17.2572
40307 | Prairie Power, Inc | 7818 | Alsey | IL | Scott | 4 | GT | OP | 20 | 18 | 19.4 |  | 8 | 1999 | NG | DFO | Y | Y | N | Electric Utility | [62 empty] | GAS | IL | Alsey Station | 7818 | ACT5 | 2010 |  | CAIRNOX, CAIROS, CAIRSO2 | 25.12 | 12 | 410.47 |  | 0.002 | 0.2795 | 1.167 |  | 7919.358 | 5 | Southeastern Electric Reliability Council | Scott | Electric Utility |  |  | 39.5606 | -90.4339 | Prairie Power Incorporated (Owner/Operator) |  |  | Operating | Combustion turbine | Pipeline Natural Gas |  |  |  |  | 420 | 17.2572 | GAS | 26 | -170.1031 | 0.2795 | 0.000505 | 17.2572
40307 | Prairie Power, Inc | 7818 | Alsey | IL | Scott | 5 | GT | OP | 25 | 25 | 26.7 |  | 6 | 1999 | NG | DFO | Y | Y | N | Electric Utility | [62 empty] | GAS | IL | Alsey Station | 7818 | ACT5 | 2010 |  | CAIRNOX, CAIROS, CAIRSO2 | 25.12 | 12 | 410.47 |  | 0.002 | 0.2795 | 1.167 |  | 7919.358 | 5 | Southeastern Electric Reliability Council | Scott | Electric Utility |  |  | 39.5606 | -90.4339 | Prairie Power Incorporated (Owner/Operator) |  |  | Operating | Combustion turbine | Pipeline Natural Gas |  |  |  |  | 420 | 17.2572 | GAS | 26 | 486.5385 | 0.2795 | 0.000505 | 17.2572
40382 | City of Rockport | 6594 | Rockport | MO | Atchison | 1 | IC | OP | 1.1 | 1.1 | 1.1 |  | 4 | 1964 | NG | DFO | N | Y | N | Electric Utility | [62 empty] | GAS | [39 empty] | 1.1659 | 0.0016829 | 10.4
40382 | City of Rockport | 6594 | Rockport | MO | Atchison | 2 | IC | OP | 1.1 | 1.1 | 1.1 |  | 4 | 1964 | NG | DFO | N | Y | N | Electric Utility | [62 empty] | GAS | [39 empty] | 1.1659 | 0.0016829 | 10.4
40382 | City of Rockport | 6594 | Rockport | MO | Atchison | 3 | IC | OP | 0.5 | 0.4 | 0.4 |  | 9 | 1959 | DFO |  | N | Y | N | Electric Utility | [62 empty] | LIQUID | [39 empty] | 0.7385 | 0.025484 | 12.5895
40382 | City of Rockport | 6594 | Rockport | MO | Atchison | 4 | IC | OP | 0.4 | 0.3 | 0.3 |  | 10 | 1940 | DFO |  | N | Y | N | Electric Utility | [62 empty] | LIQUID | [39 empty] | 0.7385 | 0.025484 | 12.5895
40382 | City of Rockport | 6594 | Rockport | MO | Atchison | 5 | IC | OP | 1.3 | 1.3 | 1.3 |  | 4 | 1972 | NG | DFO | N | Y | N | Electric Utility | [62 empty] | GAS | [39 empty] | 1.1659 | 0.0016829 | 10.4
40382 | City of Rockport | 6594 | Rockport | MO | Atchison | 6 | IC | OP | 1.3 | 1.3 | 1.3 |  | 4 | 1972 | NG | DFO | N | Y | N | Electric Utility | [62 empty] | GAS | [39 empty] | 1.1659 | 0.0016829 | 10.4
40430 | Lafarge Corp | 50305 | LaFarge Alpena | MI | Alpena | GE10 | ST | OP | 3.2 | 3.2 | 3.2 |  | 2 | 1999 | PC | SUB | N | Y | Y | Industrial CHP |  |  |  |  | N | Y | N | [55 empty] | Petroleum Coke | [39 empty] | 0.05596 | 0.47457 | 10.4
40430 | Lafarge Corp | 50305 | LaFarge Alpena | MI | Alpena | GEN6 | ST | OP | 12 | 12 | 12 |  | 1 | 1952 | PC | SUB | N | Y | Y | Industrial CHP |  |  |  |  | N | Y | N | [55 empty] | Petroleum Coke | [39 empty] | 0.1336 | 0.47457 | 10.4
40430 | Lafarge Corp | 50305 | LaFarge Alpena | MI | Alpena | GEN7 | ST | OP | 10 | 10 | 10 |  | 1 | 1955 | PC | SUB | N | Y | Y | Industrial CHP |  |  |  |  | N | Y | N | [55 empty] | Petroleum Coke | [39 empty] | 0.13036 | 0.47457 | 10.4
40430 | Lafarge Corp | 50305 | LaFarge Alpena | MI | Alpena | GEN8 | ST | OP | 11 | 11 | 11 |  | 4 | 1991 | PC | SUB | N | Y | Y | Industrial CHP |  |  |  |  | N | Y | N | [55 empty] | Petroleum Coke | [39 empty] | 0.074574 | 0.47457 | 10.4
40430 | Lafarge Corp | 50305 | LaFarge Alpena | MI | Alpena | GEN9 | ST | OP | 11 | 11 | 11 |  | 4 | 1994 | PC | SUB | N | Y | Y | Industrial CHP |  |  |  |  | N | Y | N | [55 empty] | Petroleum Coke | [39 empty] | 0.068136 | 0.47457 | 10.4
40437 | Emerald People's Utility Dist | 7413 | Short Mountain | OR | LANE | 1 | IC | OP | 0.8 | 0.8 | 0.8 |  | 2 | 1992 | OBG |  | N | Y | N | Electric Utility |  |  |  |  | N | [57 empty] | GAS | [39 empty] | 1.1659 | 0.0016829 | 10.4
40437 | Emerald People's Utility Dist | 7413 | Short Mountain | OR | LANE | 2 | IC | OP | 0.8 | 0.8 | 0.8 |  | 2 | 1992 | OBG |  | N | Y | N | Electric Utility |  |  |  |  | N | [57 empty] | GAS | [39 empty] | 1.1659 | 0.0016829 | 10.4
40437 | Emerald People's Utility Dist | 7413 | Short Mountain | OR | LANE | 3 | IC | OP | 0.8 | 0.8 | 0.8 |  | 11 | 1993 | OBG |  | N | Y | N | Electric Utility |  |  |  |  | N | [57 empty] | GAS | [39 empty] | 1.1659 | 0.0016829 | 10.4
40437 | Emerald People's Utility Dist | 7413 | Short Mountain | OR | LANE | 4 | IC | OP | 0.8 | 0.8 | 0.8 |  | 11 | 1993 | OBG |  | N | Y | N | Electric Utility |  |  |  |  | N | [57 empty] | GAS | [39 empty] | 1.1659 | 0.0016829 | 10.4
40444 | Truckee-Carson Irrigation District | 6521 | Lahontan | NV | CHURCHILL | 1 | HY | OP | 0.6 | 0.6 | 0.6 |  | 1 | 1911 | WAT |  | N | Y | N | Electric Utility |  |  |  |  | N | [57 empty] | N/A | [39 empty] | 0 | 0 | 10.4
40444 | Truckee-Carson Irrigation District | 6521 | Lahontan | NV | CHURCHILL | 2 | HY | OP | 0.6 | 0.6 | 0.6 |  | 1 | 1911 | WAT |  | N | Y | N | Electric Utility |  |  |  |  | N | [57 empty] | N/A | [39 empty] | 0 | 0 | 10.4
40444 | Truckee-Carson Irrigation District | 6521 | Lahontan | NV | CHURCHILL | 3 | HY | OP | 0.6 | 0.6 | 0.6 |  | 1 | 1911 | WAT |  | N | Y | N | Electric Utility |  |  |  |  | N | [57 empty] | N/A | [39 empty] | 0 | 0 | 10.4
40444 | Truckee-Carson Irrigation District | 50261 | New Lahontan | NV | CHURCHILL | GEN1 | HY | OP | 4 | 3.8 | 3.7 |  | 4 | 1989 | WAT |  | N | Y | N | IPP Non-CHP | [62 empty] | N/A | [39 empty] | 0 | 0 | 10.4
40575 | Utah Associated Mun Power Sys | 56177 | Nebo Power Station | UT | UTAH | GT1 | CT | OP | 65 | 65 | 65 |  | 6 | 2004 | NG |  | N | Y | N | IPP Non-CHP |  |  |  |  | N | [57 empty] | GAS | UT | Nebo Power Station | 56177 | U1 | 2010 |  | ARP | 4287.58 | 12 | 462608.98 |  | 1.001 | 0.0232 | 30.035 | 198169.912 | 3334766.591 | 8 | Western Electricity Coordinating Council | Utah | Electric Utility | 4911 | Electric Services | 40.0614 | -111.7294 | Utah Associated Municipal Power Systems (Owner) Colorado Energy Management, LLC (Operator) | Phase 2 |  | Operating | Combined cycle | Pipeline Natural Gas |  |  | Dry Low NOx Burners Selective Catalytic Reduction |  | 1190 | 7.1649 | GAS | 148 | -138.4615 | 0.0232 | 0.0006 | 7.1649
40575 | Utah Associated Mun Power Sys | 56177 | Nebo Power Station | UT | UTAH | ST1 | CA | OP | 75 | 65 | 75 |  | 6 | 2004 | NG |  | N | Y | N | IPP Non-CHP |  |  |  |  | N | [57 empty] | GAS | [39 empty] | 0 | 0 | 10.4
40577 | American Mun Power-Ohio, Inc | 7575 | Bowling Green | OH | Wood | 1 | IC | OP | 1.6 | 1.6 | 1.6 |  | 10 | 1993 | DFO |  | N | Y | N | Electric Utility | [62 empty] | LIQUID | [39 empty] | 0.7385 | 0.025484 | 12.5895
40577 | American Mun Power-Ohio, Inc | 7575 | Bowling Green | OH | Wood | 2 | IC | OP | 7.2 | 7.2 | 7.2 |  | 8 | 1995 | DFO |  | N | Y | N | Electric Utility | [62 empty] | LIQUID | [39 empty] | 0.7385 | 0.025484 | 12.5895
40577 | American Mun Power-Ohio, Inc | 7576 | Engle | OH | Summit | 16 | IC | OP | 9 | 9 | 9 |  | 8 | 1989 | DFO |  | N | Y | N | Electric Utility |  |  |  |  | N | [57 empty] | LIQUID | [39 empty] | 0.7385 | 0.025484 | 12.5895
40577 | American Mun Power-Ohio, Inc | 7577 | Jackson | OH | Jackson | 12 | IC | OP | 3.6 | 3.6 | 3.6 |  | 12 | 1990 | DFO |  | N | Y | N | Electric Utility |  |  |  |  | N | [57 empty] | LIQUID | [39 empty] | 0.7385 | 0.025484 | 12.5895
40577 | American Mun Power-Ohio, Inc | 7578 | Napoleon | OH | Henry | 1 | IC | OP | 1.8 | 1.8 | 1.8 |  | 12 | 1990 | DFO |  | N | Y | N | Electric Utility |  |  |  |  | N | [57 empty] | LIQUID | [39 empty] | 0.7385 | 0.025484 | 12.5895
40577 | American Mun Power-Ohio, Inc | 7578 | Napoleon | OH | Henry | 2 | IC | OP | 1.8 | 1.8 | 1.8 |  | 12 | 1990 | DFO |  | N | Y | N | Electric Utility |  |  |  |  | N | [57 empty] | LIQUID | [39 empty] | 0.7385 | 0.025484 | 12.5895
40577 | American Mun Power-Ohio, Inc | 7578 | Napoleon | OH | Henry | 3 | IC | OP | 1.8 | 1.8 | 1.8 |  | 12 | 1990 | DFO |  | N | Y | N | Electric Utility |  |  |  |  | N | [57 empty] | LIQUID | [39 empty] | 0.7385 | 0.025484 | 12.5895
40577 | American Mun Power-Ohio, Inc | 7579 | Niles | OH | Trumbull | 13 | IC | OP | 5.4 | 5.4 | 5.4 |  | 12 | 1990 | DFO |  | N | Y | N | Electric Utility | [62 empty] | LIQUID | [39 empty] | 0.7385 | 0.025484 | 12.5895
40577 | American Mun Power-Ohio, Inc | 7580 | Wadsworth | OH | Medina | 13 | IC | OP | 5.4 | 5.4 | 5.4 |  | 12 | 1990 | DFO |  | N | Y | N | Electric Utility | [62 empty] | LIQUID | [39 empty] | 0.7385 | 0.025484 | 12.5895
40577 | American Mun Power-Ohio, Inc | 7594 | Belleville | WV | Wood | 1 | HY | OP | 21 | 21 | 21 |  | 6 | 1999 | WAT |  | N | Y | N | Electric Utility |  |  |  |  | N | [57 empty] | N/A | [39 empty] | 0 | 0 | 10.4
40577 | American Mun Power-Ohio, Inc | 7594 | Belleville | WV | Wood | 2 | HY | OP | 21 | 21 | 21 |  | 6 | 1999 | WAT |  | N | Y | N | Electric Utility |  |  |  |  | N | [57 empty] | N/A | [39 empty] | 0 | 0 | 10.4
40577 | American Mun Power-Ohio, Inc | 7603 | Prospect Municipal | OH | Marion | 1 | IC | OP | 1.8 | 1.8 | 1.8 |  | 2 | 1998 | DFO |  | N | Y | N | Electric Utility |  |  |  |  | N | [57 empty] | LIQUID | [39 empty] | 0.7385 | 0.025484 | 12.5895
40577 | American Mun Power-Ohio, Inc | 7774 | Cleveland Peaking | OH | Cuyahoga | 1 | IC | OP | 1.8 | 1.8 | 1.8 |  | 7 | 2000 | DFO |  | N | Y | N | Electric Utility |  |  |  |  | N | [57 empty] | LIQUID | [39 empty] | 0.7385 | 0.025484 | 12.5895
40577 | American Mun Power-Ohio, Inc | 7774 | Cleveland Peaking | OH | Cuyahoga | 2 | IC | OP | 1.8 | 1.8 | 1.8 |  | 7 | 2000 | DFO |  | N | Y | N | Electric Utility |  |  |  |  | N | [57 empty] | LIQUID | [39 empty] | 0.7385 | 0.025484 | 12.5895
40577 | American Mun Power-Ohio, Inc | 7774 | Cleveland Peaking | OH | Cuyahoga | 3 | IC | OP | 1.8 | 1.8 | 1.8 |  | 7 | 2000 | DFO |  | N | Y | N | Electric Utility |  |  |  |  | N | [57 empty] | LIQUID | [39 empty] | 0.7385 | 0.025484 | 12.5895
40577 | American Mun Power-Ohio, Inc | 7774 | Cleveland Peaking | OH | Cuyahoga | 4 | IC | OP | 1.8 | 1.8 | 1.8 |  | 7 | 2000 | DFO |  | N | Y | N | Electric Utility |  |  |  |  | N | [57 empty] | LIQUID | [39 empty] | 0.7385 | 0.025484 | 12.5895
40577 | American Mun Power-Ohio, Inc | 7774 | Cleveland Peaking | OH | Cuyahoga | 5 | IC | OP | 1.8 | 1.8 | 1.8 |  | 7 | 2000 | DFO |  | N | Y | N | Electric Utility |  |  |  |  | N | [57 empty] | LIQUID | [39 empty] | 0.7385 | 0.025484 | 12.5895
40577 | American Mun Power-Ohio, Inc | 7774 | Cleveland Peaking | OH | Cuyahoga | 6 | IC | OP | 1.8 | 1.8 | 1.8 |  | 7 | 2000 | DFO |  | N | Y | N | Electric Utility |  |  |  |  | N | [57 empty] | LIQUID | [39 empty] | 0.7385 | 0.025484 | 12.5895
40577 | American Mun Power-Ohio, Inc | 7775 | Versailles Peaking | OH | Darke | 1 | IC | OP | 1.8 | 1.8 | 1.8 |  | 6 | 1999 | DFO |  | N | Y | N | Electric Utility |  |  |  |  | N | [57 empty] | LIQUID | [39 empty] | 0.7385 | 0.025484 | 12.5895
40577 | American Mun Power-Ohio, Inc | 7775 | Versailles Peaking | OH | Darke | 2 | IC | OP | 1.8 | 1.8 | 1.8 |  | 6 | 1999 | DFO |  | N | Y | N | Electric Utility |  |  |  |  | N | [57 empty] | LIQUID | [39 empty] | 0.7385 | 0.025484 | 12.5895
40577 | American Mun Power-Ohio, Inc | 7775 | Versailles Peaking | OH | Darke | 3 | IC | OP | 1.8 | 1.8 | 1.8 |  | 6 | 1999 | DFO |  | N | Y | N | Electric Utility |  |  |  |  | N | [57 empty] | LIQUID | [39 empty] | 0.7385 | 0.025484 | 12.5895
40577 | American Mun Power-Ohio, Inc | 7776 | Napoleon Peaking | OH | Henry | 4 | IC | OP | 1.8 | 1.8 | 1.8 |  | 7 | 1999 | DFO |  | N | Y | N | Electric Utility |  |  |  |  | N | [57 empty] | LIQUID | [39 empty] | 0.7385 | 0.025484 | 12.5895
40577 | American Mun Power-Ohio, Inc | 7776 | Napoleon Peaking | OH | Henry | 5 | IC | OP | 1.8 | 1.8 | 1.8 |  | 7 | 1999 | DFO |  | N | Y | N | Electric Utility |  |  |  |  | N | [57 empty] | LIQUID | [39 empty] | 0.7385 | 0.025484 | 12.5895
40577 | American Mun Power-Ohio, Inc | 7776 | Napoleon Peaking | OH | Henry | 6 | IC | OP | 1.8 | 1.8 | 1.8 |  | 7 | 1999 | DFO |  | N | Y | N | Electric Utility |  |  |  |  | N | [57 empty] | LIQUID | [39 empty] | 0.7385 | 0.025484 | 12.5895
40577 | American Mun Power-Ohio, Inc | 7777 | Dover Peaking | OH | Tuscarawas | 1 | IC | OP | 1.8 | 1.8 | 1.8 |  | 7 | 1999 | DFO |  | N | Y | N | Electric Utility |  |  |  |  | N | [57 empty] | LIQUID | [39 empty] | 0.7385 | 0.025484 | 12.5895
40577 | American Mun Power-Ohio, Inc | 7777 | Dover Peaking | OH | Tuscarawas | 2 | IC | OP | 1.8 | 1.8 | 1.8 |  | 7 | 1999 | DFO |  | N | Y | N | Electric Utility |  |  |  |  | N | [57 empty] | LIQUID | [39 empty] | 0.7385 | 0.025484 | 12.5895
40577 | American Mun Power-Ohio, Inc | 7777 | Dover Peaking | OH | Tuscarawas | 3 | IC | OP | 1.8 | 1.8 | 1.8 |  | 7 | 1999 | DFO |  | N | Y | N | Electric Utility |  |  |  |  | N | [57 empty] | LIQUID | [39 empty] | 0.7385 | 0.025484 | 12.5895
40577 | American Mun Power-Ohio, Inc | 7777 | Dover Peaking | OH | Tuscarawas | 4 | IC | OP | 1.8 | 1.8 | 1.8 |  | 7 | 1999 | DFO |  | N | Y | N | Electric Utility |  |  |  |  | N | [57 empty] | LIQUID | [39 empty] | 0.7385 | 0.025484 | 12.5895
40577 | American Mun Power-Ohio, Inc | 7777 | Dover Peaking | OH | Tuscarawas | 5 | IC | OP | 1.8 | 1.8 | 1.8 |  | 7 | 1999 | DFO |  | N | Y | N | Electric Utility |  |  |  |  | N | [57 empty] | LIQUID | [39 empty] | 0.7385 | 0.025484 | 12.5895
40577 | American Mun Power-Ohio, Inc | 7777 | Dover Peaking | OH | Tuscarawas | 6 | IC | OP | 1.8 | 1.8 | 1.8 |  | 7 | 1999 | DFO |  | N | Y | N | Electric Utility |  |  |  |  | N | [57 empty] | LIQUID | [39 empty] | 0.7385 | 0.025484 | 12.5895
40577 | American Mun Power-Ohio, Inc | 7778 | Orrville Peaking | OH | Wayne | 1 | IC | OP | 1.8 | 1.8 | 1.8 |  | 7 | 1999 | DFO |  | N | Y | N | Electric Utility |  |  |  |  | N | [57 empty] | LIQUID | [39 empty] | 0.7385 | 0.025484 | 12.5895
40577 | American Mun Power-Ohio, Inc | 7778 | Orrville Peaking | OH | Wayne | 2 | IC | OP | 1.8 | 1.8 | 1.8 |  | 7 | 1999 | DFO |  | N | Y | N | Electric Utility |  |  |  |  | N | [57 empty] | LIQUID | [39 empty] | 0.7385 | 0.025484 | 12.5895
40577 | American Mun Power-Ohio, Inc | 7778 | Orrville Peaking | OH | Wayne | 3 | IC | OP | 1.8 | 1.8 | 1.8 |  | 7 | 1999 | DFO |  | N | Y | N | Electric Utility |  |  |  |  | N | [57 empty] | LIQUID | [39 empty] | 0.7385 | 0.025484 | 12.5895
40577 | American Mun Power-Ohio, Inc | 7779 | Bryan Peaking | OH | WILLIAMS | 1 | IC | OP | 1.8 | 1.8 | 1.8 |  | 7 | 1999 | DFO |  | N | Y | N | Electric Utility |  |  |  |  | N | [57 empty] | LIQUID | [39 empty] | 0.7385 | 0.025484 | 12.5895
40577 | American Mun Power-Ohio, Inc | 7779 | Bryan Peaking | OH | WILLIAMS | 2 | IC | OP | 1.8 | 1.8 | 1.8 |  | 7 | 1999 | DFO |  | N | Y | N | Electric Utility |  |  |  |  | N | [57 empty] | LIQUID | [39 empty] | 0.7385 | 0.025484 | 12.5895
40577 | American Mun Power-Ohio, Inc | 7779 | Bryan Peaking | OH | WILLIAMS | 3 | IC | OP | 1.8 | 1.8 | 1.8 |  | 7 | 1999 | DFO |  | N | Y | N | Electric Utility |  |  |  |  | N | [57 empty] | LIQUID | [39 empty] | 0.7385 | 0.025484 | 12.5895
40577 | American Mun Power-Ohio, Inc | 7779 | Bryan Peaking | OH | WILLIAMS | 4 | IC | OP | 1.8 | 1.8 | 1.8 |  | 7 | 1999 | DFO |  | N | Y | N | Electric Utility | [62 empty] | LIQUID | [39 empty] | 0.7385 | 0.025484 | 12.5895
40577 | American Mun Power-Ohio, Inc | 7779 | Bryan Peaking | OH | WILLIAMS | 5 | IC | OP | 1.8 | 1.8 | 1.8 |  | 7 | 1999 | DFO |  | N | Y | N | Electric Utility | [62 empty] | LIQUID | [39 empty] | 0.7385 | 0.025484 | 12.5895
40577 | American Mun Power-Ohio, Inc | 7779 | Bryan Peaking | OH | WILLIAMS | 6 | IC | OP | 1.8 | 1.8 | 1.8 |  | 7 | 1999 | DFO |  | N | Y | N | Electric Utility | [62 empty] | LIQUID | [39 empty] | 0.7385 | 0.025484 | 12.5895
40577 | American Mun Power-Ohio, Inc | 7780 | Jackson Cntr Peaking | OH | Shelby | 1 | IC | OP | 1.8 | 1.8 | 1.8 |  | 6 | 1999 | DFO |  | N | Y | N | Electric Utility |  |  |  |  | N | [57 empty] | LIQUID | [39 empty] | 0.7385 | 0.025484 | 12.5895
40577 | American Mun Power-Ohio, Inc | 7781 | Arcanum Peaking | OH | Darke | 1 | IC | OP | 1.8 | 1.8 | 1.8 |  | 6 | 1999 | DFO |  | N | Y | N | Electric Utility |  |  |  |  | N | [57 empty] | LIQUID | [39 empty] | 0.7385 | 0.025484 | 12.5895
40577 | American Mun Power-Ohio, Inc | 7782 | Hamilton Peaking | OH | Butler | 1 | GT | OP | 32 | 29 | 32 |  | 6 | 2000 | NG |  | N | Y | N | Electric Utility |  |  |  |  | N | [57 empty] | GAS | OH | Omega JV2 Hamilton | 7782 | P001 | 2010 |  | ARP, CAIRNOX, CAIROS, CAIRSO2 | 45.75 | 12 | 1085 |  | 0.004 | 0.1353 | 0.95 | 783.775 | 13189.275 | 5 |  | Butler | Cogeneration | 4911 | Electric Services | 39.3528 | -84.5183 | American Municipal Power - Ohio (Operator) Omega JV2, AMP-Ohio (Owner) | Phase 2 |  | Operating | Combustion turbine | Pipeline Natural Gas |  |  | Water Injection |  | 423 | 11.649 | GAS | 32 | 500 | 0.1353 | 0.000607 | 11.649
40577 | American Mun Power-Ohio, Inc | 7783 | Bowling Green Peaking | OH | WOOD | 1 | GT | OP | 32 | 29 | 32 |  | 6 | 2000 | NG |  | N | Y | N | Electric Utility |  |  |  |  | N | [57 empty] | GAS | OH | Omega JV2 Bowling Green | 7783 | P001 | 2010 |  | ARP, CAIRNOX, CAIROS, CAIRSO2 | 41.5 | 12 | 1074.5 |  | 0.004 | 0.1355 | 0.83 | 722.525 | 12159.075 | 5 |  | Wood | Cogeneration | 4911 | Electric Services | 41.3883 | -83.6406 | American Municipal Power - Ohio (Operator) Omega JV2, AMP-Ohio (Owner) | Phase 2 |  | Operating | Combustion turbine | Pipeline Natural Gas |  |  | Water Injection |  | 423 | 10.7577 | GAS | 32 | 500 | 0.1355 | 0.000658 | 10.7577
40577 | American Mun Power-Ohio, Inc | 7791 | Montpelier | OH | Williams | 1 | IC | OP | 1.8 | 1.8 | 1.8 |  | 7 | 2000 | DFO |  | N | Y | N | Electric Utility |  |  |  |  | N | [57 empty] | LIQUID | [39 empty] | 0.7385 | 0.025484 | 12.5895
40577 | American Mun Power-Ohio, Inc | 7791 | Montpelier | OH | Williams | 2 | IC | OP | 1.8 | 1.8 | 1.8 |  | 7 | 2000 | DFO |  | N | Y | N | Electric Utility |  |  |  |  | N | [57 empty] | LIQUID | [39 empty] | 0.7385 | 0.025484 | 12.5895
40577 | American Mun Power-Ohio, Inc | 7791 | Montpelier | OH | Williams | 3 | IC | OP | 1.8 | 1.8 | 1.8 |  | 7 | 2000 | DFO |  | N | Y | N | Electric Utility |  |  |  |  | N | [57 empty] | LIQUID | [39 empty] | 0.7385 | 0.025484 | 12.5895
40577 | American Mun Power-Ohio, Inc | 7791 | Montpelier | OH | Williams | 4 | IC | OP | 1.8 | 1.8 | 1.8 |  | 7 | 2000 | DFO |  | N | Y | N | Electric Utility |  |  |  |  | N | [57 empty] | LIQUID | [39 empty] | 0.7385 | 0.025484 | 12.5895
40577 | American Mun Power-Ohio, Inc | 7791 | Montpelier | OH | Williams | 5 | IC | OP | 1.8 | 1.8 | 1.8 |  | 7 | 2000 | DFO |  | N | Y | N | Electric Utility |  |  |  |  | N | [57 empty] | LIQUID | [39 empty] | 0.7385 | 0.025484 | 12.5895
40577 | American Mun Power-Ohio, Inc | 7791 | Montpelier | OH | Williams | 6 | IC | OP | 1.8 | 1.8 | 1.8 |  | 7 | 2000 | DFO |  | N | Y | N | Electric Utility |  |  |  |  | N | [57 empty] | LIQUID | [39 empty] | 0.7385 | 0.025484 | 12.5895
40577 | American Mun Power-Ohio, Inc | 7827 | Shelby North | OH | Richland | 1 | IC | OP | 1.8 | 1.8 | 1.8 |  | 6 | 2000 | DFO |  | N | Y | N | Electric Utility |  |  |  |  | N | [57 empty] | LIQUID | [39 empty] | 0.7385 | 0.025484 | 12.5895
40577 | American Mun Power-Ohio, Inc | 7874 | Edgerton | OH | Williams | 1 | IC | OP | 1.8 | 1.8 | 1.8 |  | 8 | 2000 | DFO |  | N | Y | N | Electric Utility |  |  |  |  | N | [57 empty] | LIQUID | [39 empty] | 0.7385 | 0.025484 | 12.5895
40577 | American Mun Power-Ohio, Inc | 7874 | Edgerton | OH | Williams | 2 | IC | OP | 1.8 | 1.8 | 1.8 |  | 8 | 2000 | DFO |  | N | Y | N | Electric Utility |  |  |  |  | N | [57 empty] | LIQUID | [39 empty] | 0.7385 | 0.025484 | 12.5895
40577 | American Mun Power-Ohio, Inc | 7878 | Wellington | OH | Lorain | 1 | IC | OP | 1 | 1 | 1 |  | 2 | 1998 | DFO |  | N | Y | N | Electric Utility |  |  |  |  | N | [57 empty] | LIQUID | [39 empty] | 0.7385 | 0.025484 | 12.5895
40577 | American Mun Power-Ohio, Inc | 7918 | Galion | OH | Crawford | 1 | IC | OP | 1.8 | 1.8 | 1.8 |  | 7 | 2001 | DFO |  | N | Y | N | Electric Utility |  |  |  |  | N | [57 empty] | LIQUID | [39 empty] | 0.7385 | 0.025484 | 12.5895
40577 | American Mun Power-Ohio, Inc | 7918 | Galion | OH | Crawford | 2 | IC | OP | 1.8 | 1.8 | 1.8 |  | 7 | 2001 | DFO |  | N | Y | N | Electric Utility |  |  |  |  | N | [57 empty] | LIQUID | [39 empty] | 0.7385 | 0.025484 | 12.5895
40577 | American Mun Power-Ohio, Inc | 7918 | Galion | OH | Crawford | 3 | IC | OP | 1.8 | 1.8 | 1.8 |  | 7 | 2001 | DFO |  | N | Y | N | Electric Utility |  |  |  |  | N | [57 empty] | LIQUID | [39 empty] | 0.7385 | 0.025484 | 12.5895
40577 | American Mun Power-Ohio, Inc | 7919 | Seville | OH | Medina | 1 | IC | OP | 1.8 | 1.8 | 1.8 |  | 6 | 2001 | DFO |  | N | Y | N | Electric Utility |  |  |  |  | N | [57 empty] | LIQUID | [39 empty] | 0.7385 | 0.025484 | 12.5895
40577 | American Mun Power-Ohio, Inc | 7919 | Seville | OH | Medina | 2 | IC | OP | 1.8 | 1.8 | 1.8 |  | 6 | 2001 | DFO |  | N | Y | N | Electric Utility |  |  |  |  | N | [57 empty] | LIQUID | [39 empty] | 0.7385 | 0.025484 | 12.5895
40577 | American Mun Power-Ohio, Inc | 7919 | Seville | OH | Medina | 3 | IC | OP | 1.8 | 1.8 | 1.8 |  | 6 | 2001 | DFO |  | N | Y | N | Electric Utility |  |  |  |  | N | [57 empty] | LIQUID | [39 empty] | 0.7385 | 0.025484 | 12.5895
40577 | American Mun Power-Ohio, Inc | 55262 | Bowling Green Generating Station | OH | Wood | CT1 | GT | OP | 33 | 26 | 33 |  | 6 | 2000 | NG |  | N | Y | N | Electric Utility |  |  |  |  | N | [57 empty] | GAS | OH | AMP-Ohio Gas Turbines Bowling Green | 55262 | CT1 | 2010 |  | ARP, CAIRNOX, CAIROS, CAIRSO2 | 24.75 | 12 | 265 |  | 0.002 | 0.1514 | 0.474 | 300.225 | 5049.25 | 5 |  | Wood | Electric Utility | 4911 | Electric Services | 41.3989 | -83.6411 | American Municipal Power - Ohio (Owner/Operator) | Phase 2 |  | Operating | Combustion turbine | Pipeline Natural Gas |  |  | Selective Catalytic Reduction |  | 507 | 13.9596 | GAS | 27 | 1888.8889 | 0.1514 | 0.000792 | 13.9596
40577 | American Mun Power-Ohio, Inc | 55262 | Bowling Green Generating Station | OH | Wood | CT2 | GT | OP | 16.5 | 12 | 16.5 |  | 6 | 2000 | NG |  | N | Y | N | Electric Utility |  |  |  |  | N | [57 empty] | GAS | OH | AMP-Ohio Gas Turbines Bowling Green | 55262 | CT1 | 2010 |  | ARP, CAIRNOX, CAIROS, CAIRSO2 | 24.75 | 12 | 265 |  | 0.002 | 0.1514 | 0.474 | 300.225 | 5049.25 | 5 |  | Wood | Electric Utility | 4911 | Electric Services | 41.3989 | -83.6411 | American Municipal Power - Ohio (Owner/Operator) | Phase 2 |  | Operating | Combustion turbine | Pipeline Natural Gas |  |  | Selective Catalytic Reduction |  | 507 | 13.9596 | GAS | 27 | 181.8182 | 0.1514 | 0.000792 | 13.9596
40577 | American Mun Power-Ohio, Inc | 55263 | Galion Generating Station | OH | Crawford | CT1 | GT | OP | 33 | 26 | 33 |  | 6 | 2000 | NG |  | N | Y | N | Electric Utility |  |  |  |  | N | [57 empty] | GAS | OH | AMP-Ohio Gas Turbines Galion | 55263 | CT1 | 2010 |  | ARP, CAIRNOX, CAIROS, CAIRSO2 | 12 | 12 | 165 |  | 0.001 | 0.0573 | 0.105 | 185.825 | 3126.8 | 5 |  | Crawford | Electric Utility | 4911 | Electric Services | 40.7167 | -82.789 | American Municipal Power - Ohio (Owner/Operator) | Phase 2 |  | Operating | Combustion turbine | Pipeline Natural Gas |  |  | Selective Catalytic Reduction |  | 507 | 14.4267 | GAS | 28 | 1910.7143 | 0.0573 | 0.00064 | 14.4267
40577 | American Mun Power-Ohio, Inc | 55263 | Galion Generating Station | OH | Crawford | CT2 | GT | OP | 16.5 | 12 | 16.5 |  | 6 | 2000 | NG |  | N | Y | N | Electric Utility |  |  |  |  | N | [57 empty] | GAS | OH | AMP-Ohio Gas Turbines Galion | 55263 | CT1 | 2010 |  | ARP, CAIRNOX, CAIROS, CAIRSO2 | 12 | 12 | 165 |  | 0.001 | 0.0573 | 0.105 | 185.825 | 3126.8 | 5 |  | Crawford | Electric Utility | 4911 | Electric Services | 40.7167 | -82.789 | American Municipal Power - Ohio (Owner/Operator) | Phase 2 |  | Operating | Combustion turbine | Pipeline Natural Gas |  |  | Selective Catalytic Reduction |  | 507 | 14.4267 | GAS | 28 | 151.5152 | 0.0573 | 0.00064 | 14.4267
40577 | American Mun Power-Ohio, Inc | 55264 | Napoleon Peaking Station | OH | Henry | CT1 | GT | OP | 33 | 26 | 33 |  | 6 | 2000 | NG |  | N | Y | N | Electric Utility | [62 empty] | GAS | OH | AMP-Ohio Gas Turbines Napoleon | 55264 | CT1 | 2010 |  | ARP, CAIRNOX, CAIROS, CAIRSO2 | 20.75 | 12 | 334.25 |  | 0.002 | 0.1127 | 0.399 | 316.975 | 5335.15 | 5 |  | Henry | Electric Utility | 4911 | Electric Services | 41.4077 | -84.1092 | American Municipal Power - Ohio (Owner/Operator) | Phase 2 |  | Operating | Combustion turbine | Pipeline Natural Gas |  |  | Selective Catalytic Reduction |  | 507 | 13.5919 | GAS | 30 | 1950 | 0.1127 | 0.00075 | 13.5919
40577 | American Mun Power-Ohio, Inc | 55264 | Napoleon Peaking Station | OH | Henry | CT2 | GT | OP | 16.5 | 12 | 16.5 |  | 6 | 2000 | NG |  | N | Y | N | Electric Utility | [62 empty] | GAS | OH | AMP-Ohio Gas Turbines Napoleon | 55264 | CT1 | 2010 |  | ARP, CAIRNOX, CAIROS, CAIRSO2 | 20.75 | 12 | 334.25 |  | 0.002 | 0.1127 | 0.399 | 316.975 | 5335.15 | 5 |  | Henry | Electric Utility | 4911 | Electric Services | 41.4077 | -84.1092 | American Municipal Power - Ohio (Owner/Operator) | Phase 2 |  | Operating | Combustion turbine | Pipeline Natural Gas |  |  | Selective Catalytic Reduction |  | 507 | 13.5919 | GAS | 30 | 90.9091 | 0.1127 | 0.00075 | 13.5919
40577 | American Mun Power-Ohio, Inc | 56226 | Bowling Green Wind | OH | Wood | 1 | WT | OP | 1.8 | 1.8 | 1.8 |  | 12 | 2004 | WND |  | N | Y | N | Electric Utility |  |  |  |  | N | [57 empty] | N/A | [39 empty] | 0 | 0 | 10.4
40577 | American Mun Power-Ohio, Inc | 56226 | Bowling Green Wind | OH | Wood | 2 | WT | OP | 1.8 | 1.8 | 1.8 |  | 10 | 2003 | WND |  | N | Y | N | Electric Utility |  |  |  |  | N | [57 empty] | N/A | [39 empty] | 0 | 0 | 10.4
40577 | American Mun Power-Ohio, Inc | 56226 | Bowling Green Wind | OH | Wood | 3 | WT | OP | 1.8 | 1.8 | 1.8 |  | 10 | 2003 | WND |  | N | Y | N | Electric Utility |  |  |  |  | N | [57 empty] | N/A | [39 empty] | 0 | 0 | 10.4
40577 | American Mun Power-Ohio, Inc | 56226 | Bowling Green Wind | OH | Wood | 4 | WT | OP | 1.8 | 1.8 | 1.8 |  | 11 | 2004 | WND |  | N | Y | N | Electric Utility |  |  |  |  | N | [57 empty] | N/A | [39 empty] | 0 | 0 | 10.4
40580 | Southern Minnesota Mun P Agny | 1973 | Fairmont | MN | Martin | 6 | IC | OP | 6.5 | 6 | 6 |  | 1 | 1975 | DFO | NG | Y | Y | N | Electric Utility |  |  |  |  | N | [57 empty] | LIQUID | [39 empty] | 0.7385 | 0.025484 | 12.5895
40580 | Southern Minnesota Mun P Agny | 1973 | Fairmont | MN | Martin | 7 | IC | OP | 6.5 | 6 | 6 |  | 1 | 1975 | DFO | NG | Y | Y | N | Electric Utility |  |  |  |  | N | [57 empty] | LIQUID | [39 empty] | 0.7385 | 0.025484 | 12.5895
40580 | Southern Minnesota Mun P Agny | 56414 | Redwood Falls Wind | MN | Redwood | WND1 | WT | OP | 1.7 | 1.7 | 1.7 |  | 12 | 2004 | WND |  | N | Y | N | Electric Utility |  |  |  |  | N | [57 empty] | N/A | [39 empty] | 0 | 0 | 10.4
40580 | Southern Minnesota Mun P Agny | 56414 | Redwood Falls Wind | MN | Redwood | WND2 | WT | OP | 1.7 | 1.7 | 1.7 |  | 1 | 2005 | WND |  | N | Y | N | Electric Utility |  |  |  |  | N | [57 empty] | N/A | [39 empty] | 0 | 0 | 10.4
40580 | Southern Minnesota Mun P Agny | 56415 | Fairmont Wind | MN | Martin | WND1 | WT | OP | 1 | 0.9 | 0.9 |  | 3 | 2003 | WND |  | N | Y | N | Electric Utility |  |  |  |  | N | [57 empty] | N/A | [39 empty] | 0 | 0 | 10.4
40580 | Southern Minnesota Mun P Agny | 56415 | Fairmont Wind | MN | Martin | WND2 | WT | OP | 1 | 0.9 | 0.9 |  | 3 | 2003 | WND |  | N | Y | N | Electric Utility |  |  |  |  | N | [57 empty] | N/A | [39 empty] | 0 | 0 | 10.4
40580 | Southern Minnesota Mun P Agny | 56415 | Fairmont Wind | MN | Martin | WND3 | WT | OP | 1.7 | 1.7 | 1.7 |  | 12 | 2004 | WND |  | N | Y | N | Electric Utility |  |  |  |  | N | [57 empty] | N/A | [39 empty] | 0 | 0 | 10.4
40580 | Southern Minnesota Mun P Agny | 56415 | Fairmont Wind | MN | Martin | WND4 | WT | OP | 1.7 | 1.7 | 1.7 |  | 1 | 2005 | WND |  | N | Y | N | Electric Utility |  |  |  |  | N | [57 empty] | N/A | [39 empty] | 0 | 0 | 10.4
40582 | Michigan Public Power Agency | 7984 | Kalkaska CT #1 | MI | Kalkaska | 1 | GT | OP | 75 | 46.8 | 60 |  | 12 | 2002 | NG |  | N | Y | N | Electric Utility |  |  |  |  | N | [57 empty] | GAS | MI | Kalkaska Ct Project #1 | 7984 | 1A | 2010 |  | ARP, CAIRNOX, CAIROS, CAIRSO2 | 593.86 | 12 | 13298.02 |  | 0.042 | 0.074 | 5.122 | 8226.052 | 138441.263 | 5 |  | Kalkaska | Electric Utility |  |  | 44.6889 | -85.2019 | Michigan Public Power Agency (Owner/Operator) | Phase 2 |  | Operating | Combustion turbine | Pipeline Natural Gas |  |  | Water Injection Other |  | 325 | 9.9727 | GAS | 29 | -34.4828 | 0.074 | 0.000607 | 9.9727
40606 | City of Grand Island | 59 | Platte | NE | HALL | 1 | ST | OP | 109.8 | 100 | 100 |  | 12 | 1982 | SUB |  | N | Y | N | Electric Utility | [5 empty] | Y | N | Y | [54 empty] | COAL | NE | Platte | 59 | 1 | 2010 |  | ARP | 8293.99 | 12 | 623490.85 |  | 2365.115 | 0.3416 | 1200.927 | 734433.522 | 7002652.527 | 7 | Mid-Continent Area Power Pool | Hall | Electric Utility | 4911 | Electric Services | 40.8538 | -98.3481 | Grand Island Utilities Dept. (Owner/Operator) | Phase 2 | Early Election | Operating | Tangentially-fired | Coal |  |  |  | Electrostatic Precipitator | 1500 | 11.2202 | COAL | 110 | 1950 | 0.3416 | 0.67549 | 11.2202
40606 | City of Grand Island | 2241 | C W Burdick | NE | Hall | GT1 | GT | OP | 16 | 13.6 | 14.8 |  | 3 | 1968 | NG | DFO | Y | Y | N | Electric Utility | [62 empty] | GAS | [39 empty] | 0.26214 | 0.003375 | 11.7977
40606 | City of Grand Island | 2241 | C W Burdick | NE | Hall | GT2 | GT | OP | 63.4 | 34 | 40 |  | 4 | 2003 | NG | DFO | Y | Y | N | Electric Utility | [62 empty] | GAS | NE | C W Burdick | 2241 | GT-2 | 2010 |  | ARP | 32.84 | 12 | 637.91 |  | 0.005 | 0.0324 | 0.163 | 579.344 | 9641.225 | 7 | Mid-Continent Area Power Pool | Hall | Electric Utility | 4911 | Electric Services | 40.9228 | -98.3269 | Grand Island Utilities Dept. (Owner/Operator) | Phase 2 |  | Operating | Combustion turbine | Pipeline Natural Gas | Diesel Oil |  | Dry Low NOx Burners Water Injection |  | 530 | 11.9805 | GAS | 41 | 487.5 | 0.0324 | 0.0010372 | 11.9805
40606 | City of Grand Island | 2241 | C W Burdick | NE | Hall | GT3 | GT | OP | 63.4 | 34 | 40 |  | 4 | 2003 | NG | DFO | Y | Y | N | Electric Utility | [62 empty] | GAS | NE | C W Burdick | 2241 | GT-3 | 2010 |  | ARP | 23.9 | 12 | 448.51 |  | 0.013 | 0.0346 | 0.106 | 398.546 | 6666.063 | 7 | Mid-Continent Area Power Pool | Hall | Electric Utility | 4911 | Electric Services | 40.9228 | -98.3269 | Grand Island Utilities Dept. (Owner/Operator) | Phase 2 |  | Operating | Combustion turbine | Pipeline Natural Gas | Diesel Oil |  | Dry Low NOx Burners Water Injection |  | 530 | 11.3167 | GAS | 42 | 475 | 0.0346 | 0.0039004 | 11.3167
40613 | Northern California Power Agny | 7368 | Geothermal 1 | CA | Sonoma | 1 | ST | OP | 55 | 34 | 36 |  | 1 | 1983 | GEO |  | N | Y | N | Electric Utility |  |  |  |  | N | [57 empty] | N/A | [39 empty] | 0 | 0 | 10.4
40613 | Northern California Power Agny | 7368 | Geothermal 1 | CA | Sonoma | 2 | ST | OP | 55 | 31.7 | 36.5 |  | 1 | 1983 | GEO |  | N | Y | N | Electric Utility |  |  |  |  | N | [57 empty] | N/A | [39 empty] | 0 | 0 | 10.4
40613 | Northern California Power Agny | 7369 | Geothermal 2 | CA | Sonoma | 3 | ST | OP | 55 | 30.1 | 32.4 |  | 12 | 1985 | GEO |  | N | Y | N | Electric Utility |  |  |  |  | N | [57 empty] | N/A | [39 empty] | 0 | 0 | 10.4
40613 | Northern California Power Agny | 7369 | Geothermal 2 | CA | Sonoma | 4 | ST | OP | 55 | 29.1 | 31.8 |  | 5 | 1986 | GEO |  | N | Y | N | Electric Utility |  |  |  |  | N | [57 empty] | N/A | [39 empty] | 0 | 0 | 10.4
40613 | Northern California Power Agny | 7449 | Combustion Turbine Project No 2 | CA | San Joaquin | NA1 | GT | OP | 50 | 49.3 | 49.9 |  | 4 | 1996 | NG | DFO | N | Y | N | Electric Utility |  |  |  |  | N | [57 empty] | GAS | CA | NCPA Combustion Turbine Project #2 | 7449 | NA1 | 2010 |  | ARP | 315.9 | 12 | 14169.67 |  | 0.034 | 0.0266 | 0.764 | 6725.002 | 113167.036 | 9 |  | San Joaquin | Electric Utility | 4911 | Electric Services | 38.088 | -121.3871 | Northern California Power Agency (Owner/Operator) | Phase 2 |  | Operating | Combustion turbine | Pipeline Natural Gas |  |  | Selective Catalytic Reduction |  | 463 | 7.8297 | GAS | 51 | 1988.978 | 0.0266 | 0.000601 | 7.8297
40613 | Northern California Power Agny | 54555 | Collierville Powerhouse | CA | Claveras | GEN1 | HY | OP | 126.5 | 126.5 | 126.5 |  | 11 | 1989 | WAT |  | N | Y | N | Electric Utility |  |  |  |  | N | [57 empty] | N/A | [39 empty] | 0 | 0 | 10.4
40613 | Northern California Power Agny | 54555 | Collierville Powerhouse | CA | Claveras | GEN2 | HY | OP | 126.5 | 126.5 | 126.5 |  | 11 | 1989 | WAT |  | N | Y | N | Electric Utility |  |  |  |  | N | [57 empty] | N/A | [39 empty] | 0 | 0 | 10.4
40613 | Northern California Power Agny | 54554 | Spicer Meadow Project | CA | Tuolumne | GEN1 | HY | OP | 2.7 | 2.5 | 2.4 |  | 11 | 1989 | WAT |  | N | Y | N | Electric Utility |  |  |  |  | N | [57 empty] | N/A | [39 empty] | 0 | 0 | 10.4
40613 | Northern California Power Agny | 54554 | Spicer Meadow Project | CA | Tuolumne | GEN2 | HY | OP | 2.7 | 2.5 | 2.2 |  | 11 | 1989 | WAT |  | N | Y | N | Electric Utility |  |  |  |  | N | [57 empty] | N/A | [39 empty] | 0 | 0 | 10.4
40614 | Alabama Municipal Elec Authority | 56018 | AMEA Peaking | AL | TALLADEGA | 1 | GT | OP | 49.3 | 47.5 | 48.3 |  | 5 | 2004 | NG |  | N | Y | N | Electric Utility |  |  |  |  | N | [57 empty] | GAS | AL | AMEA Sylacauga Plant | 56018 | 1 | 2010 |  | ARP, CAIRNOX, CAIROS, CAIRSO2 | 132 | 12 | 6239 |  | 0.019 | 0.081 | 2.402 | 3499.3 | 59324.6 | 4 | Southeastern Electric Reliability Council | Talladega | Electric Utility | 4911 | Electric Services | 33.1661 | -86.2825 | Alabama Municipal Electric Authority (Owner/Operator) | Phase 2 |  | Operating | Combustion turbine | Pipeline Natural Gas |  |  | Water Injection |  | 500 | 9.5045 | GAS | 50 | 1982.4017 | 0.081 | 0.000641 | 9.5045
40614 | Alabama Municipal Elec Authority | 56018 | AMEA Peaking | AL | TALLADEGA | 2 | GT | OP | 49.3 | 47.5 | 48.3 |  | 5 | 2004 | NG |  | N | Y | N | Electric Utility |  |  |  |  | N | [57 empty] | GAS | AL | AMEA Sylacauga Plant | 56018 | 2 | 2010 |  | ARP, CAIRNOX, CAIROS, CAIRSO2 | 140 | 12 | 6693 |  | 0.021 | 0.064 | 2.069 | 3817.5 | 64674.1 | 4 | Southeastern Electric Reliability Council | Talladega | Electric Utility | 4911 | Electric Services | 33.1661 | -86.2825 | Alabama Municipal Electric Authority (Owner/Operator) | Phase 2 |  | Operating | Combustion turbine | Pipeline Natural Gas |  |  | Water Injection |  | 500 | 9.6595 | GAS | 49 | 1992.7536 | 0.064 | 0.000649 | 9.6595
42659 | Pennsylvania Renewable Resources | 52173 | Conemaugh Hydro Plant | PA | Westmoreland | GEN1 | HY | OP | 7.5 | 2 | 4 |  | 2 | 1989 | WAT |  | N | Y | N | IPP Non-CHP | [62 empty] | N/A | [39 empty] | 0 | 0 | 10.4
42659 | Pennsylvania Renewable Resources | 52173 | Conemaugh Hydro Plant | PA | Westmoreland | GEN2 | HY | OP | 7.5 | 2 | 4 |  | 2 | 1989 | WAT |  | N | Y | N | IPP Non-CHP | [62 empty] | N/A | [39 empty] | 0 | 0 | 10.4
42662 | N E W Hydro Inc | 4044 | Oconto Falls Upper | WI | Oconto | 1 | HY | OP | 0.4 | 0.4 | 0.4 |  | 1 | 1924 | WAT |  | N | Y | N | IPP Non-CHP |  |  |  |  | N | [57 empty] | N/A | [39 empty] | 0 | 0 | 10.4
42662 | N E W Hydro Inc | 4044 | Oconto Falls Upper | WI | Oconto | 2 | HY | OP | 0.4 | 0.4 | 0.4 |  | 1 | 1921 | WAT |  | N | Y | N | IPP Non-CHP |  |  |  |  | N | [57 empty] | N/A | [39 empty] | 0 | 0 | 10.4
42662 | N E W Hydro Inc | 4044 | Oconto Falls Upper | WI | Oconto | 3 | HY | OP | 0.3 | 0.3 | 0.3 |  | 1 | 1918 | WAT |  | N | Y | N | IPP Non-CHP |  |  |  |  | N | [57 empty] | N/A | [39 empty] | 0 | 0 | 10.4
42662 | N E W Hydro Inc | 50408 | Park Mill | WI | Marinette | 1 | HY | OP | 0.4 | 0.4 | 0.4 |  | 1 | 1920 | WAT |  | N | Y | N | Industrial Non-CHP |  |  |  |  | N | [57 empty] | N/A | [39 empty] | 0 | 0 | 10.4
42662 | N E W Hydro Inc | 50408 | Park Mill | WI | Marinette | 10 | HY | OP | 0.3 | 0.3 | 0.3 |  | 4 | 1988 | WAT |  | N | Y | N | Industrial Non-CHP |  |  |  |  | N | [57 empty] | N/A | [39 empty] | 0 | 0 | 10.4
42662 | N E W Hydro Inc | 50408 | Park Mill | WI | Marinette | 2 | HY | OP | 0.2 | 0.2 | 0.2 |  | 1 | 1922 | WAT |  | N | Y | N | Industrial Non-CHP |  |  |  |  | N | [57 empty] | N/A | [39 empty] | 0 | 0 | 10.4
42662 | N E W Hydro Inc | 50408 | Park Mill | WI | Marinette | 3 | HY | OP | 0.4 | 0.4 | 0.4 |  | 1 | 1946 | WAT |  | N | Y | N | Industrial Non-CHP |  |  |  |  | N | [57 empty] | N/A | [39 empty] | 0 | 0 | 10.4
42662 | N E W Hydro Inc | 50408 | Park Mill | WI | Marinette | 6 | HY | OP | 0.4 | 0.4 | 0.4 |  | 10 | 1966 | WAT |  | N | Y | N | Industrial Non-CHP |  |  |  |  | N | [57 empty] | N/A | [39 empty] | 0 | 0 | 10.4
42662 | N E W Hydro Inc | 50408 | Park Mill | WI | Marinette | 7 | HY | OP | 0.4 | 0.4 | 0.4 |  | 7 | 1968 | WAT |  | N | Y | N | Industrial Non-CHP |  |  |  |  | N | [57 empty] | N/A | [39 empty] | 0 | 0 | 10.4
42662 | N E W Hydro Inc | 50409 | Menominee Mill Marinette | MI | Menominee | 4 | HY | OP | 0.4 | 0.4 | 0.4 |  | 1 | 1924 | WAT |  | N | Y | N | Industrial Non-CHP |  |  |  |  | N | [57 empty] | N/A | [39 empty] | 0 | 0 | 10.4
42662 | N E W Hydro Inc | 50409 | Menominee Mill Marinette | MI | Menominee | 5 | HY | OP | 0.4 | 0.4 | 0.4 |  | 1 | 1924 | WAT |  | N | Y | N | Industrial Non-CHP |  |  |  |  | N | [57 empty] | N/A | [39 empty] | 0 | 0 | 10.4
42662 | N E W Hydro Inc | 50409 | Menominee Mill Marinette | MI | Menominee | 8 | HY | OP | 0.5 | 0.5 | 0.5 |  | 10 | 1978 | WAT |  | N | Y | N | Industrial Non-CHP |  |  |  |  | N | [57 empty] | N/A | [39 empty] | 0 | 0 | 10.4
42662 | N E W Hydro Inc | 50409 | Menominee Mill Marinette | MI | Menominee | 9 | HY | OP | 0.5 | 0.5 | 0.5 |  | 10 | 1978 | WAT |  | N | Y | N | Industrial Non-CHP |  |  |  |  | N | [57 empty] | N/A | [39 empty] | 0 | 0 | 10.4
42662 | N E W Hydro Inc | 50439 | Oconto Falls Lower | WI | Oconto | GEN1 | HY | OP | 0.3 | 0.3 | 0.3 |  | 1 | 1971 | WAT |  | N | Y | N | Industrial Non-CHP |  |  |  |  | N | [57 empty] | N/A | [39 empty] | 0 | 0 | 10.4
42662 | N E W Hydro Inc | 50439 | Oconto Falls Lower | WI | Oconto | GEN2 | HY | OP | 1.7 | 1.7 | 1.7 |  | 1 | 1971 | WAT |  | N | Y | N | Industrial Non-CHP |  |  |  |  | N | [57 empty] | N/A | [39 empty] | 0 | 0 | 10.4
42744 | Desehutes Valley Water District | 54251 | Opal Springs Hydro | OR | JEFFERSON | 1 | HY | OP | 4.3 | 3.3 | 5 |  | 1 | 1985 | WAT |  | N | Y | N | IPP Non-CHP | [62 empty] | N/A | [39 empty] | 0 | 0 | 10.4
42806 | BP Hydro Associates | 10807 | Dietrich Drop | ID | Lincoln | GEN1 | HY | OP | 4.8 | 4.8 | 4.8 |  | 8 | 1990 | WAT |  | N | Y | N | IPP Non-CHP | [62 empty] | N/A | [39 empty] | 0 | 0 | 10.4
42806 | BP Hydro Associates | 10808 | Low Line Rapids | ID | Twin Falls | GEN1 | HY | OP | 2.8 | 2.7 | 2.6 |  | 8 | 1990 | WAT |  | N | Y | N | IPP Non-CHP | [62 empty] | N/A | [39 empty] | 0 | 0 | 10.4
42806 | BP Hydro Associates | 10809 | Rock Creek II | ID | Twin Falls | GEN1 | HY | OP | 1.9 | 1.8 | 1.8 |  | 8 | 1990 | WAT |  | N | Y | N | IPP Non-CHP | [62 empty] | N/A | [39 empty] | 0 | 0 | 10.4
44466 | BP PLC | 52130 | Whiting Refinery | IN | LAKE | 31TG | ST | OP | 12.5 | 11.2 | 11.2 |  | 1 | 1948 | OG | NG | N | N | Y | Industrial CHP |  |  |  |  | N | [57 empty] | GAS | [39 empty] | 0.1167 | 0.0044251 | 10.4
44466 | BP PLC | 52130 | Whiting Refinery | IN | LAKE | 32TG | ST | OP | 12.5 | 11.2 | 11.2 |  | 1 | 1948 | OG | NG | N | N | Y | Industrial CHP |  |  |  |  | N | [57 empty] | GAS | [39 empty] | 0.1167 | 0.0044251 | 10.4
44466 | BP PLC | 52130 | Whiting Refinery | IN | LAKE | 33TG | ST | OP | 18.8 | 16.4 | 16.4 |  | 1 | 1955 | OG | NG | N | N | Y | Industrial CHP |  |  |  |  | N | [57 empty] | GAS | [39 empty] | 0.1167 | 0.0044251 | 10.4
44466 | BP PLC | 52130 | Whiting Refinery | IN | LAKE | 34TG | ST | OP | 10 | 11.8 | 11.8 |  | 1 | 1955 | OG | NG | N | N | Y | Industrial CHP |  |  |  |  | N | [57 empty] | GAS | [39 empty] | 0.1167 | 0.0044251 | 10.4
44466 | BP PLC | 52130 | Whiting Refinery | IN | LAKE | 35TG | ST | OP | 30 | 38 | 38 |  | 1 | 1980 | OG | NG | N | N | Y | Industrial CHP |  |  |  |  | N | [57 empty] | GAS | IN | BP Whiting Business Unit | 52130 | 3SPS34 | 2010 | CP3SPS | CAIROS | 876.54 | 6 |  | 286249.42 |  | 0.0991 | 16.855 |  | 339217.243 | 5 |  | Lake | Petroleum Refinery |  |  | 41.6703 | -87.4803 | BP Energy (Owner/Operator) |  |  | Operating | Dry bottom wall-fired boiler | Process Gas |  |  | Low NOx Burner Technology w/ Overfire Air Other Overfire Air |  | 575 | 10.4 | GAS | 59.9705 | -289.085 | 0.0991 | 0.0044251 | 10.4
49732 | Chevron Products Company-Richmond | 52109 | Richmond Cogen | CA | Contra Costa | GEN1 | GT | OP | 62.6 | 50 | 52 |  | 8 | 1992 | NG | OG | N | Y | N | Industrial CHP |  |  |  |  | N | [57 empty] | GAS | [39 empty] | 0.082192 | 0.0009697 | 12.4715
49732 | Chevron Products Company-Richmond | 52109 | Richmond Cogen | CA | Contra Costa | GEN2 | GT | OP | 62.6 | 50 | 52 |  | 9 | 1992 | NG | OG | N | Y | N | Industrial CHP |  |  |  |  | N | [57 empty] | GAS | [39 empty] | 0.082192 | 0.0009697 | 12.4715
49732 | Chevron Products Company-Richmond | 52105 | Richmond Refinery TG800 | CA | Contra Costa | GEN5 | ST | OP | 30.4 | 30.4 | 30.4 |  | 3 | 2006 | OG | NG | N | Y | N | Industrial CHP |  |  |  |  | N | [57 empty] | GAS | [39 empty] | 0.1167 | 0.0044251 | 10.4
49748 | ORCAL Geothermal, Inc | 54111 | Second Imperial Geothermal | CA | Imperial | GE10 | BT | OP | 4.5 | 5 | 5 |  | 6 | 1993 | GEO |  | N | Y | N | IPP Non-CHP |  |  |  |  | N | [57 empty] | N/A | [39 empty] | 0 | 0 | 10.4
49748 | ORCAL Geothermal, Inc | 54111 | Second Imperial Geothermal | CA | Imperial | GE13 | BT | OP | 16 | 16 | 16 |  | 1 | 2006 | GEO |  | N | Y | N | IPP Non-CHP |  |  |  |  | N | [57 empty] | N/A | [39 empty] | 0 | 0 | 10.4
49748 | ORCAL Geothermal, Inc | 54689 | Heber Geothermal | CA | Imperial | 1 | ST | OP | 52 | 45 | 45 |  | 6 | 1985 | GEO |  | N | Y | N | IPP Non-CHP |  |  |  |  | N | [57 empty] | N/A | [39 empty] | 0 | 0 | 10.4
49748 | ORCAL Geothermal, Inc | 54689 | Heber Geothermal | CA | Imperial | 2 | BT | OP | 7 | 5 | 5 |  | 6 | 2006 | GEO |  | N | Y | N | IPP Non-CHP | [62 empty] | N/A | [39 empty] | 0 | 0 | 10.4
49748 | ORCAL Geothermal, Inc | 54689 | Heber Geothermal | CA | Imperial | 3 | BT | OP | 3.5 | 1 | 1 |  | 6 | 2006 | GEO |  | N | Y | N | IPP Non-CHP | [62 empty] | N/A | [39 empty] | 0 | 0 | 10.4
49748 | ORCAL Geothermal, Inc | 54111 | Second Imperial Geothermal | CA | Imperial | GE11 | BT | OP | 4.5 | 5 | 5 |  | 6 | 1993 | GEO |  | N | Y | N | IPP Non-CHP |  |  |  |  | N | [57 empty] | N/A | [39 empty] | 0 | 0 | 10.4
49748 | ORCAL Geothermal, Inc | 54111 | Second Imperial Geothermal | CA | Imperial | GE12 | BT | OP | 4.5 | 5 | 5 |  | 6 | 1993 | GEO |  | N | Y | N | IPP Non-CHP |  |  |  |  | N | [57 empty] | N/A | [39 empty] | 0 | 0 | 10.4
49748 | ORCAL Geothermal, Inc | 54111 | Second Imperial Geothermal | CA | Imperial | GEN1 | BT | OP | 3.5 | 3.7 | 3.7 |  | 6 | 1993 | GEO |  | N | Y | N | IPP Non-CHP |  |  |  |  | N | [57 empty] | N/A | [39 empty] | 0 | 0 | 10.4
49748 | ORCAL Geothermal, Inc | 54111 | Second Imperial Geothermal | CA | Imperial | GEN2 | BT | OP | 3.5 | 3.7 | 3.7 |  | 6 | 1993 | GEO |  | N | Y | N | IPP Non-CHP |  |  |  |  | N | [57 empty] | N/A | [39 empty] | 0 | 0 | 10.4
49748 | ORCAL Geothermal, Inc | 54111 | Second Imperial Geothermal | CA | Imperial | GEN3 | BT | OP | 3.5 | 3.7 | 3.7 |  | 6 | 1993 | GEO |  | N | Y | N | IPP Non-CHP |  |  |  |  | N | [57 empty] | N/A | [39 empty] | 0 | 0 | 10.4
49748 | ORCAL Geothermal, Inc | 54111 | Second Imperial Geothermal | CA | Imperial | GEN4 | BT | OP | 3.5 | 3.7 | 3.7 |  | 6 | 1993 | GEO |  | N | Y | N | IPP Non-CHP |  |  |  |  | N | [57 empty] | N/A | [39 empty] | 0 | 0 | 10.4
49748 | ORCAL Geothermal, Inc | 54111 | Second Imperial Geothermal | CA | Imperial | GEN5 | BT | OP | 3.5 | 3.7 | 3.7 |  | 6 | 1993 | GEO |  | N | Y | N | IPP Non-CHP |  |  |  |  | N | [57 empty] | N/A | [39 empty] | 0 | 0 | 10.4
49748 | ORCAL Geothermal, Inc | 54111 | Second Imperial Geothermal | CA | Imperial | GEN6 | BT | OP | 3.5 | 3.7 | 3.7 |  | 6 | 1993 | GEO |  | N | Y | N | IPP Non-CHP |  |  |  |  | N | [57 empty] | N/A | [39 empty] | 0 | 0 | 10.4
49748 | ORCAL Geothermal, Inc | 54111 | Second Imperial Geothermal | CA | Imperial | GEN7 | BT | OP | 4.5 | 5 | 5 |  | 6 | 1993 | GEO |  | N | Y | N | IPP Non-CHP |  |  |  |  | N | [57 empty] | N/A | [39 empty] | 0 | 0 | 10.4
49748 | ORCAL Geothermal, Inc | 54111 | Second Imperial Geothermal | CA | Imperial | GEN8 | BT | OP | 4.5 | 5 | 5 |  | 6 | 1993 | GEO |  | N | Y | N | IPP Non-CHP |  |  |  |  | N | [57 empty] | N/A | [39 empty] | 0 | 0 | 10.4
49748 | ORCAL Geothermal, Inc | 54111 | Second Imperial Geothermal | CA | Imperial | GEN9 | BT | OP | 4.5 | 5 | 5 |  | 6 | 1993 | GEO |  | N | Y | N | IPP Non-CHP |  |  |  |  | N | [57 empty] | N/A | [39 empty] | 0 | 0 | 10.4
49750 | FPL Energy Green Power | 55396 | Green Power I | CA | Riverside | WGNS | WT | OP | 16.5 | 16.5 | 16.5 |  | 7 | 1975 | WND |  | N | Y | N | IPP Non-CHP | [62 empty] | N/A | [39 empty] | 0 | 0 | 10.4
49751 | FPL Energy Cabazon Wind | 50552 | Cabazon Wind Farm | CA | Riverside | WGNS | WT | OP | 39.7 | 39.7 | 39.7 |  | 1 | 1999 | WND |  | N | Y | N | IPP Non-CHP | [62 empty] | N/A | [39 empty] | 0 | 0 | 10.4
49753 | Brooks Energy, LLC | 10051 | Lockville Hydropower | NC | Chatham | GEN2 | HY | OP | 0.6 | 0.6 | 0.6 |  | 1 | 1985 | WAT |  | N | Y | N | IPP Non-CHP |  |  |  |  | N | [57 empty] | N/A | [39 empty] | 0 | 0 | 10.4
49756 | Ameren Energy Resources Generating Co. | 856 | E D Edwards | IL | Peoria | 1 | ST | OP | 136 | 95 | 105 |  | 5 | 1960 | SUB | BIT | Y | Y | N | Electric Utility |  |  |  |  | N | Y |  | Y | [54 empty] | COAL | IL | E D Edwards | 856 | 1 | 2010 | CS0001 | ARP, CAIRNOX, CAIROS, CAIRSO2 | 8453.64 | 12 | 880301.14 |  | 2114.741 | 0.2252 | 990.521 | 920996.732 | 8781808.481 | 5 | Mid-America Interconnected Network | Peoria | Electric Utility | 4911 | Electric Services | 40.5958 | -89.6631 | Ameren Energy Generating Company (Owner/Operator) | Phase 2 | Phase II Group 1 | Operating | Dry bottom wall-fired boiler | Coal |  |  | Low NOx Burner Technology (Dry Bottom only) | Electrostatic Precipitator | 1523 | 9.9742 | COAL | 116 | 1947.619 | 0.2252 | 0.48162 | 9.9742
49756 | Ameren Energy Resources Generating Co. | 856 | E D Edwards | IL | Peoria | 2 | ST | OP | 280.5 | 240 | 255 |  | 6 | 1968 | SUB | BIT | Y | Y | N | Electric Utility |  |  |  |  | N | Y |  | Y | [54 empty] | COAL | IL | E D Edwards | 856 | 2 | 2010 | CS0001 | ARP, CAIRNOX, CAIROS, CAIRSO2 | 7885.74 | 12 | 1818424.8 |  | 4337.929 | 0.2213 | 1968.624 | 1886921.368 | 17992113.71 | 5 | Mid-America Interconnected Network | Peoria | Electric Utility | 4911 | Electric Services | 40.5958 | -89.6631 | Ameren Energy Generating Company (Owner/Operator) | Phase 2 | Phase II Group 1 | Operating | Dry bottom wall-fired boiler | Coal |  |  | Low NOx Burner Technology (Dry Bottom only) | Electrostatic Precipitator | 3321 | 9.8651 | COAL | 275 | 1960.7843 | 0.2213 | 0.4822 | 9.8651
49756 | Ameren Energy Resources Generating Co. | 856 | E D Edwards | IL | Peoria | 3 | ST | OP | 363.8 | 315 | 335 |  | 6 | 1972 | SUB | BIT | Y | Y | N | Electric Utility |  |  |  |  | N | Y |  | Y | [54 empty] | COAL | IL | E D Edwards | 856 | 3 | 2010 |  | ARP, CAIRNOX, CAIROS, CAIRSO2 | 8425.24 | 12 | 2446621.87 |  | 5557.309 | 0.0504 | 651.117 | 2734106.739 | 26068919.75 | 5 | Mid-America Interconnected Network | Peoria | Electric Utility | 4911 | Electric Services | 40.5958 | -89.6631 | Ameren Energy Generating Company (Owner/Operator) | Phase 2 | Phase II Group 1 | Operating | Dry bottom wall-fired boiler | Coal |  |  | Low NOx Burner Technology (Dry Bottom only) Selective Catalytic Reduction Low NOx Burner Technology w/ Overfire Air | Electrostatic Precipitator | 4594 | 10.6244 | COAL | 356 | 1968.6567 | 0.0504 | 0.42636 | 10.6244
49756 | Ameren Energy Resources Generating Co. | 6016 | Duck Creek | IL | Fulton | 1 | ST | OP | 441 | 410 | 425 |  | 6 | 1976 | SUB |  | N | Y | N | Electric Utility |  |  |  |  | N | Y |  | Y | [54 empty] | COAL | IL | Duck Creek | 6016 | 1 | 2010 |  | ARP, CAIRNOX, CAIROS, CAIRSO2 | 7462.36 | 12 | 2827797.47 |  | 756.371 | 0.086 | 1143.873 | 3025719.384 | 28849322.93 | 5 | Mid-America Interconnected Network | Fulton | Electric Utility | 4911 | Electric Services | 40.4663 | -89.9841 | Ameren Energy Generating Company (Owner/Operator) | Phase 2 | Phase II Group 1 | Operating | Dry bottom wall-fired boiler | Coal |  | Wet Limestone | Low NOx Burner Technology (Dry Bottom only) Selective Catalytic Reduction | Electrostatic Precipitator | 5028 | 10.1798 | COAL | 475 | 1941.1765 | 0.086 | 0.052436 | 10.1798
49760 | Covanta Montgomery, Inc. | 50657 | Montgomery County Resource Recovery | MD | Montgomery | GEN1 | ST | OP | 67.8 | 54 | 56 |  | 5 | 1995 | MSW | NG | N | Y | N | IPP Non-CHP | [62 empty] | OTHER SOLID | [39 empty] | 0 | 0 | 10.4
49768 | Bastrop Energy Partners, LP | 55168 | Bastrop Energy Center | TX | Bastrop | 1 | CT | OP | 221.4 | 160 | 167 |  | 3 | 2002 | NG |  | N | Y | N | IPP Non-CHP |  |  |  |  | N | [57 empty] | GAS | TX | Bastrop Clean Energy Center | 55168 | CTG-1A | 2010 |  | ARP, CAIRNOX, CAIRSO2 | 3556.79 | 12 | 760215.22 |  | 1.742 | 0.0398 | 99.727 | 345086.251 | 5806658.72 | 6 |  | Bastrop | Electric Utility | 4911 | Electric Services | 30.1458 | -97.55 | Bastrop Energy Partners, LP (Owner/Operator) | Phase 2 |  | Operating | Combined cycle | Pipeline Natural Gas |  |  | Dry Low NOx Burners |  | 2450 | 7.3957 | GAS | 295 | 116.7665 | 0.0398 | 0.0006 | 7.3957
49768 | Bastrop Energy Partners, LP | 55168 | Bastrop Energy Center | TX | Bastrop | 2 | CT | OP | 221.4 | 160 | 167 |  | 3 | 2002 | NG |  | N | Y | N | IPP Non-CHP |  |  |  |  | N | [57 empty] | GAS | TX | Bastrop Clean Energy Center | 55168 | CTG-1A | 2010 |  | ARP, CAIRNOX, CAIRSO2 | 3556.79 | 12 | 760215.22 |  | 1.742 | 0.0398 | 99.727 | 345086.251 | 5806658.72 | 6 |  | Bastrop | Electric Utility | 4911 | Electric Services | 30.1458 | -97.55 | Bastrop Energy Partners, LP (Owner/Operator) | Phase 2 |  | Operating | Combined cycle | Pipeline Natural Gas |  |  | Dry Low NOx Burners |  | 2450 | 7.3957 | GAS | 295 | -383.2335 | 0.0398 | 0.0006 | 7.3957
49768 | Bastrop Energy Partners, LP | 55168 | Bastrop Energy Center | TX | Bastrop | 3 | CA | OP | 285 | 232 | 232 |  | 3 | 2002 | NG |  | N | Y | N | IPP Non-CHP |  |  |  |  | N | [57 empty] | GAS | [39 empty] | 0 | 0 | 10.4
49774 | Kinder Morgan Yates Operation | 55025 | Yates Gas Plant | TX | PECOS | GEN1 | GT | OP | 2.8 | 2.8 | 2.8 |  | 4 | 1986 | NG |  | N | N | Y | Industrial CHP |  |  |  |  | N | [57 empty] | GAS | [39 empty] | 0.36594 | 0.0033454 | 8.3679
49774 | Kinder Morgan Yates Operation | 55025 | Yates Gas Plant | TX | PECOS | GEN2 | GT | OP | 2.8 | 2.8 | 2.8 |  | 4 | 1986 | NG |  | N | N | Y | Industrial CHP |  |  |  |  | N | [57 empty] | GAS | [39 empty] | 0.36594 | 0.0033454 | 8.3679
49775 | Middlesex Generating Company LLC | 56119 | Middlesex Generating Facility | NJ | MIDDLESEX | 100 | CT | OP | 6 | 4.1 | 4.9 |  | 10 | 2001 | OBG | NG | N | Y | Y | IPP CHP | [62 empty] | GAS | [39 empty] | 0.000124 | 0.000124 | 10.4
49775 | Middlesex Generating Company LLC | 56119 | Middlesex Generating Facility | NJ | MIDDLESEX | 200 | CT | OP | 6 | 4.1 | 4.9 |  | 10 | 2001 | OBG | NG | N | Y | Y | IPP CHP | [62 empty] | GAS | [39 empty] | 0.000124 | 0.000124 | 10.4
49775 | Middlesex Generating Company LLC | 56119 | Middlesex Generating Facility | NJ | MIDDLESEX | 300 | CA | OP | 10.5 | 10.6 | 10.6 |  | 1 | 1961 | OBG | NG | N | Y | Y | IPP CHP | [62 empty] | GAS | [39 empty] | 0 | 0 | 10.4
49777 | SP Newsprint Company | 56124 | SP Newsprint- Newberg Cogen | OR | Yamhill | TG1 | ST | OP | 12.5 | 6 | 5.9 |  | 4 | 1979 | WDS | NG | Y | Y | Y | Industrial CHP |  |  |  |  | N | [57 empty] | OTHER SOLID | [39 empty] | 0.5034 | 0.036499 | 14.1586
49777 | SP Newsprint Company | 56124 | SP Newsprint- Newberg Cogen | OR | Yamhill | TG2 | ST | OP | 42.8 | 5.3 | 6.7 |  | 2 | 1980 | WDS | NG | Y | Y | Y | Industrial CHP | [62 empty] | OTHER SOLID | [39 empty] | 0.5034 | 0.035888 | 13.4827
49778 | Kraft Foods | 54933 | Cadbury Adams - Rockford | IL | Winnebago | GEN1 | GT | OP | 4.7 | 5 | 3 |  | 2 | 1995 | NG |  | N | N | Y | Industrial CHP |  |  |  |  | N | [57 empty] | GAS | [39 empty] | 0.26668 | 0.0029317 | 9.9213
49786 | Jamaica Bay Peaking Facility, LLC | 56141 | Jamaica Bay Peaking | NY | Queens | 2 | GT | OP | 60.5 | 54.3 | 54.2 |  | 7 | 2003 | KER |  | N | Y | N | IPP Non-CHP |  |  |  |  | N | [57 empty] | LIQUID | [39 empty] | 0.048885 | 0.0048005 | 10.0615
49791 | Eastman Cogeneration LP | 55176 | Eastman Cogeneration Facility | TX | Harrison | GEN1 | CT | OP | 170 | 146.2 | 159.8 |  | 4 | 2001 | NG |  | N | Y | Y | IPP CHP |  |  |  |  | N | [57 empty] | GAS | TX | Eastman Cogeneration Facility | 55176 | 1 | 2010 |  | ARP, CAIRNOX, CAIRSO2 | 4761.91 | 12 | 886049.91 |  | 2.56 | 0.0314 | 123.801 | 507052.06 | 8532103.331 | 6 |  | Harrison | Cogeneration | 4911 | Electric Services | 32.4472 | -94.6917 | Eastman Cogeneration, LP (Owner/Operator) | Phase 2 |  | Operating | Combined cycle | Pipeline Natural Gas | Other Gas, Process Gas |  | Dry Low NOx Burners |  | 2335 | 9.5131 | GAS | 235 | 264.7059 | 0.0314 | 0.0006 | 9.5131
49791 | Eastman Cogeneration LP | 55176 | Eastman Cogeneration Facility | TX | Harrison | GEN2 | CT | OP | 170 | 146.2 | 159.8 |  | 7 | 2001 | NG |  | N | Y | Y | IPP CHP |  |  |  |  | N | [57 empty] | GAS | TX | Eastman Cogeneration Facility | 55176 | 2 | 2010 |  | ARP, CAIRNOX, CAIRSO2 | 6631.43 | 12 | 1147775.39 |  | 3.322 | 0.0335 | 170.779 | 658095.714 | 11073717.1 | 6 |  | Harrison | Cogeneration | 4911 | Electric Services | 32.4472 | -94.6917 | Eastman Cogeneration, LP (Owner/Operator) | Phase 2 |  | Operating | Combined cycle | Pipeline Natural Gas | Other Gas, Process Gas |  | Dry Low NOx Burners |  | 2335 | 9.009 | GAS | 242 | 242.8035 | 0.0335 | 0.0006 | 9.009
49791 | Eastman Cogeneration LP | 55176 | Eastman Cogeneration Facility | TX | Harrison | GEN3 | CA | OP | 127.7 | 109.8 | 120 |  | 7 | 2001 | NG | OG | Y | Y | Y | IPP CHP |  |  |  |  | N | [57 empty] | GAS | [39 empty] | 0 | 0 | 10.4
49796 | Desert Sky Wind Farm LP | 55992 | Desert Sky | TX | Pecos | 1 | WT | OP | 160.5 | 160.5 | 160.5 |  | 1 | 2002 | WND |  | N | Y | N | IPP Non-CHP | [62 empty] | N/A | [39 empty] | 0 | 0 | 10.4
49801 | Wausau Paper Mills LLC | 50933 | Rhinelander Mill | WI | Oneida | GEN6 | ST | OP | 9.3 | 6.3 | 8.5 |  | 7 | 1958 | BIT |  | N | N | Y | Industrial CHP |  |  |  |  | N |  |  | Y | [54 empty] | COAL | [39 empty] | 0.81738 | 1.3033 | 13.0935
49801 | Wausau Paper Mills LLC | 50933 | Rhinelander Mill | WI | Oneida | HYD1 | HY | OP | 0.5 | 0.5 | 0.5 |  | 12 | 1917 | WAT |  | N | N | N | Industrial CHP |  |  |  |  | N | [57 empty] | N/A | [39 empty] | 0 | 0 | 10.4
49801 | Wausau Paper Mills LLC | 50933 | Rhinelander Mill | WI | Oneida | HYD2 | HY | OP | 0.5 | 0.5 | 0.5 |  | 12 | 1917 | WAT |  | N | N | N | Industrial CHP |  |  |  |  | N | [57 empty] | N/A | [39 empty] | 0 | 0 | 10.4
49801 | Wausau Paper Mills LLC | 50933 | Rhinelander Mill | WI | Oneida | HYD3 | HY | OP | 1 | 1 | 1 |  | 12 | 1926 | WAT |  | N | N | N | Industrial CHP |  |  |  |  | N | [57 empty] | N/A | [39 empty] | 0 | 0 | 10.4
49805 | Kennecott Utah Copper | 56163 | KUCC | UT | Salt Lake | 1 | ST | OP | 50 | 50 | 50 |  | 1 | 1943 | BIT | NG | Y | Y | N | Industrial CHP |  |  |  |  | N | Y | [56 empty] | COAL | [39 empty] | 0.64305 | 0.81409 | 11.7953
49805 | Kennecott Utah Copper | 56163 | KUCC | UT | Salt Lake | 2 | ST | OP | 25 | 25 | 25 |  | 1 | 1943 | BIT | NG | Y | Y | N | Industrial CHP |  |  |  |  | N | Y | [56 empty] | COAL | [39 empty] | 0.8354 | 0.9461 | 12.6977
49805 | Kennecott Utah Copper | 56163 | KUCC | UT | Salt Lake | 3 | ST | OP | 25 | 25 | 25 |  | 1 | 1946 | BIT | NG | Y | Y | N | Industrial CHP |  |  |  |  | N | Y | [56 empty] | COAL | [39 empty] | 0.82688 | 0.91773 | 12.6072
49805 | Kennecott Utah Copper | 56163 | KUCC | UT | Salt Lake | 4 | ST | OP | 82 | 75 | 75 |  | 1 | 1958 | BIT | NG | Y | Y | N | Industrial CHP |  |  |  |  | N | Y | [56 empty] | COAL | [39 empty] | 0.50408 | 0.61793 | 11.0525
49805 | Kennecott Utah Copper | 56163 | KUCC | UT | Salt Lake | RCHP | GT | OP | 6.4 | 5.9 | 6.4 |  | 12 | 2010 | NG |  | N | Y | Y | Industrial CHP | [62 empty] | GAS | [39 empty] | 0.046672 | 0.0003445 | 10.6094
49805 | Kennecott Utah Copper | 56163 | KUCC | UT | Salt Lake | SM58 | ST | OP | 31.8 | 31.8 | 31.8 |  | 1 | 1995 | WH |  | N | Y | N | Industrial CHP |  |  |  |  | N | [57 empty] | N/A | [39 empty] | 0 | 0 | 10.4
49812 | NEO Freehold Gen LLC | 56169 | NEO Freehold Gen LLC | NJ | Monmouth | UNT1 | IC | OP | 1.1 | 1.1 | 1.1 |  | 10 | 1997 | NG |  | N | Y | Y | IPP CHP |  |  |  |  | N | [57 empty] | GAS | [39 empty] | 1.1659 | 0.0016829 | 10.4
49812 | NEO Freehold Gen LLC | 56169 | NEO Freehold Gen LLC | NJ | Monmouth | UNT2 | IC | OP | 1.1 | 1.1 | 1.1 |  | 10 | 1997 | NG |  | N | Y | Y | IPP CHP |  |  |  |  | N | [57 empty] | GAS | [39 empty] | 1.1659 | 0.0016829 | 10.4
49831 | Unilin Flooring NC LLC-Columbia Flooring | 56182 | Columbia Flooring Melbourne | AR | Izard | Kato | ST | OP | 2 | 1.7 | 1.7 |  | 1 | 1980 | WDS |  | N | N | Y | Industrial CHP |  |  |  |  | N | [57 empty] | OTHER SOLID | [39 empty] | 0.5034 | 0.035888 | 15.1234
49837 | Pinelawn Power LLC | 56188 | Pinelawn Power LLC | NY | SUFFOLK | CTG | CT | OP | 50 | 47 | 47 |  | 7 | 2005 | NG | KER | Y | Y | N | IPP Non-CHP |  |  |  |  | N | [57 empty] | GAS | NY | Pinelawn Power | 56188 | 1 | 2010 |  | ARP, CAIRNOX, CAIROS, CAIRSO2, RGGI | 3420.75 | 12 | 201375.75 |  | 0.508 | 0.014 | 5.745 | 96675.525 | 1626744.35 | 2 |  | Suffolk | Small Power Producer |  |  | 40.7358 | -73.3881 | Pinelawn Power LLC (Owner/Operator) (Ended Sep 16, 2010) J Power USA Development Co, Ltd. (Owner) (Started Sep 16, 2010) Wood Group Power Operations (Freeport) LLC (Operator) (Started Sep 16, 2010) | Phase 2 |  | Operating | Combined cycle | Pipeline Natural Gas | Other Oil |  | Water Injection Selective Catalytic Reduction |  | 850 | 10.4 | GAS | 105.2221 | -619.3836 | 0.014 | 0.000625 | 8.0782
49837 | Pinelawn Power LLC | 56188 | Pinelawn Power LLC | NY | SUFFOLK | STG | CA | OP | 32 | 27.5 | 30.1 |  | 10 | 2005 | NG | KER | Y | Y | N | IPP Non-CHP |  |  |  |  | N | [57 empty] | GAS | [39 empty] | 0 | 0 | 10.4
49842 | Fort James Operating Company | 56192 | Georgia Pacific Wauna Mill | OR | Clatsop | 1 | ST | OP | 36 | 22 | 26 |  | 2 | 1996 | BLQ | NG | Y | Y | Y | Industrial CHP |  |  |  |  | N | [57 empty] | LIQUID | [39 empty] | 0.1517 | 0.049001 | 10.4
49844 | Eurus Combine Hills I LLC | 56195 | Combine Hills I | OR | Umatilla | 1 | WT | OP | 41 | 41 | 41 |  | 12 | 2003 | WND |  | N | Y | N | IPP Non-CHP |  |  |  |  | N | [57 empty] | N/A | [39 empty] | 0 | 0 | 10.4
49845 | Equus Power I, L.P., | 56032 | Equus Freeport Power | NY | Nassau | 1 | GT | OP | 60 | 47.9 | 50 |  | 6 | 2004 | NG | KER | Y | Y | N | IPP Non-CHP |  |  |  |  | N | [57 empty] | GAS | NY | Equus Power I | 56032 | 1 | 2010 |  | ARP, CAIRNOX, CAIROS, CAIRSO2, RGGI | 1551.5 | 12 | 71550.75 |  | 0.226 | 0.0287 | 3.985 | 42028.575 | 707180.775 | 2 |  | Nassau | Small Power Producer |  |  | 40.6447 | -73.5683 | Equus Power I, LP (Owner/Operator) (Ended Sep 16, 2010) J Power USA Development Co, Ltd. (Owner) (Started Sep 16, 2010) Wood Group Power Operations (Freeport) LLC (Operator) (Started Sep 16, 2010) | Phase 2 |  | Operating | Combined cycle | Pipeline Natural Gas | Diesel Oil |  | Water Injection Selective Catalytic Reduction |  | 499.6 | 10.4 | GAS | 50.5483 | 1994.5174 | 0.0287 | 0.000639 | 9.8836
49846 | Covanta Honolulu Resource Recovery | 10334 | H Power | HI | Honolulu | GEN1 | ST | OP | 63.7 | 60 | 60 |  | 11 | 1989 | MSW |  | N | Y | N | Commercial Non-CHP | [62 empty] | OTHER SOLID | [39 empty] | 0 | 0 | 10.4
49852 | Great Bay Hydro Corp | 3731 | Newport | VT | Orleans | 1 | HY | OP | 1.7 | 1.7 | 1.7 |  | 1 | 1940 | WAT |  | N | Y | N | IPP Non-CHP |  |  |  |  | N | [57 empty] | N/A | [39 empty] | 0 | 0 | 10.4
49852 | Great Bay Hydro Corp | 3731 | Newport | VT | Orleans | 2 | HY | OP | 1.7 | 1.7 | 1.7 |  | 1 | 1944 | WAT |  | N | Y | N | IPP Non-CHP |  |  |  |  | N | [57 empty] | N/A | [39 empty] | 0 | 0 | 10.4
49852 | Great Bay Hydro Corp | 3731 | Newport | VT | Orleans | 3 | HY | OP | 0.6 | 0.6 | 0.6 |  | 1 | 1936 | WAT |  | N | Y | N | IPP Non-CHP |  |  |  |  | N | [57 empty] | N/A | [39 empty] | 0 | 0 | 10.4
49867 | Tofteland Windfarm LLC | 56202 | Tofteland Windfarm LLC | MN | Pipestone | I | WT | OP | 2 | 2 | 2 |  | 10 | 2003 | WND |  | N | Y | N | IPP Non-CHP | [62 empty] | N/A | [39 empty] | 0 | 0 | 10.4
49869 | Fey Windfarm LLC | 56204 | Fey Windfarm LLC | MN | Pipestone | 1 | WT | OP | 2 | 2 | 2 |  | 9 | 2003 | WND |  | N | Y | N | IPP Non-CHP |  |  |  |  | N | [57 empty] | N/A | [39 empty] | 0 | 0 | 10.4
49870 | Windcurrent Farms LLC | 56205 | Windcurrent Farms LLC | MN | Pipestone | 1 | WT | OP | 2 | 2 | 2 |  | 9 | 2003 | WND |  | N | Y | N | IPP Non-CHP | [62 empty] | N/A | [39 empty] | 0 | 0 | 10.4
49880 | Horizon Wind Energy LLC | 55769 | Madison Windpower LLC | NY | Madison | MADW | WT | OP | 11.5 | 11.5 | 11.5 |  | 10 | 2000 | WND |  | N | Y | N | IPP Non-CHP | [62 empty] | N/A | [39 empty] | 0 | 0 | 10.4
49889 | Mount Carmel Cogen Inc | 10343 | Foster Wheeler Mt Carmel Cogen | PA | Northumberland | TG1 | ST | OP | 47.3 | 43 | 40 |  | 1 | 1990 | WC | NG | Y | Y | Y | IPP CHP |  |  |  |  | N |  | Y | [55 empty] | COAL | PA | Mt. Carmel Cogeneration | 10343 | SG-101 | 2010 |  | ARP, CAIRNOX, CAIROS, CAIRSO2 | 7755.65 | 12 | 302458.97 |  | 445.007 | 0.1437 | 351.686 | 557278.577 | 4950282.821 | 3 |  | Northumberland | Cogeneration | 4911 | Electric Services | 40.8092 | -76.4539 | Mt. Carmel Cogeneration, Inc. (Owner/Operator) | Phase 2 |  | Operating | Circulating fluidized bed boiler | Coal |  | Fluidized Bed Limestone Injection |  | Baghouse | 624 | 16.3302 | COAL | 43 | -37.5 | 0.1437 | 0.17979 | 16.3302
49893 | Invenergy Services LLC | 7999 | Grays Harbor Energy Facility | WA | Grays Harbor | CT1 | CT | OP | 175 | 165 | 181 |  | 5 | 2008 | NG |  | N | Y | N | Electric Utility |  |  |  |  | N | [57 empty] | GAS | WA | Grays Harbor Energy Center | 7999 | 1 | 2010 |  | ARP | 2429.03 | 12 | 634208.36 |  | 1.736 | 0.0138 | 22.342 | 264918.2 | 4457747.237 | 10 |  | Grays Harbor | Electric Utility |  |  | 46.9688 | -123.48 | Invenergy Services LLC (Operator) Grays Harbor Energy, LLC (Owner) | Phase 2 |  | Operating | Combined cycle | Natural Gas |  |  | Dry Low NOx Burners Selective Catalytic Reduction |  | 2600 | 7.0028 | GAS | 322 | 110.4972 | 0.0138 | 0.000779 | 7.0028
49893 | Invenergy Services LLC | 7999 | Grays Harbor Energy Facility | WA | Grays Harbor | CT2 | CT | OP | 175 | 172 | 181 |  | 5 | 2008 | NG |  | N | Y | N | Electric Utility |  |  |  |  | N | [57 empty] | GAS | WA | Grays Harbor Energy Center | 7999 | 2 | 2010 |  | ARP | 2441.9 | 12 | 640652.77 |  | 1.731 | 0.015 | 25.391 | 264894.132 | 4457343.06 | 10 |  | Grays Harbor | Electric Utility |  |  | 46.9688 | -123.48 | Invenergy Services LLC (Operator) Grays Harbor Energy, LLC (Owner) | Phase 2 |  | Operating | Combined cycle | Natural Gas |  |  | Dry Low NOx Burners Selective Catalytic Reduction |  | 2600 | 6.9983 | GAS | 378 | -44.1989 | 0.015 | 0.000777 | 8.915
49893 | Invenergy Services LLC | 7999 | Grays Harbor Energy Facility | WA | Grays Harbor | ST1 | CA | OP | 300 | 300 | 314 |  | 5 | 2008 | NG |  | N | Y | N | Electric Utility |  |  |  |  | N | [57 empty] | GAS | [39 empty] | 0 | 0 | 10.4
49893 | Invenergy Services LLC | 50949 | Hardee Power Station | FL | Hardee | GEN1 | CT | OP | 86 | 70 | 85 |  | 1 | 1993 | NG | DFO | Y | Y | N | IPP Non-CHP |  |  |  |  | N | [57 empty] | GAS | FL | Hardee Power Station | 50949 | CT1B | 2010 |  | CAIRNOX, CAIROS, CAIRSO2 | 2992.25 | 12 | 178053.5 |  | 0.917 | 0.1255 | 143.116 |  | 2264658.8 | 4 |  | Hardee | Electric Utility | 4911 | Electric Services | 27.6364 | -81.9636 | Invenergy Services LLC (Operator) Hardee Power Partners (Owner) |  |  | Operating | Combined cycle | Pipeline Natural Gas | Diesel Oil |  | Water Injection |  | 1312.3 | 12.3362 | GAS | 86 | 494.1176 | 0.1255 | 0.00081 | 12.3362
49893 | Invenergy Services LLC | 50949 | Hardee Power Station | FL | Hardee | GEN2 | CT | OP | 86 | 70 | 85 |  | 1 | 1993 | NG | DFO | Y | Y | N | IPP Non-CHP |  |  |  |  | N | [57 empty] | GAS | FL | Hardee Power Station | 50949 | CT2B | 2010 |  | ARP, CAIRNOX, CAIROS, CAIRSO2 | 108.25 | 12 | 6777.25 |  | 0.56 | 0.0936 | 3.435 | 5640.275 | 82331.2 | 4 |  | Hardee | Electric Utility | 4911 | Electric Services | 27.6364 | -81.9636 | Hardee Power Partners (Owner) Invenergy Services LLC (Operator) | Phase 2 |  | Operating | Combustion turbine | Pipeline Natural Gas | Diesel Oil |  | Dry Low NOx Burners Water Injection |  | 1109 | 12.0703 | GAS | 81 | 475.3086 | 0.0936 | 0.013604 | 12.0703
49893 | Invenergy Services LLC | 50949 | Hardee Power Station | FL | Hardee | GEN3 | CA | OP | 86 | 78 | 85 |  | 1 | 1993 | NG | DFO | N | Y | N | IPP Non-CHP |  |  |  |  | N | [57 empty] | GAS | [39 empty] | 0 | 0 | 10.4
49893 | Invenergy Services LLC | 50949 | Hardee Power Station | FL | Hardee | GEN4 | GT | OP | 84 | 70 | 84 |  | 1 | 1993 | NG | DFO | Y | Y | N | IPP Non-CHP |  |  |  |  | N | [57 empty] | GAS | FL | Hardee Power Station | 50949 | CT1B | 2010 |  | CAIRNOX, CAIROS, CAIRSO2 | 2992.25 | 12 | 178053.5 |  | 0.917 | 0.1255 | 143.116 |  | 2264658.8 | 4 |  | Hardee | Electric Utility | 4911 | Electric Services | 27.6364 | -81.9636 | Invenergy Services LLC (Operator) Hardee Power Partners (Owner) |  |  | Operating | Combined cycle | Pipeline Natural Gas | Diesel Oil |  | Water Injection |  | 1312.3 | 12.3362 | GAS | 86 | -11.9048 | 0.1255 | 0.00081 | 12.3362
49893 | Invenergy Services LLC | 50949 | Hardee Power Station | FL | Hardee | GEN5 | GT | OP | 90 | 70 | 85 |  | 5 | 2000 | NG | DFO | Y | Y | N | IPP Non-CHP |  |  |  |  | N | [57 empty] | GAS | FL | Hardee Power Station | 50949 | CT1B | 2010 |  | CAIRNOX, CAIROS, CAIRSO2 | 2992.25 | 12 | 178053.5 |  | 0.917 | 0.1255 | 143.116 |  | 2264658.8 | 4 |  | Hardee | Electric Utility | 4911 | Electric Services | 27.6364 | -81.9636 | Invenergy Services LLC (Operator) Hardee Power Partners (Owner) |  |  | Operating | Combined cycle | Pipeline Natural Gas | Diesel Oil |  | Water Injection |  | 1312.3 | 12.3362 | GAS | 86 | -5.8824 | 0.1255 | 0.00081 | 12.3362
49893 | Invenergy Services LLC | 56241 | Cannon Falls Energy Center | MN | Goodhue | UNT1 | GT | OP | 204 | 199 | 199 |  | 4 | 2008 | NG | DFO | Y | Y | N | IPP Non-CHP |  |  |  |  | N | [57 empty] | GAS | MN | Cannon Falls Energy Center | 56241 | CT-01 | 2010 |  | ARP | 435.6 | 12 | 54873.8 |  | 0.271 | 0.0335 | 10.153 | 37062.027 | 617092.068 | 5 |  | Goodhue | Electric Utility |  |  | 44.5364 | -92.9147 | Invenergy Services LLC (Owner/Operator) | Phase 2 |  | Operating | Combustion turbine | Pipeline Natural Gas | Diesel Oil |  | Dry Low NOx Burners Water Injection |  | 2300 | 10.6931 | GAS | 166 | 400.6024 | 0.0335 | 0.000878 | 10.6931
49893 | Invenergy Services LLC | 56241 | Cannon Falls Energy Center | MN | Goodhue | UNT2 | GT | OP | 204 | 199 | 199 |  | 4 | 2008 | NG | DFO | Y | Y | N | IPP Non-CHP |  |  |  |  | N | [57 empty] | GAS | MN | Cannon Falls Energy Center | 56241 | CT-02 | 2010 |  | ARP | 383.15 | 12 | 47942.87 |  | 0.194 | 0.0306 | 7.985 | 31723.631 | 531190.177 | 5 |  | Goodhue | Electric Utility |  |  | 44.5364 | -92.9147 | Invenergy Services LLC (Owner/Operator) | Phase 2 |  | Operating | Combustion turbine | Pipeline Natural Gas | Diesel Oil |  | Dry Low NOx Burners Water Injection |  | 2300 | 10.5162 | GAS | 168 | 407.7381 | 0.0306 | 0.00073 | 10.5162
49893 | Invenergy Services LLC | 56320 | Spring Canyon | CO | Logan | 1 | WT | OP | 60 | 60 | 60 |  | 2 | 2006 | WND |  | N | Y | N | IPP Non-CHP | [62 empty] | N/A | [39 empty] | 0 | 0 | 10.4
49893 | Invenergy Services LLC | 56377 | Judith Gap Wind Energy Center | MT | Wheatland | 1 | WT | OP | 135 | 135 | 135 |  | 12 | 2005 | WND |  | N | Y | N | IPP Non-CHP | [62 empty] | N/A | [39 empty] | 0 | 0 | 10.4
49893 | Invenergy Services LLC | 56941 | Grand Ridge Wind Energy Center | IL | La Salle | 1 | WT | OP | 99 | 99 | 99 |  | 10 | 2008 | WND |  | N | Y | N | IPP Non-CHP |  |  |  |  | N | [57 empty] | N/A | [39 empty] | 0 | 0 | 10.4
49893 | Invenergy Services LLC | 56953 | High Sheldon Wind Farm | NY | Wyoming | 1 | WT | OP | 112 | 112 | 112 |  | 2 | 2009 | WND |  | N | Y | N | IPP Non-CHP |  |  |  |  | N | [57 empty] | N/A | [39 empty] | 0 | 0 | 10.4
49893 | Invenergy Services LLC | 56301 | Wolverine Creek | ID | Bonneville | 1 | WT | OP | 64.5 | 64.5 | 64.5 |  | 2 | 2006 | WND |  | N | Y | N | IPP Non-CHP | [62 empty] | N/A | [39 empty] | 0 | 0 | 10.4
49893 | Invenergy Services LLC | 56493 | Buffalo Mountain Energy Center | TN | Anderson | 4 | WT | OP | 27 | 27 | 27 |  | 12 | 2004 | WND |  | N | Y | N | IPP Non-CHP | [62 empty] | N/A | [39 empty] | 0 | 0 | 10.4
49893 | Invenergy Services LLC | 56506 | Scurry County Wind LP | TX | Scurry | SCW | WT | OP | 130.5 | 130.5 | 130.5 |  | 5 | 2007 | WND |  | N | N | N | IPP Non-CHP | [62 empty] | N/A | [39 empty] | 0 | 0 | 10.4
49893 | Invenergy Services LLC | 56644 | Stanton Wind Energy LLC | TX | Martin | 1 | WT | OP | 120 | 120 | 120 |  | 2 | 2008 | WND |  | N | Y | N | IPP Non-CHP | [62 empty] | N/A | [39 empty] | 0 | 0 | 10.4
49893 | Invenergy Services LLC | 56773 | McAdoo Wind Energy LLC | TX | Dickens | 1 | WT | OP | 150 | 150 | 150 |  | 9 | 2008 | WND |  | N | Y | N | IPP Non-CHP |  |  |  |  | N | [57 empty] | N/A | [39 empty] | 0 | 0 | 10.4
49893 | Invenergy Services LLC | 56774 | Turkey Track Wind Energy LLC | TX | Nolan | 1 | WT | OP | 169.5 | 169.5 | 169.5 |  | 11 | 2008 | WND |  | N | Y | N | IPP Non-CHP | [62 empty] | N/A | [39 empty] | 0 | 0 | 10.4
49893 | Invenergy Services LLC | 56775 | Scurry County Wind II | TX | Scurry | 1 | WT | OP | 120 | 120 | 120 |  | 12 | 2007 | WND |  | N | Y | N | IPP Non-CHP | [62 empty] | N/A | [39 empty] | 0 | 0 | 10.4
49893 | Invenergy Services LLC | 56941 | Grand Ridge Wind Energy Center | IL | La Salle | 2 | WT | OP | 51 | 51 | 51 |  | 12 | 2009 | WND |  | N | Y | N | IPP Non-CHP | [62 empty] | N/A | [39 empty] | 0 | 0 | 10.4
49893 | Invenergy Services LLC | 56941 | Grand Ridge Wind Energy Center | IL | La Salle | 3 | WT | OP | 49.5 | 49.5 | 49.5 |  | 12 | 2009 | WND |  | N | Y | N | IPP Non-CHP | [62 empty] | N/A | [39 empty] | 0 | 0 | 10.4
49893 | Invenergy Services LLC | 56941 | Grand Ridge Wind Energy Center | IL | La Salle | 4 | WT | OP | 10.5 | 10.5 | 10.5 |  | 12 | 2009 | WND |  | N | Y | N | IPP Non-CHP | [62 empty] | N/A | [39 empty] | 0 | 0 | 10.4
49893 | Invenergy Services LLC | 56942 | Forward Wind Energy Center | WI | Dodge | 1 | WT | OP | 99 | 99 | 99 |  | 7 | 2008 | WND |  | N | Y | N | IPP Non-CHP |  |  |  |  | N | [57 empty] | N/A | [39 empty] | 0 | 0 | 10.4
49893 | Invenergy Services LLC | 56942 | Forward Wind Energy Center | WI | Dodge | 2 | WT | OP | 30 | 30 | 30 |  | 5 | 2009 | WND |  | N | Y | N | IPP Non-CHP | [62 empty] | N/A | [39 empty] | 0 | 0 | 10.4
49893 | Invenergy Services LLC | 56952 | Willow Creek Energy Center | OR | Morrow | 1 | WT | OP | 72 | 72 | 72 |  | 1 | 2009 | WND |  | N | Y | N | IPP Non-CHP |  |  |  |  | N | [57 empty] | N/A | [39 empty] | 0 | 0 | 10.4
49896 | Newmont Nevada Energy Investment, LLC | 56224 | TS Power Plant | NV | Eureka | 1 | ST | OP | 242 | 218.4 | 219.2 |  | 6 | 2008 | SUB |  | N | Y | N | IPP Non-CHP |  |  |  |  | N | Y |  | Y | [54 empty] | COAL | NV | TS Power Plant | 56224 | 1 | 2010 |  | ARP | 8204.09 | 12 | 1562090.59 |  | 290.489 | 0.0457 | 318.624 | 1455913.434 | 13905400.7 | 9 |  | Eureka | Electric Utility |  |  | 40.7458 | -116.5297 | Newmont Nevada Energy Investment LLC (Owner) (Ended Dec 28, 2010) Newmont Nevada Energy Investment LLC (Owner/Operator) DTE Energy Services (Operator) (Ended Dec 28, 2010) | Phase 2 |  | Operating | Dry bottom wall-fired boiler | Coal | Diesel Oil | Dry Lime FGD | Low NOx Burner Technology w/ Overfire Air Selective Catalytic Reduction | Baghouse | 2462 | 10.4 | COAL | 276.5736 | 1869.1295 | 0.0457 | 0.041781 | 8.9018
49899 | CalEnergy Operation Corporation | 10631 | J M Leathers | CA | Imperial | GEN1 | ST | OP | 49 | 34 | 34 |  | 11 | 1989 | GEO |  | N | Y | N | IPP Non-CHP |  |  |  |  | N | [57 empty] | N/A | [39 empty] | 0 | 0 | 10.4
49899 | CalEnergy Operation Corporation | 10632 | A W Hoch | CA | Imperial | GEN1 | ST | OP | 49 | 34 | 34 |  | 10 | 1988 | GEO |  | N | Y | N | IPP Non-CHP |  |  |  |  | N | [57 empty] | N/A | [39 empty] | 0 | 0 | 10.4
49899 | CalEnergy Operation Corporation | 10634 | J J Elmore | CA | Imperial | GEN1 | ST | OP | 49 | 34 | 34 |  | 11 | 1988 | GEO |  | N | Y | N | IPP Non-CHP |  |  |  |  | N | [57 empty] | N/A | [39 empty] | 0 | 0 | 10.4
49899 | CalEnergy Operation Corporation | 10759 | Salton Sea Unit 3 | CA | Imperial | GEN1 | ST | OP | 53.9 | 47.5 | 47.5 |  | 2 | 1989 | GEO |  | N | Y | N | IPP Non-CHP |  |  |  |  | N | [57 empty] | N/A | [39 empty] | 0 | 0 | 10.4
49899 | CalEnergy Operation Corporation | 10878 | Salton Sea Unit 1 | CA | Imperial | EE11 | ST | OP | 10 | 10 | 10 |  | 7 | 1982 | GEO |  | N | Y | N | IPP Non-CHP |  |  |  |  | N | [57 empty] | N/A | [39 empty] | 0 | 0 | 10.4
49899 | CalEnergy Operation Corporation | 50210 | Vulcan | CA | Imperial | GEN1 | ST | OP | 30.1 | 23.5 | 23.5 |  | 12 | 1985 | GEO |  | N | Y | N | IPP Non-CHP |  |  |  |  | N | [57 empty] | N/A | [39 empty] | 0 | 0 | 10.4
49899 | CalEnergy Operation Corporation | 50210 | Vulcan | CA | Imperial | GEN2 | ST | OP | 9.5 | 6 | 6 |  | 12 | 1985 | GEO |  | N | Y | N | IPP Non-CHP |  |  |  |  | N | [57 empty] | N/A | [39 empty] | 0 | 0 | 10.4
49899 | CalEnergy Operation Corporation | 54996 | Salton Sea Unit 4 | CA | Imperial | 4100 | ST | OP | 51 | 34 | 34 |  | 5 | 1996 | GEO |  | N | Y | N | IPP Non-CHP |  |  |  |  | N | [57 empty] | N/A | [39 empty] | 0 | 0 | 10.4
49899 | CalEnergy Operation Corporation | 55983 | Salton Sea Unit 5 | CA | Imperial | TG51 | ST | OP | 49.9 | 49 | 49 |  | 4 | 2000 | GEO |  | N | Y | N | IPP Non-CHP |  |  |  |  | N | [57 empty] | N/A | [39 empty] | 0 | 0 | 10.4
49899 | CalEnergy Operation Corporation | 10879 | Salton Sea Unit 2 | CA | Imperial | GEN1 | ST | OP | 11.5 | 8.6 | 8.6 |  | 3 | 1990 | GEO |  | N | Y | N | IPP Non-CHP |  |  |  |  | N | [57 empty] | N/A | [39 empty] | 0 | 0 | 10.4
49899 | CalEnergy Operation Corporation | 10879 | Salton Sea Unit 2 | CA | Imperial | GEN2 | ST | OP | 5 | 4.3 | 4.3 |  | 3 | 1990 | GEO |  | N | Y | N | IPP Non-CHP |  |  |  |  | N | [57 empty] | N/A | [39 empty] | 0 | 0 | 10.4
49899 | CalEnergy Operation Corporation | 10879 | Salton Sea Unit 2 | CA | Imperial | GEN3 | ST | OP | 3.5 | 2.1 | 2.1 |  | 3 | 1990 | GEO |  | N | Y | N | IPP Non-CHP |  |  |  |  | N | [57 empty] | N/A | [39 empty] | 0 | 0 | 10.4
49899 | CalEnergy Operation Corporation | 55984 | CE Turbo | CA | Imperial | TG21 | ST | OP | 11.5 | 11 | 11 |  | 7 | 2000 | GEO |  | N | Y | N | IPP Non-CHP |  |  |  |  | N | [57 empty] | N/A | [39 empty] | 0 | 0 | 10.4
49901 | Northern Star Generation Services Co LLC | 54365 | Orange Cogeneration Facility | FL | Polk | APC1 | CT | OP | 54 | 43 | 43 |  | 3 | 1995 | NG |  | N | Y | Y | IPP CHP |  |  |  |  | N | [57 empty] | GAS | FL | Orange Cogeneration Facility | 54365 | 1 | 2010 |  | ARP, CAIRNOX, CAIROS, CAIRSO2 | 3866.01 | 12 | 184966.01 |  | 0.373 | 0.0574 | 33.309 | 76762.279 | 1291690.136 | 4 |  | Polk | Cogeneration | 4911 | Electric Services | 27.8708 | -81.8253 | Orange Cogeneration Limited Partnership (Owner) Northern Star Generation Services Company LLC (Operator) | Phase 2 |  | Operating | Combustion turbine | Pipeline Natural Gas |  |  | Water Injection Dry Low NOx Burners |  | 385 | 6.8889 | GAS | 55 | 360.4651 | 0.0574 | 0.000578 | 10.907
49901 | Northern Star Generation Services Co LLC | 54365 | Orange Cogeneration Facility | FL | Polk | APC2 | CT | OP | 54 | 43 | 43 |  | 2 | 1995 | NG |  | N | Y | Y | IPP CHP |  |  |  |  | N | [57 empty] | GAS | FL | Orange Cogeneration Facility | 54365 | 2 | 2010 |  | ARP, CAIRNOX, CAIROS, CAIRSO2 | 3676.77 | 12 | 177020.38 |  | 0.358 | 0.0574 | 31.98 | 73867.109 | 1242899.929 | 4 |  | Polk | Cogeneration | 4911 | Electric Services | 27.8708 | -81.8253 | Orange Cogeneration Limited Partnership (Owner) Northern Star Generation Services Company LLC (Operator) | Phase 2 |  | Operating | Combustion turbine | Pipeline Natural Gas |  |  | Water Injection Dry Low NOx Burners |  | 385 | 6.9329 | GAS | 56 | 348.8372 | 0.0574 | 0.000576 | 10.907
49901 | Northern Star Generation Services Co LLC | 54426 | Mulberry Cogeneration Facility | FL | Polk | GT1 | CT | OP | 82 | 76 | 80 |  | 5 | 1994 | NG | DFO | Y | Y | Y | IPP CHP |  |  |  |  | N | [57 empty] | GAS | FL | Mulberry Cogeneration Facility | 54426 | 1 | 2010 |  | ARP, CAIRNOX, CAIROS, CAIRSO2 | 3739.83 | 12 | 442178.22 |  | 1.048 | 0.0408 | 57.711 | 204904.889 | 3447931.239 | 4 |  | Polk | Cogeneration | 4911 | Electric Services | 27.8489 | -81.8775 | Polk Power Partners, LP (Owner) Northern Star Generation Services Company LLC (Operator) | Phase 2 |  | Operating | Combustion turbine | Pipeline Natural Gas | Diesel Oil |  | Dry Low NOx Burners |  | 1077 | 7.6875 | GAS | 145 | 93.75 | 0.0408 | 0.000608 | 7.6875
49901 | Northern Star Generation Services Co LLC | 54426 | Mulberry Cogeneration Facility | FL | Polk | ST1 | CA | OP | 49.5 | 37 | 40 |  | 7 | 1994 | NG | DFO | Y | Y | Y | IPP CHP |  |  |  |  | N | [57 empty] | GAS | [39 empty] | 0 | 0 | 10.4
49901 | Northern Star Generation Services Co LLC | 54365 | Orange Cogeneration Facility | FL | Polk | APC3 | CA | OP | 28.6 | 24.6 | 24.6 |  | 3 | 1995 | NG |  | N | Y | Y | IPP CHP |  |  |  |  | N | [57 empty] | GAS | [39 empty] | 0 | 0 | 10.4
49903 | Aeolus Wind LLC | 56225 | Aeolus Wind Facility | TX | Hansford | V90 | WT | OP | 3 | 3 | 3 |  | 12 | 2003 | WND |  | N | Y | N | IPP Non-CHP | [62 empty] | N/A | [39 empty] | 0 | 0 | 10.4
49905 | Delta Power Services | 50849 | PE Berkeley | CA | Alameda | GEN1 | CT | OP | 23 | 21 | 23 |  | 6 | 1987 | NG | DFO | Y | Y | Y | Commercial CHP |  |  |  |  | N | [57 empty] | GAS | [39 empty] | 0.10428 | 0.0010616 | 12.7394
49905 | Delta Power Services | 50849 | PE Berkeley | CA | Alameda | GEN2 | CA | OP | 5.5 | 2 | 4 |  | 6 | 1987 | NG |  | N | Y | Y | Commercial CHP |  |  |  |  | N | [57 empty] | GAS | [39 empty] | 0 | 0 | 10.4
49911 | Swift River Hydro Operations Co., Inc | 10694 | Pepperell Hydro Power Plant | MA | Middlesex | 2121 | HY | OP | 0.8 | 0.8 | 0.7 |  | 1 | 1920 | WAT |  | N | Y | N | Industrial Non-CHP | [62 empty] | N/A | [39 empty] | 0 | 0 | 10.4
49911 | Swift River Hydro Operations Co., Inc | 10694 | Pepperell Hydro Power Plant | MA | Middlesex | 8281 | HY | OP | 0.8 | 0.8 | 0.7 |  | 1 | 1920 | WAT |  | N | Y | N | Industrial Non-CHP | [62 empty] | N/A | [39 empty] | 0 | 0 | 10.4
49911 | Swift River Hydro Operations Co., Inc | 10694 | Pepperell Hydro Power Plant | MA | Middlesex | G3 | HY | OP | 0.6 | 0.6 | 0.5 |  | 12 | 2006 | WAT |  | N | Y | N | Industrial Non-CHP | [62 empty] | N/A | [39 empty] | 0 | 0 | 10.4
49913 | University of Arizona | 56229 | Cogeneration 1 | AZ | Pima | CT1 | CS | OP | 9 | 8.3 | 6.6 |  | 11 | 2002 | NG |  | N | Y | Y | Commercial CHP |  |  |  |  | N | [57 empty] | GAS | [39 empty] | 0.1804 | 0.000623 | 7
49919 | Falcon Power Operating Company | 54694 | Yuma Cogeneration Associates | AZ | Yuma | GEN1 | CT | OP | 44.1 | 35.1 | 37.4 |  | 3 | 1994 | NG | DFO | Y | Y | Y | IPP CHP |  |  |  |  | N | [57 empty] | GAS | [39 empty] | 0.061965 | 0.0008902 | 11.1006
49919 | Falcon Power Operating Company | 54694 | Yuma Cogeneration Associates | AZ | Yuma | GEN2 | CA | OP | 18.5 | 17.1 | 16.5 |  | 3 | 1994 | NG | DFO | Y | Y | Y | IPP CHP |  |  |  |  | N | [57 empty] | GAS | [39 empty] | 0 | 0 | 10.4
49923 | American Eagle Paper Mills | 50284 | American Eagle Paper Mills | PA | Blair | TG6 | ST | OP | 7.5 | 7 | 7.1 |  | 1 | 1958 | BIT |  | N | N | Y | Industrial CHP |  |  |  |  | N | [57 empty] | COAL | [39 empty] | 0.72593 | 1.6058 | 13.4552
49932 | Enel North America, Inc. | 55009 | Montgomery Creek Hydro | CA | Shasta | GEN1 | HY | OP | 2.6 | 2.6 | 2.6 |  | 1 | 1987 | WAT |  | N | Y | N | IPP Non-CHP | [62 empty] | N/A | [39 empty] | 0 | 0 | 10.4
49932 | Enel North America, Inc. | 50892 | Rock Creek LP | CA | EL Dorado | GEN1 | HY | OP | 1.5 | 1.5 | 1.5 |  | 4 | 1986 | WAT |  | N | Y | N | IPP Non-CHP | [62 empty] | N/A | [39 empty] | 0 | 0 | 10.4
49932 | Enel North America, Inc. | 50892 | Rock Creek LP | CA | EL Dorado | GEN2 | HY | OP | 1.5 | 1.5 | 1.5 |  | 4 | 1986 | WAT |  | N | Y | N | IPP Non-CHP | [62 empty] | N/A | [39 empty] | 0 | 0 | 10.4
49942 | Sunoco Power Generation LLC | 50561 | Eagle Point Power Generation | NJ | Gloucester | GTG1 | CT | OP | 90 | 75 | 86 |  | 11 | 1990 | NG |  | N | Y | Y | IPP CHP |  |  |  |  | N | [57 empty] | GAS | NJ | Sunoco Power Generation, LLC | 50561 | 1 | 2010 |  | ARP, CAIRNOX, CAIROS, CAIRSO2, RGGI | 156.97 | 12 | 13750.17 |  | 0.037 | 0.0433 | 2.193 | 7485.085 | 125946.226 | 2 |  | Gloucester | Cogeneration | 4911 | Electric Services | 39.8746 | -75.1592 | Sunoco Inc. (Owner) Sunoco Inc. (Owner/Operator) | Phase 2 |  | Operating | Combined cycle | Pipeline Natural Gas | Diesel Oil |  | Dry Low NOx Burners Water Injection |  | 1675 | 10.4 | GAS | 182.868 | -63.1861 | 0.0433 | 0.000588 | 9.1596
49942 | Sunoco Power Generation LLC | 50561 | Eagle Point Power Generation | NJ | Gloucester | GTG2 | CT | OP | 90 | 75 | 86 |  | 11 | 1990 | NG |  | N | Y | Y | IPP CHP |  |  |  |  | N | [57 empty] | GAS | NJ | Sunoco Power Generation, LLC | 50561 | 2 | 2010 |  | ARP, CAIRNOX, CAIROS, CAIRSO2, RGGI | 1440.59 | 12 | 127855.22 |  | 0.346 | 0.0318 | 16.146 | 69423.5 | 1168144.781 | 2 |  | Gloucester | Cogeneration | 4911 | Electric Services | 39.8746 | -75.1592 | Sunoco Inc. (Owner) Sunoco Inc. (Owner/Operator) | Phase 2 |  | Operating | Combined cycle | Pipeline Natural Gas | Diesel Oil |  | Dry Low NOx Burners Water Injection |  | 1576 | 10.4 | GAS | 172.4956 | -2.8814 | 0.0318 | 0.000592 | 9.1365
49942 | Sunoco Power Generation LLC | 50561 | Eagle Point Power Generation | NJ | Gloucester | STG1 | CA | OP | 45 | 45 | 45 |  | 4 | 1991 | NG |  | N | Y | Y | IPP CHP |  |  |  |  | N | [57 empty] | GAS | [39 empty] | 0 | 0 | 10.4
49949 | Kinder Morgan Production Company LP | 56233 | EG178 Facility | TX | Scurry | CT02 | CT | OP | 60.5 | 46 | 46 |  | 6 | 2005 | NG |  | N | N | N | Industrial Non-CHP |  |  |  |  | N | [57 empty] | GAS | [39 empty] | 0.032936 | 0.0008169 | 9.5668
49949 | Kinder Morgan Production Company LP | 56233 | EG178 Facility | TX | Scurry | CTG1 | CT | OP | 60.5 | 46 | 46 |  | 6 | 2005 | NG |  | N | N | N | Industrial Non-CHP |  |  |  |  | N | [57 empty] | GAS | [39 empty] | 0.032936 | 0.0008169 | 9.5668
49949 | Kinder Morgan Production Company LP | 56233 | EG178 Facility | TX | Scurry | STG | CA | OP | 32.9 | 16 | 16 |  | 6 | 2005 | NG |  | N | N | N | Industrial Non-CHP |  |  |  |  | N | [57 empty] | GAS | [39 empty] | 0 | 0 | 10.4
49950 | Caithness Long Island, LLC | 56234 | Caithness Long Island Energy Center | NY | Suffolk | CT01 | CT | OP | 196.2 | 170 | 223 |  | 8 | 2009 | NG | DFO | Y | Y | N | IPP Non-CHP |  |  |  |  | N | [57 empty] | GAS | NY | Caithness Long Island Energy Center | 56234 | 1 | 2010 |  | ARP, CAIRNOX, CAIROS, CAIRSO2, RGGI | 7726.96 | 12 | 2185511.27 |  | 4.36 | 0.0063 | 44.378 | 863505.663 | 14529948.88 | 2 | Northeast Power Coordinating Council | Suffolk | Electric Utility |  |  | 40.8142 | -72.9403 | Siemens Power Generation Operating Services Co (Operator) Caithness Energy (Owner) | Phase 2 |  | Operating | Combined cycle | Pipeline Natural Gas | Diesel Oil |  | Dry Low NOx Burners Water Injection Ammonia Injection Selective Catalytic Reduction |  | 2650 | 10.4 | GAS | 378.5714 | 151.1851 | 0.0063 | 0.0006 | 8.9876
49950 | Caithness Long Island, LLC | 56234 | Caithness Long Island Energy Center | NY | Suffolk | ST01 | CA | OP | 152.7 | 137 | 153 |  | 8 | 2009 | NG | DFO | Y | Y | N | IPP Non-CHP |  |  |  |  | N | [57 empty] | GAS | [39 empty] | 0 | 0 | 10.4
49963 | FPL Energy Operating Services, Inc. | 54454 | San Gorgonio Windplant WPP1993 | CA | Riverside | GEN11 | WT | OP | 49.5 | 49.5 | 49.5 |  | 12 | 2011 | WND |  | N | Y | N | IPP Non-CHP | [62 empty] | N/A | [39 empty] | 0 | 0 | 10.4
49963 | FPL Energy Operating Services, Inc. | 54454 | San Gorgonio Windplant WPP1993 | CA | Riverside | GEN3 | WT | OP | 34.5 | 34.5 | 34.5 |  | 4 | 1994 | WND |  | N | Y | N | IPP Non-CHP | [62 empty] | N/A | [39 empty] | 0 | 0 | 10.4
49963 | FPL Energy Operating Services, Inc. | 54794 | Buffalo Ridge Windplant WPP 1993 | MN | Lincoln | EXIS | WT | OP | 21.9 | 21.9 | 21.9 |  | 3 | 1994 | WND |  | N | Y | N | IPP Non-CHP | [62 empty] | N/A | [39 empty] | 0 | 0 | 10.4
49965 | Constellation Mystic Power LLC | 1588 | Mystic Generating Station | MA | Middlesex | 7 | ST | OP | 617 | 560.5 | 559.8 |  | 6 | 1975 | NG | RFO | Y | Y | N | IPP Non-CHP |  |  |  |  | N | [57 empty] | GAS | MA | Mystic | 1588 | 7 | 2010 |  | ARP, CAIROS, RGGI | 1033.61 | 12 | 215825.92 |  | 3.4 | 0.0758 | 153.362 | 140335.874 | 2359548.057 | 1 | Northeast Power Coordinating Council | Middlesex | Electric Utility | 4911 | Electric Services | 42.3917 | -71.0667 | Mystic Development LLC (Owner/Operator) | Phase 2 |  | Operating | Tangentially-fired | Pipeline Natural Gas | Residual Oil |  |  | Electrostatic Precipitator | 6200 | 10.1445 | GAS | 613 | 1952.483 | 0.0758 | 0.0028819 | 10.1445
49965 | Constellation Mystic Power LLC | 1588 | Mystic Generating Station | MA | Middlesex | GT81 | CT | OP | 278.6 | 225.1 | 269.3 | G941 | 4 | 2003 | NG |  | N | Y | N | IPP Non-CHP |  |  |  |  | N | [57 empty] | GAS | MA | Mystic | 1588 | 81 | 2010 |  | ARP, CAIROS, RGGI | 6438.55 | 12 | 1408421.43 |  | 4.461 | 0.0082 | 49.32 | 883672.733 | 14869486.56 | 1 | Northeast Power Coordinating Council | Middlesex | Electric Utility | 4911 | Electric Services | 42.3917 | -71.0667 | Mystic Development LLC (Owner/Operator) | Phase 2 |  | Operating | Combined cycle | Pipeline Natural Gas |  |  | Selective Catalytic Reduction |  | 2982 | 10.3146 | GAS | 294 | 454.1404 | 0.0082 | 0.0006 | 10.3146
49965 | Constellation Mystic Power LLC | 1588 | Mystic Generating Station | MA | Middlesex | GT82 | CT | OP | 278.6 | 225.1 | 269.3 |  | 4 | 2003 | NG |  | N | Y | N | IPP Non-CHP |  |  |  |  | N | [57 empty] | GAS | MA | Mystic | 1588 | 82 | 2010 |  | ARP, CAIROS, RGGI | 6852.26 | 12 | 1498529.06 |  | 4.773 | 0.0081 | 53.039 | 945448.981 | 15909008.78 | 1 | Northeast Power Coordinating Council | Middlesex | Electric Utility | 4911 | Electric Services | 42.3917 | -71.0667 | Mystic Development LLC (Owner/Operator) | Phase 2 |  | Operating | Combined cycle | Pipeline Natural Gas |  |  | Selective Catalytic Reduction |  | 2982 | 10.367 | GAS | 296 | 450.427 | 0.0081 | 0.0006 | 10.367
49965 | Constellation Mystic Power LLC | 1588 | Mystic Generating Station | MA | Middlesex | GT93 | CT | OP | 278.6 | 222.5 | 270.1 |  | 6 | 2003 | NG |  | N | Y | N | IPP Non-CHP |  |  |  |  | N | [57 empty] | GAS | MA | Mystic | 1588 | 93 | 2010 |  | ARP, CAIROS, RGGI | 7766.95 | 12 | 1699798.71 |  | 5.502 | 0.007 | 57.513 | 1089852.727 | 18338871.45 | 1 | Northeast Power Coordinating Council | Middlesex | Electric Utility | 4911 | Electric Services | 42.3917 | -71.0667 | Mystic Development LLC (Owner/Operator) | Phase 2 |  | Operating | Combined cycle | Pipeline Natural Gas |  |  | Selective Catalytic Reduction |  | 2982 | 10.565 | GAS | 291 | 461.3106 | 0.007 | 0.0006 | 10.565
49965 | Constellation Mystic Power LLC | 1588 | Mystic Generating Station | MA | Middlesex | GT94 | CT | OP | 278.6 | 222.5 | 270.1 |  | 6 | 2003 | NG |  | N | Y | N | IPP Non-CHP |  |  |  |  | N | [57 empty] | GAS | MA | Mystic | 1588 | 94 | 2010 |  | ARP, CAIROS, RGGI | 7757.55 | 12 | 1702658.03 |  | 5.495 | 0.0082 | 65.531 | 1088491.615 | 18315958.06 | 1 | Northeast Power Coordinating Council | Middlesex | Electric Utility | 4911 | Electric Services | 42.3917 | -71.0667 | Mystic Development LLC (Owner/Operator) | Phase 2 |  | Operating | Combined cycle | Pipeline Natural Gas |  |  | Selective Catalytic Reduction |  | 2982 | 10.5255 | GAS | 298 | 448.3525 | 0.0082 | 0.0006 | 10.5255
49965 | Constellation Mystic Power LLC | 1588 | Mystic Generating Station | MA | Middlesex | ST85 | CA | OP | 315 | 248.7 | 302.3 |  | 4 | 2003 | NG |  | N | Y | N | IPP Non-CHP |  |  |  |  | N | [57 empty] | GAS | [39 empty] | 0 | 0 | 10.4
49965 | Constellation Mystic Power LLC | 1588 | Mystic Generating Station | MA | Middlesex | ST96 | CA | OP | 315 | 250.3 | 303.8 |  | 6 | 2003 | NG |  | N | Y | N | IPP Non-CHP |  |  |  |  | N | [57 empty] | GAS | [39 empty] | 0 | 0 | 10.4
49965 | Constellation Mystic Power LLC | 55317 | Fore River Generating Station | MA | Norfolk | GT11 | CT | OP | 278.6 | 220.3 | 267.7 | G942 | 8 | 2003 | NG |  | N | Y | N | IPP Non-CHP |  |  |  |  | N | [57 empty] | GAS | MA | Fore River Station | 55317 | 11 | 2010 |  | ARP, CAIROS, RGGI | 6741.89 | 12 | 2159585.62 |  | 4.287 | 0.0074 | 48.693 | 849219.864 | 14289753.96 | 1 |  | Norfolk | Electric Utility | 4911 | Electric Services | 42.2417 | -70.9653 | Fore River Development LLC (Owner/Operator) | Phase 2 |  | Operating | Combined cycle | Pipeline Natural Gas | Diesel Oil |  | Dry Low NOx Burners Water Injection Selective Catalytic Reduction |  | 3001 | 6.5409 | GAS | 420 | 215.5398 | 0.0074 | 0.0006 | 9.1353
49965 | Constellation Mystic Power LLC | 55317 | Fore River Generating Station | MA | Norfolk | GT12 | CT | OP | 278.6 | 220.3 | 267.7 | G942 | 8 | 2003 | NG |  | N | Y | N | IPP Non-CHP |  |  |  |  | N | [57 empty] | GAS | MA | Fore River Station | 55317 | 12 | 2010 |  | ARP, CAIROS, RGGI | 6720.66 | 12 | 2166653.66 |  | 4.408 | 0.0074 | 49.772 | 873208.504 | 14693347.64 | 1 |  | Norfolk | Electric Utility | 4911 | Electric Services | 42.2417 | -70.9653 | Fore River Development LLC (Owner/Operator) | Phase 2 |  | Operating | Combined cycle | Pipeline Natural Gas | Diesel Oil |  | Dry Low NOx Burners Water Injection Selective Catalytic Reduction |  | 3001 | 6.701 | GAS | 416 | 223.0108 | 0.0074 | 0.0006 | 9.1353
49965 | Constellation Mystic Power LLC | 55317 | Fore River Generating Station | MA | Norfolk | ST15 | CA | OP | 315 | 247.8 | 301.2 | G942 | 8 | 2003 | NG |  | N | Y | N | IPP Non-CHP |  |  |  |  | N | [57 empty] | GAS | [39 empty] | 0 | 0 | 10.4
49966 | Camden County Energy Recovery Corp | 10435 | Camden Resource Recovery Facility | NJ | Camden | TGA | ST | OP | 17.5 | 15 | 16.8 |  | 3 | 1991 | MSW | NG | N | Y | N | IPP Non-CHP | [62 empty] | OTHER SOLID | [39 empty] | 0 | 0 | 10.4
49966 | Camden County Energy Recovery Corp | 10435 | Camden Resource Recovery Facility | NJ | Camden | TGB | ST | OP | 17.5 | 15 | 16.8 |  | 3 | 1991 | MSW | NG | N | Y | N | IPP Non-CHP | [62 empty] | OTHER SOLID | [39 empty] | 0 | 0 | 10.4
49967 | Decorative Panels International, Inc. | 10149 | Decorative Panels Intl | MI | Alpena | GEN1 | ST | OP | 7.5 | 6.8 | 7.2 |  | 11 | 1957 | BIT | NG | Y | Y | Y | Industrial CHP | [5 empty] | Y |  | Y | [54 empty] | COAL | [39 empty] | 0.80301 | 1.5037 | 13.3807
49968 | Searles Valley Minerals Operations Inc. | 10685 | Westend Facility | CA | San Bernardino | PINA | GT | OP | 20 | 15 | 15 |  | 1 | 1969 | NG |  | N | Y | Y | Industrial CHP | [62 empty] | GAS | [39 empty] | 0.20204 | 0.0022302 | 12.2331
49968 | Searles Valley Minerals Operations Inc. | 10684 | Argus Cogen Plant | CA | San Bernardino | TG8 | ST | OP | 27.5 | 25 | 25 |  | 7 | 1978 | BIT | NG | N | Y | Y | Industrial CHP |  |  |  |  | N | Y |  |  |  |  | N | [51 empty] | COAL | [39 empty] | 0.73152 | 0.53645 | 11.7295
49968 | Searles Valley Minerals Operations Inc. | 10684 | Argus Cogen Plant | CA | San Bernardino | TG9 | ST | OP | 27.5 | 25 | 25 |  | 7 | 1978 | BIT | NG | N | Y | Y | Industrial CHP |  |  |  |  | N | Y |  |  |  |  | N | [51 empty] | COAL | [39 empty] | 0.73152 | 0.53645 | 11.7295
49969 | Lincoln Paper and Tissue, LLC | 54587 | Lincoln Paper & Tissue | ME | Lincoln | TG-3 | ST | OP | 13.5 | 9 | 11 |  | 12 | 2007 | BLQ | WDS | Y | N | N | Industrial CHP | [62 empty] | LIQUID | [39 empty] | 0.0842 | 0.049001 | 10.4
49970 | Goose Haven Energy Center | 55627 | Goose Haven Energy Center | CA | Solano | CT1 | GT | OP | 47 | 45 | 45 |  | 1 | 2003 | NG |  | N | Y | N | IPP Non-CHP |  |  |  |  | N | [57 empty] | GAS | CA | Goose Haven Energy Center | 55627 | UNIT1 | 2010 |  | ARP | 199.79 | 12 | 7590.93 |  | 0.024 | 0.0474 | 0.689 | 4666.958 | 78531.077 | 9 |  | Solano | Electric Utility | 4911 | Electric Services | 38.2271 | -121.844 | Goose Haven Energy Center, LLC (Owner/Operator) | Phase 2 |  | Operating | Combustion turbine | Pipeline Natural Gas |  |  | Water Injection Ammonia Injection Selective Catalytic Reduction |  | 500 | 9.7044 | GAS | 49 | 455.5556 | 0.0474 | 0.000611 | 9.7044
49971 | Creed Energy Center LLC | 55625 | Creed Energy Center | CA | SOLANO | CT1 | GT | OP | 47 | 45 | 45 |  | 1 | 2003 | NG |  | N | Y | N | IPP Non-CHP | [62 empty] | GAS | CA | Creed Energy Center | 55625 | UNIT1 | 2010 |  | ARP | 202.78 | 12 | 7908.76 |  | 0.024 | 0.0375 | 0.615 | 4710.29 | 79263.708 | 9 |  | Solano | Electric Utility | 4911 | Electric Services | 38.2419 | -121.8551 | Creed Energy Center, LLC (Owner/Operator) | Phase 2 |  | Operating | Combustion turbine | Pipeline Natural Gas |  |  | Ammonia Injection Selective Catalytic Reduction |  | 500 | 9.364 | GAS | 50 | 444.4444 | 0.0375 | 0.000606 | 9.364
49972 | Gilroy Energy Center LLC | 55626 | Lambie Energy Center | CA | Solano | CT1 | GT | OP | 47 | 45 | 45 |  | 1 | 2003 | NG |  | N | Y | N | IPP Non-CHP | [62 empty] | GAS | CA | Lambie Energy Center | 55626 | UNIT1 | 2010 |  | ARP | 201.22 | 12 | 7762.63 |  | 0.024 | 0.0445 | 0.755 | 4668.842 | 78567.002 | 9 |  | Solano | Electric Utility | 4911 | Electric Services | 38.2216 | -121.8683 | Gilroy Energy Center, LLC (Owner/Operator) | Phase 2 |  | Operating | Combustion turbine | Pipeline Natural Gas |  |  | Ammonia Injection Selective Catalytic Reduction |  | 500 | 9.4243 | GAS | 49 | 455.5556 | 0.0445 | 0.000611 | 9.4243
49972 | Gilroy Energy Center LLC | 55855 | Wolfskill Energy Center | CA | Solano | CTG1 | GT | OP | 47 | 45 | 45 |  | 1 | 2003 | NG |  | N | Y | N | IPP Non-CHP | [62 empty] | GAS | CA | Wolfskill Energy Center | 55855 | UNIT1 | 2010 |  | ARP | 203.27 | 12 | 5997.3 |  | 0.024 | 0.0593 | 0.839 | 4840.928 | 81458.586 | 9 |  | Solano | Electric Utility | 4911 | Electric Services | 38.2282 | -122.076 | Gilroy Energy Center, LLC (Owner/Operator) | Phase 2 |  | Operating | Combustion turbine | Pipeline Natural Gas |  |  | Water Injection Ammonia Injection Selective Catalytic Reduction |  | 500 | 9.5645 | GAS | 49 | 455.5556 | 0.0593 | 0.000589 | 9.5645
49974 | NAES Corporation - (WA) | 55334 | Holland Energy Facility | IL | Shelby | CTG1 | CT | OP | 178.5 | 147.3 | 177.9 |  | 9 | 2002 | NG |  | N | Y | N | Electric Utility |  |  |  |  | N | [57 empty] | GAS | IL | Holland Energy Facility | 55334 | CTG1 | 2010 |  | ARP, CAIRNOX, CAIROS, CAIRSO2 | 1901.37 | 12 | 311132.5 |  | 0.817 | 0.0369 | 30.202 | 161814.993 | 2722853.386 | 5 |  | Shelby | Electric Utility | 4911 | Electric Services | 39.2242 | -88.7594 | Hoosier Energy REC, Inc. (Owner) Wabash Valley Power Association, Inc. (Owner) Holland Energy, LLC (Operator) | Phase 2 |  | Operating | Combined cycle | Pipeline Natural Gas |  |  | Dry Low NOx Burners Selective Catalytic Reduction |  | 2600 | 6.9396 | GAS | 348 | 1521.9224 | 0.0369 | 0.0006 | 9.3863
49974 | NAES Corporation - (WA) | 55334 | Holland Energy Facility | IL | Shelby | CTG2 | CT | OP | 178.5 | 153.2 | 179.6 |  | 9 | 2002 | NG |  | N | Y | N | Electric Utility |  |  |  |  | N | [57 empty] | GAS | IL | Holland Energy Facility | 55334 | CTG2 | 2010 |  | ARP, CAIRNOX, CAIROS, CAIRSO2 | 1905.31 | 12 | 239138.01 |  | 0.816 | 0.0361 | 29.841 | 161555.748 | 2718497.585 | 5 |  | Shelby | Electric Utility | 4911 | Electric Services | 39.2242 | -88.7594 | Hoosier Energy REC, Inc. (Owner) Wabash Valley Power Association, Inc. (Owner) Holland Energy, LLC (Operator) | Phase 2 |  | Operating | Combined cycle | Pipeline Natural Gas |  |  | Dry Low NOx Burners Selective Catalytic Reduction |  | 2600 | 7.272 | GAS | 305 | 1650.8909 | 0.0361 | 0.0006 | 7.272
49974 | NAES Corporation - (WA) | 55334 | Holland Energy Facility | IL | Shelby | STG1 | CA | OP | 345.1 | 321.6 | 330 |  | 9 | 2002 | NG |  | N | Y | N | Electric Utility |  |  |  |  | N | [57 empty] | GAS | [39 empty] | 0 | 0 | 10.4
49976 | Plains Exploration & Production Company | 54447 | Welport Lease Project | CA | Kern | TI | GT | OP | 5 | 4 | 4.7 |  | 3 | 1990 | NG |  | N | Y | Y | Industrial CHP |  |  |  |  | N | [57 empty] | GAS | [39 empty] | 0.23047 | 0.0019171 | 9.2039
49976 | Plains Exploration & Production Company | 54449 | Dome Project | CA | Kern | T1 | GT | OP | 3 | 2.5 | 2.7 |  | 8 | 1988 | NG |  | N | Y | Y | Industrial CHP |  |  |  |  | N | [57 empty] | GAS | [39 empty] | 0.294 | 0.0022821 | 8.7512
49976 | Plains Exploration & Production Company | 54449 | Dome Project | CA | Kern | T2 | GT | OP | 3 | 2.6 | 2.7 |  | 8 | 1988 | NG |  | N | Y | Y | Industrial CHP |  |  |  |  | N | [57 empty] | GAS | [39 empty] | 0.294 | 0.0022821 | 8.7512
49977 | DPS Michigan, LLC | 54915 | Michigan Power LP | MI | Mason | G001 | CA | OP | 58 | 58 | 58 |  | 10 | 1995 | NG |  | N | Y | Y | IPP CHP |  |  |  |  | N | [57 empty] | GAS | [39 empty] | 0 | 0 | 10.4
49977 | DPS Michigan, LLC | 54915 | Michigan Power LP | MI | Mason | G101 | CT | OP | 96.1 | 70 | 85 |  | 10 | 1995 | NG |  | N | Y | Y | IPP CHP |  |  |  |  | N | [57 empty] | GAS | MI | Michigan Power Limited Partnership | 54915 | 1 | 2010 |  | ARP, CAIRNOX, CAIROS, CAIRSO2 | 8317.91 | 12 | 1018405.03 |  | 2.978 | 0.0401 | 198.562 | 589829.915 | 9925008.301 | 5 |  | Mason | Cogeneration | 4911 | Electric Services | 43.94 | -86.4247 | Michigan Power Limited Partnership (Owner) Delta Power Services (Operator) | Phase 2 |  | Operating | Combined cycle | Pipeline Natural Gas |  |  | Dry Low NOx Burners |  | 1478 | 9.7415 | GAS | 125 | -235.2941 | 0.0401 | 0.0006 | 9.7415
49979 | Topaz Power Group LLC | 3439 | Laredo | TX | Webb | 4 | GT | OP | 131.8 | 89 | 100 |  | 8 | 2008 | NG |  | N | Y | N | IPP Non-CHP |  |  |  |  | N | [57 empty] | GAS | TX | Laredo | 3439 | 4 | 2010 |  | ARP, CAIRNOX, CAIRSO2 | 944.43 | 12 | 64017.58 |  | 0.185 | 0.0181 | 3.531 | 36584.562 | 615600.154 | 6 | Electric Reliability Council of Texas | Webb | Electric Utility | 4911 | Electric Services | 27.5667 | -99.5083 | Laredo WLE, LP (Owner/Operator) | Phase 2 |  | Operating | Combustion turbine | Pipeline Natural Gas |  |  | Water Injection Selective Catalytic Reduction |  | 1006.3 | 8.6614 | GAS | 107 | 1965 | 0.0181 | 0.000601 | 8.6614
49979 | Topaz Power Group LLC | 3439 | Laredo | TX | Webb | 5 | GT | OP | 131.8 | 89 | 100 |  | 9 | 2008 | NG |  | N | Y | N | IPP Non-CHP |  |  |  |  | N | [57 empty] | GAS | TX | Laredo | 3439 | 5 | 2010 |  | ARP, CAIRNOX, CAIRSO2 | 836.5 | 12 | 57483.69 |  | 0.164 | 0.0222 | 3.307 | 32478.838 | 546496.772 | 6 | Electric Reliability Council of Texas | Webb | Electric Utility | 4911 | Electric Services | 27.5667 | -99.5083 | Laredo WLE, LP (Owner/Operator) | Phase 2 |  | Operating | Combustion turbine | Pipeline Natural Gas |  |  | Water Injection Selective Catalytic Reduction |  | 947.1 | 8.5925 | GAS | 105 | 1975 | 0.0222 | 0.0006 | 8.5925
49979 | Topaz Power Group LLC | 3441 | Nueces Bay | TX | Nueces | 7 | CA | OP | 351 | 368 | 368 |  | 7 | 1972 | NG |  | N | N | N | IPP Non-CHP |  |  |  |  | N | [57 empty] | GAS | [39 empty] | 0 | 0 | 10.4
49979 | Topaz Power Group LLC | 3441 | Nueces Bay | TX | Nueces | 8 | CT | OP | 189.6 | 175.1 | 190.1 |  | 3 | 2010 | NG |  | N | N | N | IPP Non-CHP |  |  |  |  | N | [57 empty] | GAS | TX | Nueces Bay | 3441 | 8 | 2010 |  | ARP, CAIRNOX, CAIRSO2 | 4967.18 | 12 | 1076752.31 |  | 2.433 | 0.0222 | 52.829 | 481885.771 | 8108629.015 | 6 | Electric Reliability Council of Texas | Nueces | Electric Utility | 4911 | Electric Services | 27.8182 | -97.4189 | Nueces Bay WLE, LP (Owner/Operator) | Phase 2 |  | Operating | Combined cycle | Pipeline Natural Gas |  |  | Selective Catalytic Reduction |  | 2606 | 7.1181 | GAS | 348 | 1584.6923 | 0.0222 | 0.0006 | 7.1181
49979 | Topaz Power Group LLC | 3441 | Nueces Bay | TX | Nueces | 9 | CT | OP | 189.6 | 175.1 | 190.1 |  | 3 | 2010 | NG |  | N | N | N | IPP Non-CHP |  |  |  |  | N | [57 empty] | GAS | TX | Nueces Bay | 3441 | 9 | 2010 |  | ARP, CAIRNOX, CAIRSO2 | 4882.41 | 12 | 1074578.96 |  | 2.425 | 0.0195 | 51.632 | 480395.459 | 8083555.74 | 6 | Electric Reliability Council of Texas | Nueces | Electric Utility | 4911 | Electric Services | 27.8182 | -97.4189 | Nueces Bay WLE, LP (Owner/Operator) | Phase 2 |  | Operating | Combined cycle | Pipeline Natural Gas |  |  | Selective Catalytic Reduction |  | 2606 | 7.1585 | GAS | 349 | 1582.0621 | 0.0195 | 0.0006 | 7.1585
49979 | Topaz Power Group LLC | 4939 | Barney M Davis | TX | Nueces | 1 | ST | OP | 352 | 335 | 335 |  | 5 | 1974 | NG |  | N | Y | N | IPP Non-CHP |  |  |  |  | N | [57 empty] | GAS | TX | Barney M. Davis | 4939 | 1 | 2010 |  | ARP, CAIRNOX, CAIRSO2 | 843 | 12 | 53988.47 |  | 0.198 | 0.1027 | 48.274 | 39255.855 | 660762.779 | 6 | Electric Reliability Council of Texas | Nueces | Electric Utility | 4911 | Electric Services | 27.6067 | -97.3119 | Barney M Davis, LP (Owner/Operator) | Phase 2 |  | Operating | Tangentially-fired | Pipeline Natural Gas |  |  |  |  | 3800 | 10.0815 | GAS | 336 | 1998.5075 | 0.1027 | 0.000599 | 10.0815
49979 | Topaz Power Group LLC | 4939 | Barney M Davis | TX | Nueces | 2 | CA | OP | 351 | 347 | 347 |  | 7 | 1976 | NG |  | N | N | N | IPP Non-CHP |  |  |  |  | N | [57 empty] | GAS | [39 empty] | 0 | 0 | 10.4
49979 | Topaz Power Group LLC | 4939 | Barney M Davis | TX | Nueces | 3 | CT | OP | 189.6 | 175.1 | 190.1 |  | 3 | 2010 | NG |  | N | N | N | IPP Non-CHP |  |  |  |  | N | [57 empty] | GAS | TX | Barney M. Davis | 4939 | 3 | 2010 |  | ARP, CAIRNOX, CAIRSO2 | 4662.08 | 12 | 983826.66 |  | 2.293 | 0.0236 | 53.66 | 454206.381 | 7642926.702 | 6 | Electric Reliability Council of Texas | Nueces | Electric Utility | 4911 | Electric Services | 27.6067 | -97.3119 | Barney M Davis, LP (Owner/Operator) | Phase 2 |  | Operating | Combined cycle | Pipeline Natural Gas |  |  | Selective Catalytic Reduction |  | 2606 | 7.2943 | GAS | 349 | 1582.0621 | 0.0236 | 0.0006 | 7.2943
49979 | Topaz Power Group LLC | 4939 | Barney M Davis | TX | Nueces | 4 | CT | OP | 189.6 | 175.1 | 190.1 |  | 3 | 2010 | NG |  | N | N | N | IPP Non-CHP |  |  |  |  | N | [57 empty] | GAS | TX | Barney M. Davis | 4939 | 4 | 2010 |  | ARP, CAIRNOX, CAIRSO2 | 4277.33 | 12 | 899556.07 |  | 2.063 | 0.0186 | 43.596 | 408654.15 | 6876384.501 | 6 | Electric Reliability Council of Texas | Nueces | Electric Utility | 4911 | Electric Services | 27.6067 | -97.3119 | Barney M Davis, LP (Owner/Operator) | Phase 2 |  | Operating | Combined cycle | Pipeline Natural Gas |  |  | Selective Catalytic Reduction |  | 2606 | 7.2073 | GAS | 349 | 1582.0621 | 0.0186 | 0.0006 | 7.2073
49981 | Diamond Generating Corporation | 55541 | Indigo Energy Facility | CA | Riverside | CTG1 | GT | OP | 49.9 | 49.9 | 49.9 |  | 7 | 2001 | NG |  | N | Y | N | IPP Non-CHP |  |  |  |  | N | [57 empty] | GAS | CA | Indigo Generation Facility | 55541 | 1 | 2010 |  | ARP | 524.85 | 12 | 19789.3 |  | 0.062 | 0.0426 | 2.407 | 12263.094 | 206355.946 | 9 |  | Riverside | Electric Utility | 4911 | Electric Services | 33.9114 | -116.5533 | Wildflower Energy, LP (Owner/Operator) Diamond Generating Corporation (Owner) | Phase 2 |  | Operating | Combustion turbine | Pipeline Natural Gas |  |  | Water Injection Selective Catalytic Reduction |  | 504 | 9.4048 | GAS | 46 | 457.6087 | 0.0426 | 0.000601 | 9.4048
49981 | Diamond Generating Corporation | 55541 | Indigo Energy Facility | CA | Riverside | CTG2 | GT | OP | 49.9 | 49.9 | 49.9 |  | 7 | 2001 | NG |  | N | Y | N | IPP Non-CHP |  |  |  |  | N | [57 empty] | GAS | CA | Indigo Generation Facility | 55541 | 2 | 2010 |  | ARP | 670.56 | 12 | 25488.5 |  | 0.08 | 0.0453 | 3.436 | 15938.059 | 268194.049 | 9 |  | Riverside | Electric Utility | 4911 | Electric Services | 33.9114 | -116.5533 | Wildflower Energy, LP (Owner/Operator) Diamond Generating Corporation (Owner) | Phase 2 |  | Operating | Combustion turbine | Pipeline Natural Gas |  |  | Selective Catalytic Reduction |  | 504 | 9.4418 | GAS | 47 | 469.1489 | 0.0453 | 0.000597 | 9.4418
49981 | Diamond Generating Corporation | 55541 | Indigo Energy Facility | CA | Riverside | CTG3 | GT | OP | 49.9 | 49.9 | 49.9 |  | 8 | 2001 | NG |  | N | Y | N | IPP Non-CHP |  |  |  |  | N | [57 empty] | GAS | CA | Indigo Generation Facility | 55541 | 3 | 2010 |  | ARP | 530.11 | 12 | 19754.64 |  | 0.061 | 0.0458 | 2.364 | 12088.588 | 203406.627 | 9 |  | Riverside | Electric Utility | 4911 | Electric Services | 33.9114 | -116.5533 | Wildflower Energy, LP (Owner/Operator) Diamond Generating Corporation (Owner) | Phase 2 |  | Operating | Combustion turbine | Pipeline Natural Gas |  |  | Selective Catalytic Reduction |  | 504 | 9.5581 | GAS | 46 | 457.6087 | 0.0458 | 0.0006 | 9.5581
49981 | Diamond Generating Corporation | 55542 | Larkspur Energy Facility | CA | San Diego | CTG1 | GT | OP | 49.9 | 49.9 | 49.9 |  | 7 | 2001 | NG | DFO | Y | Y | N | IPP Non-CHP |  |  |  |  | N | [57 empty] | GAS | CA | Larkspur Energy Faciity | 55542 | 1 | 2010 |  | ARP | 591.26 | 12 | 23298.92 |  | 0.072 | 0.0438 | 2.319 | 14187.289 | 238718.514 | 9 | Western Electricity Coordinating Council | San Diego | Electric Utility | 4911 | Electric Services | 32.5672 | -116.9444 | Wildflower Energy, LP (Owner/Operator) Diamond Generating Corporation (Owner) | Phase 2 |  | Operating | Combustion turbine | Pipeline Natural Gas | Diesel Oil |  | Selective Catalytic Reduction |  | 504 | 9.2116 | GAS | 48 | 480.2083 | 0.0438 | 0.000603 | 9.2116
49981 | Diamond Generating Corporation | 55542 | Larkspur Energy Facility | CA | San Diego | CTG2 | GT | OP | 49.9 | 49.9 | 49.9 |  | 7 | 2001 | NG | DFO | Y | Y | N | IPP Non-CHP |  |  |  |  | N | [57 empty] | GAS | CA | Larkspur Energy Faciity | 55542 | 2 | 2010 |  | ARP | 635.65 | 12 | 25483.53 |  | 0.08 | 0.0379 | 2.502 | 15787.311 | 265663.828 | 9 | Western Electricity Coordinating Council | San Diego | Electric Utility | 4911 | Electric Services | 32.5672 | -116.9444 | Wildflower Energy, LP (Owner/Operator) Diamond Generating Corporation (Owner) | Phase 2 |  | Operating | Combustion turbine | Pipeline Natural Gas | Diesel Oil |  | Selective Catalytic Reduction |  | 504 | 9.503 | GAS | 48 | 480.2083 | 0.0379 | 0.000602 | 9.503
49997 | Consolidated Hydro New York, Inc. | 10848 | Walden | NY | Orange | GEN1 | HY | OP | 1.2 | 1.1 | 1.1 |  | 4 | 1986 | WAT |  | N | Y | N | IPP Non-CHP |  |  |  |  | N | [57 empty] | N/A | [39 empty] | 0 | 0 | 10.4
49997 | Consolidated Hydro New York, Inc. | 10848 | Walden | NY | Orange | GEN2 | HY | OP | 0.8 | 0.8 | 0.7 |  | 4 | 1986 | WAT |  | N | Y | N | IPP Non-CHP |  |  |  |  | N | [57 empty] | N/A | [39 empty] | 0 | 0 | 10.4
49997 | Consolidated Hydro New York, Inc. | 10848 | Walden | NY | Orange | GEN3 | HY | OP | 0.4 | 0.4 | 0.4 |  | 4 | 1986 | WAT |  | N | N | N | IPP Non-CHP |  |  |  |  | N | [57 empty] | N/A | [39 empty] | 0 | 0 | 10.4
49997 | Consolidated Hydro New York, Inc. | 10902 | Victory Mills | NY | Cayuga | GEN1 | HY | OP | 1.7 | 1.6 | 1.6 |  | 12 | 1986 | WAT |  | N | Y | N | IPP Non-CHP |  |  |  |  | N | [57 empty] | N/A | [39 empty] | 0 | 0 | 10.4
50003 | Brunswick Cellulose Inc | 10605 | Brunswick Cellulose | GA | Glynn | GEN3 | ST | OP | 9.2 | 9.2 | 9.2 |  | 6 | 1954 | BLQ | WDS | Y | Y | Y | Industrial CHP |  |  |  |  | N | [57 empty] | LIQUID | [39 empty] | 0.0842 | 0.049001 | 10.4
50003 | Brunswick Cellulose Inc | 10605 | Brunswick Cellulose | GA | Glynn | GEN4 | ST | OP | 50 | 50 | 50 |  | 8 | 1960 | BLQ | WDS | Y | Y | Y | Industrial CHP |  |  |  |  | N | [57 empty] | LIQUID | [39 empty] | 0.0842 | 0.049001 | 10.4
50003 | Brunswick Cellulose Inc | 10605 | Brunswick Cellulose | GA | Glynn | GEN5 | ST | OP | 13 | 13 | 13 |  | 10 | 1996 | BLQ | WDS | Y | Y | Y | Industrial CHP |  |  |  |  | N |  | N |  |  | N | [52 empty] | LIQUID | [39 empty] | 0.0842 | 0.049001 | 10.4
50006 | Invista | 10790 | Victoria Texas Plant | TX | Victoria | GEN1 | GT | OP | 102.4 | 75 | 88 |  | 4 | 1987 | NG |  | N | Y | Y | Industrial CHP |  |  |  |  | N | [57 empty] | GAS | [39 empty] | 0.096141 | 0.0015882 | 13.5688
50006 | Invista | 10795 | Camden South Carolina | SC | Kershaw | GEN1 | ST | OP | 5.5 | 5.5 | 5.5 |  | 1 | 1952 | BIT | NG | Y | Y | Y | Industrial CHP |  |  |  |  | N |  |  | Y | [54 empty] | COAL | [39 empty] | 0.87528 | 1.7798 | 14.3173
50006 | Invista | 10795 | Camden South Carolina | SC | Kershaw | GEN3 | ST | OP | 19 | 17.5 | 18 |  | 7 | 1993 | BIT | NG | Y | Y | Y | Industrial CHP |  |  |  |  | N |  |  | Y | [54 empty] | COAL | [39 empty] | 0.41648 | 0.60176 | 11.4649
50012 | FPL Energy Callahan Wind, LLC | 56270 | Callahan Divide Wind Energy Center | TX | Taylor | 1 | WT | OP | 114 | 114 | 114 |  | 3 | 2005 | WND |  | N | Y | N | IPP Non-CHP | [62 empty] | N/A | [39 empty] | 0 | 0 | 10.4
50013 | Diablo Wind LLC | 56271 | Diablo Wind LLC | CA | Alameda | VEST | WT | OP | 18 | 18 | 18 |  | 12 | 2004 | WND |  | N | Y | N | IPP Non-CHP |  |  |  |  | N | [57 empty] | N/A | [39 empty] | 0 | 0 | 10.4
50014 | FPL Energy Weatherford, LLC | 56273 | Weatherford Wind Energy Center | OK | Custer | 1 | WT | OP | 106.5 | 106.5 | 106.5 |  | 4 | 2005 | WND |  | N | Y | N | IPP Non-CHP | [62 empty] | N/A | [39 empty] | 0 | 0 | 10.4
50014 | FPL Energy Weatherford, LLC | 56273 | Weatherford Wind Energy Center | OK | Custer | 2 | WT | OP | 40.5 | 40.5 | 40.5 |  | 12 | 2005 | WND |  | N | Y | N | IPP Non-CHP | [62 empty] | N/A | [39 empty] | 0 | 0 | 10.4
50018 | Dominion Energy New England, LLC | 1619 | Brayton Point | MA | Bristol | 1 | ST | OP | 241 | 243.5 | 246.9 |  | 8 | 1963 | BIT | NG | Y | Y | N | IPP Non-CHP |  |  |  |  | N | Y |  | Y | [54 empty] | COAL | MA | Brayton Point | 1619 | 1 | 2010 |  | ARP, CAIROS, RGGI | 8305 | 12 | 1778259.5 |  | 6349.295 | 0.1321 | 984.929 | 1721736.225 | 16786551.18 | 1 | Northeast Power Coordinating Council | Bristol | Electric Utility | 4911 | Electric Services | 41.7125 | -71.1914 | Dominion Energy Brayton Point, LLC (Owner/Operator) | Phase 2 | Phase II Group 1 | Operating | Tangentially-fired | Coal | Residual Oil, Pipeline Natural Gas | Dry Lime FGD | Low NOx Burner Technology w/ Closed-coupled/Separated OFA Selective Catalytic Reduction | Baghouse Electrostatic Precipitator | 2450 | 9.3526 | COAL | 266 | 1961.3204 | 0.1321 | 0.75647 | 9.3526
50018 | Dominion Energy New England, LLC | 1619 | Brayton Point | MA | Bristol | 2 | ST | OP | 241 | 244 | 249.3 |  | 7 | 1964 | BIT | NG | Y | Y | N | IPP Non-CHP |  |  |  |  | N | Y |  | Y | [54 empty] | COAL | MA | Brayton Point | 1619 | 2 | 2010 |  | ARP, CAIROS, RGGI | 8272.5 | 12 | 1778593.5 |  | 5927.899 | 0.2581 | 2042.697 | 1639228.175 | 15981433.8 | 1 | Northeast Power Coordinating Council | Bristol | Electric Utility | 4911 | Electric Services | 41.7125 | -71.1914 | Dominion Energy Brayton Point, LLC (Owner/Operator) | Phase 2 | Phase II Group 1 | Operating | Tangentially-fired | Coal | Residual Oil, Pipeline Natural Gas | Dry Lime FGD | Low NOx Burner Technology w/ Closed-coupled/Separated OFA | Baghouse Electrostatic Precipitator | 2450 | 8.8722 | COAL | 264 | 1970.5174 | 0.2581 | 0.74185 | 8.8722
50018 | Dominion Energy New England, LLC | 1619 | Brayton Point | MA | Bristol | 3 | ST | OP | 642.6 | 612 | 638 |  | 8 | 1969 | BIT | NG | Y | Y | N | IPP Non-CHP |  |  |  |  | N | Y |  |  | Y | [53 empty] | COAL | MA | Brayton Point | 1619 | 3 | 2010 |  | ARP, CAIROS, RGGI | 6095.5 | 12 | 3456114.25 |  | 17935.868 | 0.1354 | 1818.929 | 3013787.85 | 29391034.03 | 1 | Northeast Power Coordinating Council | Bristol | Electric Utility | 4911 | Electric Services | 41.7125 | -71.1914 | Dominion Energy Brayton Point, LLC (Owner/Operator) | Phase 2 | Phase II Group 1 | Operating | Dry bottom wall-fired boiler | Coal | Residual Oil, Pipeline Natural Gas |  | Low NOx Burner Technology w/ Overfire Air Selective Catalytic Reduction | Electrostatic Precipitator | 5655 | 8.4257 | COAL | 676 | 1970.2194 | 0.1354 | 1.2205 | 8.4257
50018 | Dominion Energy New England, LLC | 1619 | Brayton Point | MA | Bristol | 4 | ST | OP | 475.5 | 435 | 445.5 |  | 12 | 1974 | RFO | NG | Y | Y | N | IPP Non-CHP |  |  |  |  | N | [57 empty] | LIQUID | MA | Brayton Point | 1619 | 4 | 2010 |  | ARP, CAIROS, RGGI | 412.25 | 12 | 41813.25 |  | 33.615 | 0.1111 | 30.409 | 29059.525 | 467400.9 | 1 | Northeast Power Coordinating Council | Bristol | Electric Utility | 4911 | Electric Services | 41.7125 | -71.1914 | Dominion Energy Brayton Point, LLC (Owner/Operator) | Phase 2 |  | Operating | Dry bottom wall-fired boiler | Residual Oil | Pipeline Natural Gas |  | Low NOx Burner Technology (Dry Bottom only) | Electrostatic Precipitator | 4800 | 9.1055 | LIQUID | 454 | 1990.4602 | 0.1111 | 0.14384 | 9.1055
50018 | Dominion Energy New England, LLC | 1619 | Brayton Point | MA | Bristol | IC1 | IC | OP | 2.7 | 2.5 | 2.5 |  | 3 | 1967 | DFO |  | N | N | N | IPP Non-CHP |  |  |  |  | N | [57 empty] | LIQUID | [39 empty] | 0.7385 | 0.025484 | 12.5895
50018 | Dominion Energy New England, LLC | 1626 | Salem Harbor | MA | Essex | 1 | ST | OP | 81.9 | 79.7 | 81.4 |  | 1 | 1952 | BIT | RFO | Y | Y | N | IPP Non-CHP |  |  |  | 2014 | N | Y |  | Y | [54 empty] | COAL | MA | Salem Harbor | 1626 | 1 | 2010 |  | ARP, CAIROS, RGGI | 6202.97 | 12 | 337577.96 |  | 1447.184 | 0.158 | 279.517 | 350084.911 | 3412094.913 | 1 |  | Essex | Electric Utility | 4911 | Electric Services | 42.5267 | -70.8792 | Dominion Energy Salem Harbor, LLC (Owner/Operator) | Phase 2 | Phase II Group 1 | Operating | Dry bottom wall-fired boiler | Coal | Residual Oil |  | Selective Non-catalytic Reduction Low NOx Burner Technology (Dry Bottom only) | Electrostatic Precipitator | 954 | 9.8963 | COAL | 89 | 1953.317 | 0.158 | 0.84827 | 9.8963
50018 | Dominion Energy New England, LLC | 1626 | Salem Harbor | MA | Essex | 2 | ST | OP | 82 | 78 | 78.8 |  | 9 | 1952 | BIT | RFO | Y | Y | N | IPP Non-CHP |  |  |  | 2014 | N | Y |  | Y | [54 empty] | COAL | MA | Salem Harbor | 1626 | 2 | 2010 |  | ARP, CAIROS, RGGI | 5343.06 | 12 | 300393.12 |  | 1198.761 | 0.1634 | 261.712 | 315296.726 | 3073063.978 | 1 |  | Essex | Electric Utility | 4911 | Electric Services | 42.5267 | -70.8792 | Dominion Energy Salem Harbor, LLC (Owner/Operator) | Phase 2 | Phase II Group 1 | Operating | Dry bottom wall-fired boiler | Coal | Residual Oil |  | Selective Non-catalytic Reduction Low NOx Burner Technology (Dry Bottom only) | Electrostatic Precipitator | 966 | 10.0218 | COAL | 87 | 1947.9695 | 0.1634 | 0.78017 | 10.0218
50018 | Dominion Energy New England, LLC | 1626 | Salem Harbor | MA | Essex | 3 | ST | OP | 165.7 | 149.8 | 149.9 |  | 8 | 1958 | BIT | RFO | Y | Y | N | IPP Non-CHP |  |  |  | 2014 | N | Y |  | Y | [54 empty] | COAL | MA | Salem Harbor | 1626 | 3 | 2010 |  | ARP, CAIROS, RGGI | 6668.29 | 12 | 747777.81 |  | 2873.642 | 0.1773 | 642.627 | 724503.358 | 7061426.946 | 1 |  | Essex | Electric Utility | 4911 | Electric Services | 42.5267 | -70.8792 | Dominion Energy Salem Harbor, LLC (Owner/Operator) | Phase 2 | Phase II Group 1 | Operating | Dry bottom wall-fired boiler | Coal | Residual Oil |  | Selective Non-catalytic Reduction Low NOx Burner Technology w/ Overfire Air | Electrostatic Precipitator | 1696 | 9.292 | COAL | 164 | 1952.9686 | 0.1773 | 0.8139 | 9.292
50018 | Dominion Energy New England, LLC | 1626 | Salem Harbor | MA | Essex | 4 | ST | OP | 475.5 | 436.8 | 437.4 |  | 12 | 1972 | RFO |  | N | Y | N | IPP Non-CHP |  |  |  | 2014 | N |  |  | N | [54 empty] | LIQUID | MA | Salem Harbor | 1626 | 4 | 2010 |  | ARP, CAIROS, RGGI | 296.59 | 12 | 27022.63 |  | 96.647 | 0.1238 | 40.575 | 31409.051 | 388051.922 | 1 |  | Essex | Electric Utility | 4911 | Electric Services | 42.5267 | -70.8792 | Dominion Energy Salem Harbor, LLC (Owner/Operator) | Phase 2 |  | Operating | Dry bottom wall-fired boiler | Residual Oil |  |  | Low NOx Burner Technology (Dry Bottom only) | Electrostatic Precipitator | 4800 | 11.638 | LIQUID | 450 | 1985.5967 | 0.1238 | 0.49811 | 11.638
50018 | Dominion Energy New England, LLC | 3236 | Manchester Street | RI | Providence | G10A | CT | OP | 125 | 102.1 | 115.6 |  | 11 | 1995 | NG | DFO | Y | Y | N | IPP Non-CHP |  |  |  |  | N | [57 empty] | GAS | RI | Manchester Street | 3236 | 10 | 2010 |  | ARP, RGGI, SIPNOX | 5208.75 | 12 | 496976.75 |  | 1.774 | 0.0448 | 97.402 | 351075.475 | 5922345.6 | 1 | Northeast Power Coordinating Council | Providence | Electric Utility | 4911 | Electric Services | 41.8167 | -71.4042 | Dominion Energy Manchester Street, Inc. (Owner/Operator) | Phase 2 |  | Operating | Combined cycle | Pipeline Natural Gas | Diesel Oil |  | Dry Low NOx Burners Selective Catalytic Reduction Steam Injection |  | 1450 | 11.6207 | GAS | 121 | 476.6436 | 0.0448 | 0.000599 | 11.6207
50018 | Dominion Energy New England, LLC | 3236 | Manchester Street | RI | Providence | G11A | CT | OP | 125 | 102.2 | 115.6 |  | 9 | 1995 | NG | DFO | Y | Y | N | IPP Non-CHP |  |  |  |  | N | [57 empty] | GAS | RI | Manchester Street | 3236 | 11 | 2010 |  | ARP, RGGI, SIPNOX | 4899 | 12 | 442627.25 |  | 1.636 | 0.0474 | 96.089 | 323483.075 | 5456850.975 | 1 | Northeast Power Coordinating Council | Providence | Electric Utility | 4911 | Electric Services | 41.8167 | -71.4042 | Dominion Energy Manchester Street, Inc. (Owner/Operator) | Phase 2 |  | Operating | Combined cycle | Pipeline Natural Gas | Diesel Oil |  | Dry Low NOx Burners Selective Catalytic Reduction Steam Injection |  | 1450 | 11.9787 | GAS | 121 | 476.6436 | 0.0474 | 0.0006 | 11.9787
50018 | Dominion Energy New England, LLC | 3236 | Manchester Street | RI | Providence | GE10 | CA | OP | 48 | 46.9 | 54.5 |  | 11 | 1995 | NG | DFO | Y | N | N | IPP Non-CHP |  |  |  |  | N | [57 empty] | GAS | [39 empty] | 0 | 0 | 10.4
50018 | Dominion Energy New England, LLC | 3236 | Manchester Street | RI | Providence | GE11 | CA | OP | 46 | 46.8 | 54.4 |  | 9 | 1995 | NG | DFO | Y | N | N | IPP Non-CHP |  |  |  |  | N | [57 empty] | GAS | [39 empty] | 0 | 0 | 10.4
50018 | Dominion Energy New England, LLC | 3236 | Manchester Street | RI | Providence | GE9A | CT | OP | 125 | 102.1 | 115.6 |  | 11 | 1995 | NG | DFO | Y | Y | N | IPP Non-CHP | [62 empty] | GAS | RI | Manchester Street | 3236 | 9 | 2010 |  | ARP, RGGI, SIPNOX | 4136 | 12 | 377176.75 |  | 1.439 | 0.0498 | 87.429 | 285113.55 | 4809625.4 | 1 | Northeast Power Coordinating Council | Providence | Electric Utility | 4911 | Electric Services | 41.8167 | -71.4042 | Dominion Energy Manchester Street, Inc. (Owner/Operator) | Phase 2 |  | Operating | Combined cycle | Pipeline Natural Gas | Diesel Oil |  | Dry Low NOx Burners Selective Catalytic Reduction Steam Injection |  | 1450 | 12.3527 | GAS | 120 | 480.9689 | 0.0498 | 0.000598 | 12.3527
50018 | Dominion Energy New England, LLC | 3236 | Manchester Street | RI | Providence | GEN9 | CA | OP | 46 | 46.9 | 54.5 |  | 11 | 1995 | NG | DFO | Y | N | N | IPP Non-CHP | [62 empty] | GAS | [39 empty] | 0 | 0 | 10.4
50018 | Dominion Energy New England, LLC | 1619 | Brayton Point | MA | Bristol | IC2 | IC | OP | 2.7 | 2.5 | 2.5 |  | 3 | 1967 | DFO |  | N | N | N | IPP Non-CHP |  |  |  |  | N | [57 empty] | LIQUID | [39 empty] | 0.7385 | 0.025484 | 12.5895
50018 | Dominion Energy New England, LLC | 1619 | Brayton Point | MA | Bristol | IC3 | IC | OP | 2.7 | 2.5 | 2.5 |  | 3 | 1967 | DFO |  | N | N | N | IPP Non-CHP |  |  |  |  | N | [57 empty] | LIQUID | [39 empty] | 0.7385 | 0.025484 | 12.5895
50021 | Neenah Paper Michigan Inc. | 54867 | Neenah Paper Munising Mill | MI | Alger | M387 | ST | OP | 6.2 | 5.8 | 5.8 |  | 1 | 1930 | BIT |  | N | Y | Y | Industrial CHP |  |  |  |  | N | Y | [56 empty] | COAL | [39 empty] | 0.9544 | 1.9687 | 15.0976
50026 | Energy Operations Group | 54579 | Rupert Cogen Project | ID | Minidoka | 1002 | CS | OP | 10.4 | 10.4 | 10.4 |  | 11 | 1996 | NG |  | N | Y | Y | IPP CHP |  |  |  |  | N | [57 empty] | GAS | [39 empty] | 0.1804 | 0.0006187 | 11.4355
50033 | PPG Industries Inc Natrium | 50491 | PPG Natrium Plant | WV | Marshall | GEN3 | ST | OP | 7.5 | 7.5 | 7.5 |  | 1 | 1943 | BIT | NG | N | Y | Y | Industrial CHP |  |  |  |  | N |  |  | Y | [54 empty] | COAL | [39 empty] | 0.80708 | 1.826 | 14.2935
50033 | PPG Industries Inc Natrium | 50491 | PPG Natrium Plant | WV | Marshall | GEN6 | ST | OP | 26 | 26 | 26 |  | 1 | 1954 | BIT | NG | N | Y | Y | Industrial CHP |  |  |  |  | N |  |  | Y | [54 empty] | COAL | WV | PPG Industries, Inc - Natrium Plant | 50491 | 2 | 2010 |  | CAIROS | 3142 | 6 |  | 469287.25 |  | 0.4218 | 144.063 |  | 694081.85 | 3 |  | Marshall | Industrial Boiler | 9999 | Nonclassifiable Establishments | 39.7475 | -80.8547 | PPG Industries, Inc. - Natrium Plant (Owner/Operator) |  |  | Operating | Dry bottom wall-fired boiler | Coal |  |  | Low NOx Burner Technology w/ Overfire Air | Baghouse | 289 | 10.4 | COAL | 27.7885 | -34.3935 | 0.4218 | 1.2379 | 12.3518
50033 | PPG Industries Inc Natrium | 50491 | PPG Natrium Plant | WV | Marshall | GEN7 | ST | OP | 82 | 82 | 82 |  | 1 | 1966 | BIT | NG | N | Y | Y | Industrial CHP |  |  |  |  | N |  |  | Y | [54 empty] | COAL | WV | PPG Industries, Inc - Natrium Plant | 50491 | 3 | 2010 |  | CAIROS | 3394.5 | 6 |  | 1462662.5 |  | 0.4343 | 342.692 |  | 1622484.95 | 3 |  | Marshall | Industrial Boiler | 9999 | Nonclassifiable Establishments | 39.7475 | -80.8547 | PPG Industries, Inc. - Natrium Plant (Owner/Operator) |  |  | Operating | Dry bottom wall-fired boiler | Coal |  |  | Low NOx Burner Technology w/ Overfire Air | Electrostatic Precipitator | 1342 | 10.4 | COAL | 129.0385 | -286.8199 | 0.4343 | 0.8221 | 11.0282
50044 | KGen LLC | 55218 | Hinds Energy Facility | MS | Hinds | H01 | CT | OP | 157 | 150 | 171 |  | 5 | 2001 | NG |  | N | Y | N | IPP Non-CHP |  |  |  |  | N | [57 empty] | GAS | MS | Hinds Energy Facility | 55218 | H01 | 2010 |  | ARP, CAIRNOX, CAIROS, CAIRSO2 | 3161.92 | 12 | 448032.06 |  | 1.279 | 0.0174 | 17.056 | 253263.121 | 4261598.95 | 4 |  | Hinds | Electric Utility | 4911 | Electric Services | 32.3781 | -90.2169 | KGen Hinds LLC (Owner) (Ended Mar 02, 2010) KGen Hinds LLC (Owner/Operator) Duke Energy Corporation (Operator) (Ended Mar 02, 2010) | Phase 2 |  | Operating | Combined cycle | Pipeline Natural Gas |  |  | Dry Low NOx Burners Selective Catalytic Reduction |  | 1733 | 9.3565 | GAS | 176 | 1985.3801 | 0.0174 | 0.0006 | 9.3565
50044 | KGen LLC | 55218 | Hinds Energy Facility | MS | Hinds | H02 | CT | OP | 157 | 150 | 171 |  | 5 | 2001 | NG |  | N | Y | N | IPP Non-CHP |  |  |  |  | N | [57 empty] | GAS | MS | Hinds Energy Facility | 55218 | H02 | 2010 |  | ARP, CAIRNOX, CAIROS, CAIRSO2 | 3439.72 | 12 | 489208.02 |  | 1.391 | 0.017 | 18.171 | 275542.269 | 4636539.065 | 4 |  | Hinds | Electric Utility | 4911 | Electric Services | 32.3781 | -90.2169 | KGen Hinds LLC (Owner) (Ended Mar 02, 2010) KGen Hinds LLC (Owner/Operator) Duke Energy Corporation (Operator) (Ended Mar 02, 2010) | Phase 2 |  | Operating | Combined cycle | Pipeline Natural Gas |  |  | Dry Low NOx Burners Selective Catalytic Reduction |  | 1733 | 9.3231 | GAS | 176 | 1985.3801 | 0.017 | 0.0006 | 9.3231
50044 | KGen LLC | 55418 | KGen Hot Spring Generating Facility | AR | Hot Spring | CT1 | CT | OP | 198.9 | 170 | 175 |  | 6 | 2002 | NG |  | N | Y | N | IPP Non-CHP |  |  |  |  | N | [57 empty] | GAS | AR | Hot Spring Energy Facility | 55418 | CT-1 | 2010 |  | ARP, CAIROS | 1572.52 | 12 | 388426.7 |  | 0.821 | 0.0269 | 20.077 | 162700.994 | 2737738.495 | 6 |  | Hot Spring | Electric Utility | 4911 | Electric Services | 34.2963 | -92.8683 | KGen Hot Spring LLC (Owner) (Ended Mar 02, 2010) KGen Hot Spring LLC (Owner/Operator) Duke Energy Corporation (Operator) (Ended Mar 02, 2010) | Phase 2 |  | Operating | Combined cycle | Pipeline Natural Gas |  |  | Dry Low NOx Burners Selective Catalytic Reduction |  | 2650 | 6.9734 | GAS | 333 | 48.5714 | 0.0269 | 0.0006 | 9.4446
50044 | KGen LLC | 55418 | KGen Hot Spring Generating Facility | AR | Hot Spring | CT2 | CT | OP | 198.9 | 170 | 175 |  | 6 | 2002 | NG |  | N | Y | N | IPP Non-CHP |  |  |  |  | N | [57 empty] | GAS | AR | Hot Spring Energy Facility | 55418 | CT-2 | 2010 |  | ARP, CAIROS | 1822.19 | 12 | 446093.24 |  | 0.95 | 0.0279 | 22.767 | 188143.343 | 3165840.058 | 6 |  | Hot Spring | Electric Utility | 4911 | Electric Services | 34.2963 | -92.8683 | KGen Hot Spring LLC (Owner) (Ended Mar 02, 2010) KGen Hot Spring LLC (Owner/Operator) Duke Energy Corporation (Operator) (Ended Mar 02, 2010) | Phase 2 |  | Operating | Combined cycle | Pipeline Natural Gas |  |  | Dry Low NOx Burners Selective Catalytic Reduction |  | 2650 | 6.9835 | GAS | 336 | 40 | 0.0279 | 0.0006 | 9.4446
50044 | KGen LLC | 55418 | KGen Hot Spring Generating Facility | AR | Hot Spring | ST1 | CA | OP | 317 | 290 | 300 |  | 6 | 2002 | NG |  | N | Y | N | IPP Non-CHP |  |  |  |  | N | [57 empty] | GAS | [39 empty] | 0 | 0 | 10.4
50044 | KGen LLC | 55218 | Hinds Energy Facility | MS | Hinds | H03 | CA | OP | 188 | 150 | 170 |  | 5 | 2001 | NG |  | N | Y | N | IPP Non-CHP |  |  |  |  | N | [57 empty] | GAS | [39 empty] | 0 | 0 | 10.4
50045 | Phillips 66 Company | 56284 | Santa Maria EPG | CA | San Luis Obispo | EPG | ST | OP | 5.8 | 5.5 | 5.5 |  | 12 | 1995 | OG | NG | Y | N | N | Industrial Non-CHP |  |  |  |  | N | [57 empty] | GAS | [39 empty] | 0.1167 | 0.0044251 | 10.4
50048 | TransCanada Hydro Northeast Inc., | 2349 | Comerford | NH | Grafton | GEN1 | HY | OP | 35.1 | 24.5 | 24.5 |  | 9 | 1930 | WAT |  | N | Y | N | IPP Non-CHP |  |  |  |  | N | [57 empty] | N/A | [39 empty] | 0 | 0 | 10.4
50048 | TransCanada Hydro Northeast Inc., | 2351 | S C Moore | NH | Grafton | GEN1 | HY | OP | 35.1 | 48.6 | 47.7 |  | 1 | 1957 | WAT |  | N | Y | N | IPP Non-CHP |  |  |  |  | N | [57 empty] | N/A | [39 empty] | 0 | 0 | 10.4
50048 | TransCanada Hydro Northeast Inc., | 2352 | Vernon | VT | Eindham | 1 | HY | OP | 2 | 2.5 | 2.5 |  | 8 | 1909 | WAT |  | N | Y | N | IPP Non-CHP |  |  |  |  | N | [57 empty] | N/A | [39 empty] | 0 | 0 | 10.4
50048 | TransCanada Hydro Northeast Inc., | 2352 | Vernon | VT | Eindham | 10 | HY | OP | 4.2 | 4.2 | 4.2 |  | 1 | 1921 | WAT |  | N | Y | N | IPP Non-CHP |  |  |  |  | N | [57 empty] | N/A | [39 empty] | 0 | 0 | 10.4
50048 | TransCanada Hydro Northeast Inc., | 2352 | Vernon | VT | Eindham | 2 | HY | OP | 2 | 2.5 | 2.5 |  | 8 | 1909 | WAT |  | N | Y | N | IPP Non-CHP |  |  |  |  | N | [57 empty] | N/A | [39 empty] | 0 | 0 | 10.4
50048 | TransCanada Hydro Northeast Inc., | 2352 | Vernon | VT | Eindham | 3 | HY | OP | 2 | 2.5 | 2.5 |  | 8 | 1909 | WAT |  | N | Y | N | IPP Non-CHP |  |  |  |  | N | [57 empty] | N/A | [39 empty] | 0 | 0 | 10.4
50048 | TransCanada Hydro Northeast Inc., | 2352 | Vernon | VT | Eindham | 4 | HY | OP | 2.5 | 2.5 | 2.5 |  | 8 | 1909 | WAT |  | N | Y | N | IPP Non-CHP |  |  |  |  | N | [57 empty] | N/A | [39 empty] | 0 | 0 | 10.4
50048 | TransCanada Hydro Northeast Inc., | 2352 | Vernon | VT | Eindham | 5 | HY | OP | 4.5 | 4 | 4 |  | 4 | 2008 | WAT |  | N | Y | N | IPP Non-CHP | [62 empty] | N/A | [39 empty] | 0 | 0 | 10.4
50048 | TransCanada Hydro Northeast Inc., | 2352 | Vernon | VT | Eindham | 6 | HY | OP | 4.5 | 4 | 4 |  | 8 | 1910 | WAT |  | N | Y | N | IPP Non-CHP |  |  |  |  | N | [57 empty] | N/A | [39 empty] | 0 | 0 | 10.4
50048 | TransCanada Hydro Northeast Inc., | 2352 | Vernon | VT | Eindham | 7 | HY | OP | 4.5 | 4 | 4 |  | 8 | 1910 | WAT |  | N | Y | N | IPP Non-CHP |  |  |  |  | N | [57 empty] | N/A | [39 empty] | 0 | 0 | 10.4
50048 | TransCanada Hydro Northeast Inc., | 2352 | Vernon | VT | Eindham | 8 | HY | OP | 4.5 | 4 | 4 |  | 3 | 2008 | WAT |  | N | Y | N | IPP Non-CHP | [62 empty] | N/A | [39 empty] | 0 | 0 | 10.4
50048 | TransCanada Hydro Northeast Inc., | 2352 | Vernon | VT | Eindham | 9 | HY | OP | 4.2 | 4.2 | 4.2 |  | 1 | 1921 | WAT |  | N | Y | N | IPP Non-CHP | [62 empty] | N/A | [39 empty] | 0 | 0 | 10.4
50048 | TransCanada Hydro Northeast Inc., | 2353 | Wilder | VT | Windsor | GEN1 | HY | OP | 16.2 | 19.5 | 19.6 |  | 11 | 1950 | WAT |  | N | Y | N | IPP Non-CHP |  |  |  |  | N | [57 empty] | N/A | [39 empty] | 0 | 0 | 10.4
50048 | TransCanada Hydro Northeast Inc., | 2353 | Wilder | VT | Windsor | GEN2 | HY | OP | 16.2 | 19.5 | 19.6 |  | 11 | 1950 | WAT |  | N | Y | N | IPP Non-CHP |  |  |  |  | N | [57 empty] | N/A | [39 empty] | 0 | 0 | 10.4
50048 | TransCanada Hydro Northeast Inc., | 2353 | Wilder | VT | Windsor | GEN3 | HY | OP | 3.2 | 2.3 | 2.3 |  | 10 | 1987 | WAT |  | N | Y | N | IPP Non-CHP |  |  |  |  | N | [57 empty] | N/A | [39 empty] | 0 | 0 | 10.4
50048 | TransCanada Hydro Northeast Inc., | 3745 | Bellows Falls | VT | Windham | GEN1 | HY | OP | 13.6 | 16.1 | 16.2 |  | 3 | 1928 | WAT |  | N | Y | N | IPP Non-CHP |  |  |  |  | N | [57 empty] | N/A | [39 empty] | 0 | 0 | 10.4
50048 | TransCanada Hydro Northeast Inc., | 3745 | Bellows Falls | VT | Windham | GEN2 | HY | OP | 13.6 | 16.1 | 16.2 |  | 3 | 1928 | WAT |  | N | Y | N | IPP Non-CHP |  |  |  |  | N | [57 empty] | N/A | [39 empty] | 0 | 0 | 10.4
50048 | TransCanada Hydro Northeast Inc., | 3745 | Bellows Falls | VT | Windham | GEN3 | HY | OP | 13.6 | 16.1 | 16.2 |  | 4 | 1928 | WAT |  | N | Y | N | IPP Non-CHP |  |  |  |  | N | [57 empty] | N/A | [39 empty] | 0 | 0 | 10.4
50048 | TransCanada Hydro Northeast Inc., | 3746 | Harriman | VT | Windham | GEN1 | HY | OP | 11.2 | 13.7 | 12.9 |  | 5 | 1924 | WAT |  | N | Y | N | IPP Non-CHP |  |  |  |  | N | [57 empty] | N/A | [39 empty] | 0 | 0 | 10.4
50048 | TransCanada Hydro Northeast Inc., | 3746 | Harriman | VT | Windham | GEN2 | HY | OP | 11.2 | 13.7 | 12.9 |  | 6 | 1924 | WAT |  | N | Y | N | IPP Non-CHP |  |  |  |  | N | [57 empty] | N/A | [39 empty] | 0 | 0 | 10.4
50048 | TransCanada Hydro Northeast Inc., | 3746 | Harriman | VT | Windham | GEN3 | HY | OP | 11.2 | 13.7 | 12.9 |  | 11 | 1924 | WAT |  | N | Y | N | IPP Non-CHP |  |  |  |  | N | [57 empty] | N/A | [39 empty] | 0 | 0 | 10.4
50048 | TransCanada Hydro Northeast Inc., | 6012 | Sherman | MA | Franklin | GEN1 | HY | OP | 7.2 | 6.1 | 6.2 |  | 12 | 1926 | WAT |  | N | Y | N | IPP Non-CHP |  |  |  |  | N | [57 empty] | N/A | [39 empty] | 0 | 0 | 10.4
50048 | TransCanada Hydro Northeast Inc., | 6483 | Mcindoes | NH | Grafton | GEN1 | HY | OP | 2.6 | 3.3 | 3.3 |  | 1 | 1931 | WAT |  | N | Y | N | IPP Non-CHP |  |  |  |  | N | [57 empty] | N/A | [39 empty] | 0 | 0 | 10.4
50048 | TransCanada Hydro Northeast Inc., | 6483 | Mcindoes | NH | Grafton | GEN2 | HY | OP | 2.6 | 3.3 | 3.3 |  | 1 | 1931 | WAT |  | N | Y | N | IPP Non-CHP |  |  |  |  | N | [57 empty] | N/A | [39 empty] | 0 | 0 | 10.4
50048 | TransCanada Hydro Northeast Inc., | 6483 | Mcindoes | NH | Grafton | GEN3 | HY | OP | 2.6 | 3.3 | 3.3 |  | 1 | 1931 | WAT |  | N | Y | N | IPP Non-CHP |  |  |  |  | N | [57 empty] | N/A | [39 empty] | 0 | 0 | 10.4
50048 | TransCanada Hydro Northeast Inc., | 6483 | Mcindoes | NH | Grafton | GEN4 | HY | OP | 2.6 | 3.3 | 3.3 |  | 1 | 1931 | WAT |  | N | Y | N | IPP Non-CHP |  |  |  |  | N | [57 empty] | N/A | [39 empty] | 0 | 0 | 10.4
50048 | TransCanada Hydro Northeast Inc., | 1620 | Deerfield 5 | MA | Berkshire | GEN1 | HY | OP | 17.5 | 13.9 | 13.9 |  | 10 | 1974 | WAT |  | N | Y | N | IPP Non-CHP |  |  |  |  | N | [57 empty] | N/A | [39 empty] | 0 | 0 | 10.4
50048 | TransCanada Hydro Northeast Inc., | 2349 | Comerford | NH | Grafton | GEN2 | HY | OP | 35.1 | 40.1 | 39.7 |  | 9 | 1930 | WAT |  | N | Y | N | IPP Non-CHP |  |  |  |  | N | [57 empty] | N/A | [39 empty] | 0 | 0 | 10.4
50048 | TransCanada Hydro Northeast Inc., | 2349 | Comerford | NH | Grafton | GEN3 | HY | OP | 35.1 | 40.1 | 39.7 |  | 9 | 1930 | WAT |  | N | Y | N | IPP Non-CHP |  |  |  |  | N | [57 empty] | N/A | [39 empty] | 0 | 0 | 10.4
50048 | TransCanada Hydro Northeast Inc., | 2349 | Comerford | NH | Grafton | GEN4 | HY | OP | 35.1 | 40.1 | 39.7 |  | 9 | 1930 | WAT |  | N | Y | N | IPP Non-CHP |  |  |  |  | N | [57 empty] | N/A | [39 empty] | 0 | 0 | 10.4
50048 | TransCanada Hydro Northeast Inc., | 2351 | S C Moore | NH | Grafton | GEN2 | HY | OP | 35.1 | 48.6 | 47.7 |  | 1 | 1957 | WAT |  | N | Y | N | IPP Non-CHP |  |  |  |  | N | [57 empty] | N/A | [39 empty] | 0 | 0 | 10.4
50048 | TransCanada Hydro Northeast Inc., | 2351 | S C Moore | NH | Grafton | GEN3 | HY | OP | 35.1 | 48.6 | 47.7 |  | 1 | 1957 | WAT |  | N | Y | N | IPP Non-CHP |  |  |  |  | N | [57 empty] | N/A | [39 empty] | 0 | 0 | 10.4
50048 | TransCanada Hydro Northeast Inc., | 2351 | S C Moore | NH | Grafton | GEN4 | HY | OP | 35.1 | 48.6 | 47.7 |  | 1 | 1957 | WAT |  | N | Y | N | IPP Non-CHP |  |  |  |  | N | [57 empty] | N/A | [39 empty] | 0 | 0 | 10.4
50048 | TransCanada Hydro Northeast Inc., | 6047 | Deerfield 2 | MA | Franklin | GEN1 | HY | OP | 1.6 | 2.1 | 2.1 |  | 8 | 1913 | WAT |  | N | Y | N | IPP Non-CHP |  |  |  |  | N | [57 empty] | N/A | [39 empty] | 0 | 0 | 10.4
50048 | TransCanada Hydro Northeast Inc., | 6047 | Deerfield 2 | MA | Franklin | GEN2 | HY | OP | 1.6 | 2.1 | 2.1 |  | 8 | 1913 | WAT |  | N | Y | N | IPP Non-CHP |  |  |  |  | N | [57 empty] | N/A | [39 empty] | 0 | 0 | 10.4
50048 | TransCanada Hydro Northeast Inc., | 6047 | Deerfield 2 | MA | Franklin | GEN3 | HY | OP | 1.6 | 2.1 | 2.1 |  | 8 | 1913 | WAT |  | N | Y | N | IPP Non-CHP |  |  |  |  | N | [57 empty] | N/A | [39 empty] | 0 | 0 | 10.4
50048 | TransCanada Hydro Northeast Inc., | 6083 | Deerfield 3 | MA | Franklin | GEN1 | HY | OP | 1.6 | 2.1 | 2.1 |  | 8 | 1912 | WAT |  | N | Y | N | IPP Non-CHP |  |  |  |  | N | [57 empty] | N/A | [39 empty] | 0 | 0 | 10.4
50048 | TransCanada Hydro Northeast Inc., | 6083 | Deerfield 3 | MA | Franklin | GEN2 | HY | OP | 1.6 | 2.1 | 2.1 |  | 8 | 1912 | WAT |  | N | Y | N | IPP Non-CHP |  |  |  |  | N | [57 empty] | N/A | [39 empty] | 0 | 0 | 10.4
50048 | TransCanada Hydro Northeast Inc., | 6083 | Deerfield 3 | MA | Franklin | GEN3 | HY | OP | 1.6 | 2.1 | 2.1 |  | 8 | 1912 | WAT |  | N | Y | N | IPP Non-CHP |  |  |  |  | N | [57 empty] | N/A | [39 empty] | 0 | 0 | 10.4
50048 | TransCanada Hydro Northeast Inc., | 6119 | Deerfield 4 | MA | Franklin | GEN1 | HY | OP | 1.6 | 2.1 | 2.1 |  | 8 | 1912 | WAT |  | N | Y | N | IPP Non-CHP |  |  |  |  | N | [57 empty] | N/A | [39 empty] | 0 | 0 | 10.4
50048 | TransCanada Hydro Northeast Inc., | 6119 | Deerfield 4 | MA | Franklin | GEN2 | HY | OP | 1.6 | 2.1 | 2.1 |  | 8 | 1912 | WAT |  | N | Y | N | IPP Non-CHP |  |  |  |  | N | [57 empty] | N/A | [39 empty] | 0 | 0 | 10.4
50048 | TransCanada Hydro Northeast Inc., | 6119 | Deerfield 4 | MA | Franklin | GEN3 | HY | OP | 1.6 | 2.1 | 2.1 |  | 8 | 1912 | WAT |  | N | Y | N | IPP Non-CHP |  |  |  |  | N | [57 empty] | N/A | [39 empty] | 0 | 0 | 10.4
50048 | TransCanada Hydro Northeast Inc., | 6529 | Searsburg | VT | Bennington | GEN1 | HY | OP | 4.1 | 5 | 5 |  | 3 | 1922 | WAT |  | N | Y | N | IPP Non-CHP |  |  |  |  | N | [57 empty] | N/A | [39 empty] | 0 | 0 | 10.4
50063 | FPL Energy Horse Hollow LLC | 56291 | Horse Hollow Wind Energy Center | TX | Taylor | 1 | WT | OP | 213 | 213 | 213 |  | 12 | 2005 | WND |  | N | Y | N | IPP Non-CHP | [62 empty] | N/A | [39 empty] | 0 | 0 | 10.4
50063 | FPL Energy Horse Hollow LLC | 56291 | Horse Hollow Wind Energy Center | TX | Taylor | 2 | WT | OP | 223.5 | 223.5 | 223.5 |  | 6 | 2006 | WND |  | N | Y | N | IPP Non-CHP | [62 empty] | N/A | [39 empty] | 0 | 0 | 10.4
50063 | FPL Energy Horse Hollow LLC | 56291 | Horse Hollow Wind Energy Center | TX | Taylor | 3 | WT | OP | 299 | 299 | 299 |  | 6 | 2006 | WND |  | N | Y | N | IPP Non-CHP | [62 empty] | N/A | [39 empty] | 0 | 0 | 10.4
50079 | Utility Board of Key West City | 6584 | Stock Island | FL | Monroe | GT1 | GT | OP | 23.4 | 19 | 19 |  | 11 | 1978 | DFO |  | N | Y | N | Electric Utility |  |  |  |  | N | [57 empty] | LIQUID | [39 empty] | 0.66009 | 0.16038 | 15.5903
50079 | Utility Board of Key West City | 6584 | Stock Island | FL | Monroe | GT2 | GT | OP | 19.7 | 17 | 17 |  | 9 | 1999 | DFO |  | N | Y | N | Electric Utility |  |  |  |  | N | [57 empty] | LIQUID | [39 empty] | 0.28468 | 0.057919 | 16.6491
50079 | Utility Board of Key West City | 6584 | Stock Island | FL | Monroe | GT3 | GT | OP | 19.7 | 17 | 17 |  | 9 | 1999 | DFO |  | N | Y | N | Electric Utility |  |  |  |  | N | [57 empty] | LIQUID | [39 empty] | 0.28468 | 0.057919 | 16.6491
50079 | Utility Board of Key West City | 6584 | Stock Island | FL | Monroe | GT4 | GT | OP | 42 | 44 | 44 |  | 6 | 2006 | DFO |  | N | Y | N | Electric Utility |  |  |  |  | N | [57 empty] | LIQUID | FL | Stock Island | 6584 | CT4 | 2010 |  | ARP, CAIRNOX, CAIROS, CAIRSO2 | 98.95 | 12 | 3746.48 |  | 0.92 | 0.1972 | 2.641 | 2567.177 | 31633.675 | 4 | Southeastern Electric Reliability Council | Monroe | Electric Utility |  |  | 24.5636 | -81.7342 | Key Energy Services (Operator) Florida Municipal Power Agency (Owner) | Phase 2 |  | Operating | Combustion turbine | Diesel Oil |  |  | Water Injection |  | 484 | 8.0267 | LIQUID | 45 | 488.6364 | 0.1972 | 0.058166 | 8.0267
50079 | Utility Board of Key West City | 6584 | Stock Island | FL | Monroe | MSD1 | IC | OP | 9.6 | 7.5 | 7.5 |  | 6 | 1991 | DFO |  | N | Y | N | Electric Utility |  |  |  |  | N | [57 empty] | LIQUID | [39 empty] | 0.7385 | 0.025484 | 12.5895
50079 | Utility Board of Key West City | 6584 | Stock Island | FL | Monroe | MSD2 | IC | OP | 9.6 | 7.5 | 7.5 |  | 6 | 1991 | DFO |  | N | Y | N | Electric Utility |  |  |  |  | N | [57 empty] | LIQUID | [39 empty] | 0.7385 | 0.025484 | 12.5895
50081 | AE Operations LLC | 54373 | Southbridge Energy Center LLC | MA | Worcester | ENG1 | IC | OP | 1.3 | 1.3 | 1.3 |  | 6 | 2001 | NG |  | N | Y | Y | Industrial CHP |  |  |  |  | N | [57 empty] | GAS | [39 empty] | 1.1659 | 0.0016829 | 10.4
50081 | AE Operations LLC | 54373 | Southbridge Energy Center LLC | MA | Worcester | ENG2 | IC | OP | 1.3 | 1.3 | 1.3 |  | 6 | 2001 | NG |  | N | Y | Y | Industrial CHP |  |  |  |  | N | [57 empty] | GAS | [39 empty] | 1.1659 | 0.0016829 | 10.4
50081 | AE Operations LLC | 54373 | Southbridge Energy Center LLC | MA | Worcester | ENG3 | IC | OP | 1.3 | 1.3 | 1.3 |  | 1 | 2001 | NG |  | N | Y | Y | Industrial CHP |  |  |  |  | N | [57 empty] | GAS | [39 empty] | 1.1659 | 0.0016829 | 10.4
50081 | AE Operations LLC | 54373 | Southbridge Energy Center LLC | MA | Worcester | ENG4 | IC | OP | 1.3 | 1.3 | 1.3 |  | 1 | 2001 | NG |  | N | Y | Y | Industrial CHP |  |  |  |  | N | [57 empty] | GAS | [39 empty] | 1.1659 | 0.0016829 | 10.4
50081 | AE Operations LLC | 54373 | Southbridge Energy Center LLC | MA | Worcester | ENG5 | IC | OP | 1.3 | 1.3 | 1.3 |  | 1 | 2001 | NG |  | N | Y | Y | Industrial CHP |  |  |  |  | N | [57 empty] | GAS | [39 empty] | 1.1659 | 0.0016829 | 10.4
50081 | AE Operations LLC | 55611 | Mingo Junction Energy Center | OH | Jefferson | GEN1 | ST | OP | 32 | 30 | 28 |  | 8 | 1998 | BFG | NG | N | Y | Y | IPP CHP |  |  |  |  | N | [57 empty] | GAS | [39 empty] | 0.031438 | 0.0019484 | 10.4
50083 | Brookfield Power New England | 8005 | Bear Swamp | MA | Berkshire | GEN1 | PS | OP | 300 | 300 | 300 |  | 9 | 1974 | WAT |  | N | Y | N | IPP Non-CHP |  |  |  |  | N | [57 empty] | N/A | [39 empty] | 0 | 0 | 10.4
50083 | Brookfield Power New England | 10493 | Rumford Falls Power | ME | Oxford | GEN1 | HY | OP | 8.1 | 8.1 | 8.1 |  | 1 | 1918 | WAT |  | N | N | N | Industrial Non-CHP |  |  |  |  | N | [57 empty] | N/A | [39 empty] | 0 | 0 | 10.4
50083 | Brookfield Power New England | 10493 | Rumford Falls Power | ME | Oxford | GEN2 | HY | OP | 8.1 | 8.1 | 8.1 |  | 1 | 1918 | WAT |  | N | N | N | Industrial Non-CHP | [62 empty] | N/A | [39 empty] | 0 | 0 | 10.4
50083 | Brookfield Power New England | 10493 | Rumford Falls Power | ME | Oxford | GEN3 | HY | OP | 8.8 | 8.8 | 8.8 |  | 1 | 1926 | WAT |  | N | N | N | Industrial Non-CHP | [62 empty] | N/A | [39 empty] | 0 | 0 | 10.4
50083 | Brookfield Power New England | 10493 | Rumford Falls Power | ME | Oxford | GEN5 | HY | OP | 7.6 | 7.6 | 7.6 |  | 10 | 1954 | WAT |  | N | N | N | Industrial Non-CHP |  |  |  |  | N | [57 empty] | N/A | [39 empty] | 0 | 0 | 10.4
50083 | Brookfield Power New England | 10493 | Rumford Falls Power | ME | Oxford | GEN6 | HY | OP | 7.6 | 7.6 | 7.6 |  | 10 | 1954 | WAT |  | N | N | N | Industrial Non-CHP |  |  |  |  | N | [57 empty] | N/A | [39 empty] | 0 | 0 | 10.4
50083 | Brookfield Power New England | 8004 | Fife Brook | MA | Berkshire | GEN1 | HY | OP | 11.2 | 11.2 | 11.2 |  | 10 | 1974 | WAT |  | N | Y | N | IPP Non-CHP |  |  |  |  | N | [57 empty] | N/A | [39 empty] | 0 | 0 | 10.4
50083 | Brookfield Power New England | 8005 | Bear Swamp | MA | Berkshire | GEN2 | PS | OP | 300 | 300 | 300 |  | 10 | 1974 | WAT |  | N | Y | N | IPP Non-CHP |  |  |  |  | N | [57 empty] | N/A | [39 empty] | 0 | 0 | 10.4
50085 | Montenay Power Corp | 10062 | Miami Dade County Resource Recovery Fac | FL | Miami-Dade | GEN1 | ST | OP | 38.5 | 35.8 | 36.2 |  | 12 | 1981 | MSW | PG | N | Y | N | IPP Non-CHP |  |  |  |  | N | [57 empty] | OTHER SOLID | [39 empty] | 0 | 0 | 10.4
50085 | Montenay Power Corp | 10062 | Miami Dade County Resource Recovery Fac | FL | Miami-Dade | GEN2 | ST | OP | 38.5 | 35.8 | 36.2 |  | 12 | 1981 | MSW | PG | N | Y | N | IPP Non-CHP |  |  |  |  | N | [57 empty] | OTHER SOLID | [39 empty] | 0 | 0 | 10.4
50094 | Lincoln Generating Facility LLC | 55222 | Lincoln Generating Facility | IL | Will | CTG1 | GT | OP | 86.5 | 77.5 | 93.3 |  | 6 | 2000 | NG |  | N | Y | N | IPP Non-CHP |  |  |  |  | N | [57 empty] | GAS | IL | Lincoln Generating Facility | 55222 | CTG-1 | 2010 |  | ARP, CAIRNOX, CAIROS, CAIRSO2 | 19.05 | 12 | 1218.17 |  | 0.005 | 0.0739 | 0.41 | 900.784 | 15159.301 | 5 |  | Will | Electric Utility | 3511 | Turbines and Turbine Generator | 41.3937 | -87.9437 | Lincoln Generating Facility, LLC (Owner/Operator) | Phase 2 |  | Operating | Combustion turbine | Pipeline Natural Gas |  |  | Dry Low NOx Burners |  | 1001 | 11.9711 | GAS | 78 | 401.9231 | 0.0739 | 0.00066 | 11.9711
50094 | Lincoln Generating Facility LLC | 55222 | Lincoln Generating Facility | IL | Will | CTG2 | GT | OP | 86.5 | 77.8 | 93.4 |  | 6 | 2000 | NG |  | N | Y | N | IPP Non-CHP |  |  |  |  | N | [57 empty] | GAS | IL | Lincoln Generating Facility | 55222 | CTG-2 | 2010 |  | ARP, CAIRNOX, CAIROS, CAIRSO2 | 18.62 | 12 | 1190.79 |  | 0.004 | 0.1238 | 0.476 | 875.305 | 14731.83 | 5 |  | Will | Electric Utility | 3511 | Turbines and Turbine Generator | 41.3937 | -87.9437 | Lincoln Generating Facility, LLC (Owner/Operator) | Phase 2 |  | Operating | Combustion turbine | Pipeline Natural Gas |  |  | Dry Low NOx Burners |  | 1001 | 11.7819 | GAS | 79 | 408.8608 | 0.1238 | 0.000543 | 11.7819
50094 | Lincoln Generating Facility LLC | 55222 | Lincoln Generating Facility | IL | Will | CTG3 | GT | OP | 86.5 | 78 | 94.7 |  | 6 | 2000 | NG |  | N | Y | N | IPP Non-CHP |  |  |  |  | N | [57 empty] | GAS | IL | Lincoln Generating Facility | 55222 | CTG-3 | 2010 |  | ARP, CAIRNOX, CAIROS, CAIRSO2 | 17.97 | 12 | 1172.65 |  | 0.004 | 0.0916 | 0.24 | 845.094 | 14219.953 | 5 |  | Will | Electric Utility | 3511 | Turbines and Turbine Generator | 41.3937 | -87.9437 | Lincoln Generating Facility, LLC (Owner/Operator) | Phase 2 |  | Operating | Combustion turbine | Pipeline Natural Gas |  |  | Dry Low NOx Burners |  | 1001 | 11.7655 | GAS | 81 | 415.4321 | 0.0916 | 0.000563 | 11.7655
50094 | Lincoln Generating Facility LLC | 55222 | Lincoln Generating Facility | IL | Will | CTG4 | GT | OP | 86.5 | 78 | 93.8 |  | 6 | 2000 | NG |  | N | Y | N | IPP Non-CHP |  |  |  |  | N | [57 empty] | GAS | IL | Lincoln Generating Facility | 55222 | CTG-4 | 2010 |  | ARP, CAIRNOX, CAIROS, CAIRSO2 | 20.94 | 12 | 1266.56 |  | 0.005 | 0.0917 | 0.333 | 938.148 | 15786.881 | 5 |  | Will | Electric Utility | 3511 | Turbines and Turbine Generator | 41.3937 | -87.9437 | Lincoln Generating Facility, LLC (Owner/Operator) | Phase 2 |  | Operating | Combustion turbine | Pipeline Natural Gas |  |  | Dry Low NOx Burners |  | 1001 | 11.8583 | GAS | 81 | 420.9877 | 0.0917 | 0.000633 | 11.8583
50094 | Lincoln Generating Facility LLC | 55222 | Lincoln Generating Facility | IL | Will | CTG5 | GT | OP | 86.5 | 77.5 | 92.2 |  | 6 | 2000 | NG |  | N | Y | N | IPP Non-CHP |  |  |  |  | N | [57 empty] | GAS | IL | Lincoln Generating Facility | 55222 | CTG-5 | 2010 |  | ARP, CAIRNOX, CAIROS, CAIRSO2 | 19.69 | 12 | 1335.83 |  | 0.005 | 0.0896 | 0.431 | 959.434 | 16141.758 | 5 |  | Will | Electric Utility | 3511 | Turbines and Turbine Generator | 41.3937 | -87.9437 | Lincoln Generating Facility, LLC (Owner/Operator) | Phase 2 |  | Operating | Combustion turbine | Pipeline Natural Gas |  |  | Dry Low NOx Burners |  | 1001 | 11.8255 | GAS | 79 | 416.4557 | 0.0896 | 0.00062 | 11.8255
50094 | Lincoln Generating Facility LLC | 55222 | Lincoln Generating Facility | IL | Will | CTG6 | GT | OP | 86.5 | 77.3 | 92.8 |  | 6 | 2000 | NG |  | N | Y | N | IPP Non-CHP |  |  |  |  | N | [57 empty] | GAS | IL | Lincoln Generating Facility | 55222 | CTG-6 | 2010 |  | ARP, CAIRNOX, CAIROS, CAIRSO2 | 16.65 | 12 | 1179.13 |  | 0.004 | 0.0944 | 0.406 | 845.835 | 14227.596 | 5 |  | Will | Electric Utility | 3511 | Turbines and Turbine Generator | 41.3937 | -87.9437 | Lincoln Generating Facility, LLC (Owner/Operator) | Phase 2 |  | Operating | Combustion turbine | Pipeline Natural Gas |  |  | Dry Low NOx Burners |  | 1001 | 11.9348 | GAS | 78 | 405.1282 | 0.0944 | 0.000562 | 11.9348
50094 | Lincoln Generating Facility LLC | 55222 | Lincoln Generating Facility | IL | Will | CTG7 | GT | OP | 86.5 | 78.2 | 92.8 |  | 6 | 2000 | NG |  | N | Y | N | IPP Non-CHP |  |  |  |  | N | [57 empty] | GAS | IL | Lincoln Generating Facility | 55222 | CTG-7 | 2010 |  | ARP, CAIRNOX, CAIROS, CAIRSO2 | 16.56 | 12 | 1166.22 |  | 0.004 | 0.1045 | 0.305 | 841.314 | 14162.869 | 5 |  | Will | Electric Utility | 3511 | Turbines and Turbine Generator | 41.3937 | -87.9437 | Lincoln Generating Facility, LLC (Owner/Operator) | Phase 2 |  | Operating | Combustion turbine | Pipeline Natural Gas |  |  | Dry Low NOx Burners |  | 1001 | 11.9547 | GAS | 79 | 412.6582 | 0.1045 | 0.000565 | 11.9547
50094 | Lincoln Generating Facility LLC | 55222 | Lincoln Generating Facility | IL | Will | CTG8 | GT | OP | 86.5 | 78.6 | 94.1 |  | 6 | 2000 | NG |  | N | Y | N | IPP Non-CHP |  |  |  |  | N | [57 empty] | GAS | IL | Lincoln Generating Facility | 55222 | CTG-8 | 2010 |  | ARP, CAIRNOX, CAIROS, CAIRSO2 | 16.57 | 12 | 1197.15 |  | 0.004 | 0.0601 | 0.339 | 855.77 | 14401.278 | 5 |  | Will | Electric Utility | 3511 | Turbines and Turbine Generator | 41.3937 | -87.9437 | Lincoln Generating Facility, LLC (Owner/Operator) | Phase 2 |  | Operating | Combustion turbine | Pipeline Natural Gas |  |  | Dry Low NOx Burners |  | 1001 | 11.692 | GAS | 81 | 419.1358 | 0.0601 | 0.000556 | 11.692
50095 | ConocoPhillips | 56294 | Bayway Refinery | NJ | UNION | FGX | OT | OP | 11.2 | 11.2 | 11.2 |  | 12 | 1967 | OTH |  | N | N | N | Industrial Non-CHP |  |  |  |  | N | [57 empty] | N/A | [39 empty] | 0 | 0 | 10.4
50096 | GenOn Florida LP | 55192 | Osceola | FL | Osceola | CTG1 | GT | OP | 200 | 156 | 178 |  | 12 | 2001 | NG | DFO | Y | Y | N | IPP Non-CHP |  |  |  |  | N | [57 empty] | GAS | FL | Osceola | 55192 | OSC1 | 2010 |  | ARP, CAIRNOX, CAIROS, CAIRSO2 | 684.75 | 12 | 96220.36 |  | 2.026 | 0.0642 | 23.59 | 66557.502 | 1077183.917 | 4 |  | Osceola | Electric Utility |  |  | 28.1289 | -81.0978 | RRI Energy Florida, LLC (Owner/Operator) (Ended Dec 31, 2010) GenOn Florida, LP (Owner/Operator) (Started Dec 31, 2010) | Phase 2 |  | Operating | Combustion turbine | Pipeline Natural Gas | Diesel Oil |  | Dry Low NOx Burners Water Injection |  | 1942 | 11.0193 | GAS | 181 | 491.573 | 0.0642 | 0.0037617 | 11.0193
50096 | GenOn Florida LP | 55192 | Osceola | FL | Osceola | CTG2 | GT | OP | 200 | 156 | 178 |  | 12 | 2001 | NG | DFO | Y | Y | N | IPP Non-CHP |  |  |  |  | N | [57 empty] | GAS | FL | Osceola | 55192 | OSC2 | 2010 |  | ARP, CAIRNOX, CAIROS, CAIRSO2 | 672.28 | 12 | 96467.32 |  | 1.18 | 0.0568 | 19.751 | 64741.071 | 1069871.935 | 4 |  | Osceola | Electric Utility |  |  | 28.1289 | -81.0978 | RRI Energy Florida, LLC (Owner/Operator) (Ended Dec 31, 2010) GenOn Florida, LP (Owner/Operator) (Started Dec 31, 2010) | Phase 2 |  | Operating | Combustion turbine | Pipeline Natural Gas | Diesel Oil |  | Dry Low NOx Burners Water Injection |  | 1942 | 10.8963 | GAS | 182 | 488.764 | 0.0568 | 0.0022059 | 10.8963
50096 | GenOn Florida LP | 55192 | Osceola | FL | Osceola | CTG3 | GT | OP | 200 | 156 | 178 |  | 6 | 2002 | NG | DFO | Y | Y | N | IPP Non-CHP |  |  |  |  | N | [57 empty] | GAS | FL | Osceola | 55192 | OSC3 | 2010 |  | ARP, CAIRNOX, CAIROS, CAIRSO2 | 750.49 | 12 | 105076.44 |  | 1.987 | 0.064 | 23.904 | 72070.412 | 1185582.591 | 4 |  | Osceola | Electric Utility |  |  | 28.1289 | -81.0978 | RRI Energy Florida, LLC (Owner/Operator) (Ended Dec 31, 2010) GenOn Florida, LP (Owner/Operator) (Started Dec 31, 2010) | Phase 2 |  | Operating | Combustion turbine | Pipeline Natural Gas | Diesel Oil |  | Dry Low NOx Burners Water Injection |  | 1942 | 11.0485 | GAS | 184 | 483.1461 | 0.064 | 0.0033519 | 11.0485
50096 | GenOn Florida LP | 55318 | Indian River | FL | Brevard | 1 | ST | OP | 79 | 75.5 | 79 |  | 2 | 1960 | RFO | NG | Y | Y | N | IPP Non-CHP |  |  |  |  | N | [57 empty] | LIQUID | FL | Indian River (55318) | 55318 | 1 | 2010 | CS1 | ARP, CAIRNOX, CAIROS, CAIRSO2 | 286.26 | 12 | 9773.8 |  | 20.43 | 0.1274 | 9.846 | 7121.927 | 107558.357 | 4 |  | Brevard | Electric Utility | 4911 | Electric Services | 28.4933 | -80.7825 | RRI Energy Florida, LLC (Owner/Operator) (Ended Dec 31, 2010) GenOn Florida, LP (Owner/Operator) (Started Dec 31, 2010) | Phase 2 |  | Operating | Tangentially-fired | Residual Oil | Pipeline Natural Gas |  |  |  | 1000 | 10.05 | LIQUID | 83 | 1974.6835 | 0.1274 | 0.37989 | 10.05
50096 | GenOn Florida LP | 55318 | Indian River | FL | Brevard | 2 | ST | OP | 213 | 181.3 | 186 |  | 12 | 1964 | RFO | NG | Y | Y | N | IPP Non-CHP |  |  |  |  | N | [57 empty] | LIQUID | FL | Indian River (55318) | 55318 | 3 | 2010 |  | ARP, CAIRNOX, CAIROS, CAIRSO2 | 1818.88 | 12 | 246102.72 |  | 0.84 | 0.0999 | 179.679 | 166367.528 | 2799464.447 | 4 |  | Brevard | Electric Utility | 4911 | Electric Services | 28.4933 | -80.7825 | RRI Energy Florida, LLC (Owner/Operator) (Ended Dec 31, 2010) GenOn Florida, LP (Owner/Operator) (Started Dec 31, 2010) | Phase 2 |  | Operating | Tangentially-fired | Residual Oil | Pipeline Natural Gas |  |  |  | 3750 | 10.3002 | LIQUID | 312 | 161.2903 | 0.0999 | 0.0006 | 10.3002
50096 | GenOn Florida LP | 55318 | Indian River | FL | Brevard | 3 | ST | OP | 317 | 319.6 | 320 |  | 2 | 1974 | RFO | NG | Y | Y | N | IPP Non-CHP |  |  |  |  | N | [57 empty] | LIQUID | FL | Indian River (55318) | 55318 | 3 | 2010 |  | ARP, CAIRNOX, CAIROS, CAIRSO2 | 1818.88 | 12 | 246102.72 |  | 0.84 | 0.0999 | 179.679 | 166367.528 | 2799464.447 | 4 |  | Brevard | Electric Utility | 4911 | Electric Services | 28.4933 | -80.7825 | RRI Energy Florida, LLC (Owner/Operator) (Ended Dec 31, 2010) GenOn Florida, LP (Owner/Operator) (Started Dec 31, 2010) | Phase 2 |  | Operating | Tangentially-fired | Residual Oil | Pipeline Natural Gas |  |  |  | 3750 | 10.3002 | LIQUID | 312 | 1987.1795 | 0.0999 | 0.0006 | 10.3002
50097 | NewPage Corp-Luke | 50282 | Luke Mill | MD | Allegany | GEN1 | ST | OP | 35 | 32 | 26 |  | 1 | 1958 | BIT | BLQ | Y | Y | Y | Industrial CHP |  |  |  |  | N |  |  | Y | [54 empty] | COAL | MD | Luke Paper Company | 50282 | PR003 | 2010 | CSPR06 | RGGI, SIPNOX | 8456.12 | 12 |  | 2962511.86 |  |  | 1256.962 | 374819.873 |  | 3 |  | Allegany | Pulp & Paper Mill | 2621 | Paper Mills Exc Building Paper | 39.4722 | -79.0575 | NewPage Corporation (Owner/Operator) |  |  | Operating | Cyclone boiler | Coal | Diesel Oil |  | Selective Non-catalytic Reduction | Electrostatic Precipitator | 590 | 10.4 | COAL | 62.9247 | -710.0898 | 0.41219 | 1.1354 | 11.9438
50097 | NewPage Corp-Luke | 50282 | Luke Mill | MD | Allegany | GEN2 | ST | OP | 30 | 28 | 24 |  | 1 | 1979 | BIT | BLQ | Y | Y | Y | Industrial CHP |  |  |  |  | N | Y |  | Y | [54 empty] | COAL | [39 empty] | 0.38913 | 0.83246 | 11.5412
50100 | R.E. Ginna Nuclear Power Plant, LLC | 6122 | R E Ginna Nuclear Power Plant | NY | Wayne | 1 | ST | OP | 614 | 580.9 | 581.8 |  | 7 | 1970 | NUC |  | N | Y | N | IPP Non-CHP | OT |  | 2014 |  | N | [57 empty] | N/A | [39 empty] | 0 | 0 | 10.4
50102 | Rock-Tenn Company | 54763 | Rock-Tenn Mill | AL | Marengo | 2TG | ST | OP | 12.5 | 8.6 | 10.8 |  | 10 | 1982 | BLQ | WDS | Y | N | Y | Industrial CHP |  |  |  |  | N | [57 empty] | LIQUID | [39 empty] | 0.10342 | 0.049001 | 10.4
50102 | Rock-Tenn Company | 54763 | Rock-Tenn Mill | AL | Marengo | 3TG | ST | OP | 19 | 16 | 16.5 |  | 12 | 2003 | BLQ | WDS | Y | N | Y | Industrial CHP |  |  |  |  | N | [57 empty] | LIQUID | [39 empty] | 0.0842 | 0.049001 | 10.4
50111 | Lafayette Utilities System | 1443 | Louis Doc Bonin | LA | Lafayette | 2 | ST | OP | 100 | 75 | 75 |  | 6 | 1970 | NG |  | N | Y | N | Electric Utility | [62 empty] | GAS | LA | Doc Bonin | 1443 | 2 | 2010 |  | ARP, CAIRNOX, CAIROS, CAIRSO2 | 4726.35 | 12 | 256816.44 |  | 0.748 | 0.134 | 172.898 | 148229.008 | 2494233.084 | 6 | Southwest Power Pool | Lafayette | Electric Utility | 4911 | Electric Services | 30.2368 | -92.0476 | Lafayette Utilities System (Owner/Operator) | Phase 2 |  | Operating | Tangentially-fired | Pipeline Natural Gas | Diesel Oil |  |  |  | 974 | 9.6191 | GAS | 65 | 1923.0769 | 0.134 | 0.0006 | 9.6191
50111 | Lafayette Utilities System | 1443 | Louis Doc Bonin | LA | Lafayette | 3 | ST | OP | 187 | 170 | 170 |  | 1 | 1977 | NG |  | N | Y | N | Electric Utility | [62 empty] | GAS | LA | Doc Bonin | 1443 | 3 | 2010 |  | ARP, CAIRNOX, CAIROS, CAIRSO2 | 2186.4 | 12 | 165888.16 |  | 0.49 | 0.1402 | 116.749 | 97095.548 | 1633819.154 | 6 | Southwest Power Pool | Lafayette | Electric Utility | 4911 | Electric Services | 30.2368 | -92.0476 | Lafayette Utilities System (Owner/Operator) | Phase 2 |  | Operating | Dry bottom wall-fired boiler | Pipeline Natural Gas | Diesel Oil |  |  |  | 1792 | 9.7587 | GAS | 95 | 1605.2632 | 0.1402 | 0.0006 | 9.7587
50111 | Lafayette Utilities System | 56108 | T J Labbe Electric Generating | LA | Lafayette | U-1 | GT | OP | 50.4 | 48 | 48 |  | 8 | 2005 | NG |  | N | Y | N | Electric Utility |  |  |  |  | N | [57 empty] | GAS | LA | T J Labbe Electric Generating Station | 56108 | U-1 | 2010 |  | ARP, CAIRNOX, CAIROS, CAIRSO2 | 3197.22 | 12 | 73592.75 |  | 0.261 | 0.0802 | 34.48 | 51604.615 | 868373.822 | 6 |  | Lafayette | Electric Utility |  |  | 30.2554 | -92.0433 | Lafayette Utilities System (Owner/Operator) | Phase 2 |  | Operating | Combustion turbine | Pipeline Natural Gas |  |  | Water Injection |  | 510 | 9.7175 | GAS | 50 | 1979.1667 | 0.0802 | 0.000601 | 9.7175
50111 | Lafayette Utilities System | 56108 | T J Labbe Electric Generating | LA | Lafayette | U-2 | GT | OP | 50.4 | 48 | 48 |  | 8 | 2005 | NG |  | N | Y | N | Electric Utility | [62 empty] | GAS | LA | T J Labbe Electric Generating Station | 56108 | U-2 | 2010 |  | ARP, CAIRNOX, CAIROS, CAIRSO2 | 1779.79 | 12 | 43911.56 |  | 0.155 | 0.0802 | 20.13 | 30772.424 | 517822.568 | 6 |  | Lafayette | Electric Utility |  |  | 30.2554 | -92.0433 | Lafayette Utilities System (Owner/Operator) | Phase 2 |  | Operating | Combustion turbine | Pipeline Natural Gas |  |  | Water Injection |  | 510 | 9.8665 | GAS | 50 | 1979.1667 | 0.0802 | 0.000599 | 9.8665
50111 | Lafayette Utilities System | 56283 | Hargis-Hebert Electric Generating | LA | Lafayette | U-1 | GT | OP | 50.4 | 48 | 48 |  | 6 | 2006 | NG |  | N | Y | N | Electric Utility | [62 empty] | GAS | LA | Hargis-Hebert Electric Generating Statio | 56283 | U-1 | 2010 |  | ARP, CAIRNOX, CAIROS, CAIRSO2 | 2349.54 | 12 | 102530.97 |  | 0.299 | 0.0773 | 37.299 | 59195.384 | 996089.5 | 6 |  | Lafayette | Electric Utility |  |  | 30.1694 | -91.9923 | Lafayette Utilities System (Owner/Operator) | Phase 2 |  | Operating | Combustion turbine | Pipeline Natural Gas |  |  | Water Injection |  | 510 | 9.5197 | GAS | 51 | 1968.75 | 0.0773 | 0.0006 | 9.5197
50111 | Lafayette Utilities System | 56283 | Hargis-Hebert Electric Generating | LA | Lafayette | U-2 | GT | OP | 50.4 | 48 | 48 |  | 6 | 2006 | NG |  | N | Y | N | Electric Utility | [62 empty] | GAS | LA | Hargis-Hebert Electric Generating Statio | 56283 | U-2 | 2010 |  | ARP, CAIRNOX, CAIROS, CAIRSO2 | 2153.43 | 12 | 86868.18 |  | 0.261 | 0.0832 | 34.689 | 51661.489 | 869320.802 | 6 |  | Lafayette | Electric Utility |  |  | 30.1694 | -91.9923 | Lafayette Utilities System (Owner/Operator) | Phase 2 |  | Operating | Combustion turbine | Pipeline Natural Gas |  |  | Water Injection |  | 510 | 9.663 | GAS | 50 | 1979.1667 | 0.0832 | 0.0006 | 9.663
50114 | WTG Jameson, L.P. | 55052 | Jameson Gas Processing Plant | TX | Coke | 620 | IC | OP | 0.3 | 0.3 | 0.3 |  | 1 | 1981 | NG |  | N | N | N | Industrial Non-CHP |  |  |  |  | N | [57 empty] | GAS | [39 empty] | 1.1659 | 0.0016829 | 10.4
50114 | WTG Jameson, L.P. | 55052 | Jameson Gas Processing Plant | TX | Coke | 621 | IC | OP | 0.3 | 0.3 | 0.3 |  | 1 | 1981 | NG |  | N | N | N | Industrial Non-CHP |  |  |  |  | N | [57 empty] | GAS | [39 empty] | 1.1659 | 0.0016829 | 10.4
50114 | WTG Jameson, L.P. | 55052 | Jameson Gas Processing Plant | TX | Coke | 622 | IC | OP | 0.5 | 0.5 | 0.5 |  | 1 | 1986 | NG |  | N | N | N | Industrial Non-CHP |  |  |  |  | N | [57 empty] | GAS | [39 empty] | 1.1659 | 0.0016829 | 10.4
50118 | US Army Corps of Engineers | 6789 | St Stephen | SC | Berkeley | 1 | HY | OP | 28 | 28 | 28 |  | 3 | 1985 | WAT |  | N | Y | N | Electric Utility | [62 empty] | N/A | [39 empty] | 0 | 0 | 10.4
50118 | US Army Corps of Engineers | 6789 | St Stephen | SC | Berkeley | 2 | HY | OP | 28 | 28 | 28 |  | 3 | 1985 | WAT |  | N | Y | N | Electric Utility | [62 empty] | N/A | [39 empty] | 0 | 0 | 10.4
50118 | US Army Corps of Engineers | 6789 | St Stephen | SC | Berkeley | 3 | HY | OP | 28 | 28 | 28 |  | 3 | 1985 | WAT |  | N | Y | N | Electric Utility | [62 empty] | N/A | [39 empty] | 0 | 0 | 10.4
50122 | Terra Mississippi Nitrogen, Inc. | 10195 | Terra Mississippi Nitrogen | MS | YAZOO | EXIS | GT | OP | 25 | 21.3 | 24.5 |  | 7 | 1984 | NG |  | N | Y | Y | Industrial CHP |  |  |  |  | N | [57 empty] | GAS | [39 empty] | 0.18634 | 0.0027038 | 11.8363
50123 | Infigen Asset Management LLC | 56160 | Mendota Hills, LLC | IL | Lee | GEN1 | WT | OP | 50.4 | 50.4 | 50.4 |  | 11 | 2003 | WND |  | N | Y | N | IPP Non-CHP |  |  |  |  | N | [57 empty] | N/A | [39 empty] | 0 | 0 | 10.4
50123 | Infigen Asset Management LLC | 56212 | Sweetwater Wind 2 LLC | TX | Nolan | SW2 | WT | OP | 91.5 | 91.5 | 91.5 |  | 2 | 2005 | WND |  | N | Y | N | IPP Non-CHP | [62 empty] | N/A | [39 empty] | 0 | 0 | 10.4
50123 | Infigen Asset Management LLC | 56295 | Kumeyaay Wind | CA | San Diego | 1 | WT | OP | 50 | 50 | 50 |  | 12 | 2005 | WND |  | N | Y | N | IPP Non-CHP | [62 empty] | N/A | [39 empty] | 0 | 0 | 10.4
50123 | Infigen Asset Management LLC | 56297 | Crescent Ridge | IL | Bureau | 1 | WT | OP | 53 | 53 | 53 |  | 12 | 2005 | WND |  | N | Y | N | IPP Non-CHP |  |  |  |  | N | [57 empty] | N/A | [39 empty] | 0 | 0 | 10.4
50123 | Infigen Asset Management LLC | 56311 | Sweetwater Wind 3 LLC | TX | Nolan | SW3 | WT | OP | 135 | 135 | 135 |  | 12 | 2005 | WND |  | N | Y | N | IPP Non-CHP | [62 empty] | N/A | [39 empty] | 0 | 0 | 10.4
50123 | Infigen Asset Management LLC | 56336 | Aragonne Wind LLC | NM | Guadalupe | 1 | WT | OP | 90 | 90 | 90 |  | 12 | 2006 | WND |  | N | Y | N | IPP Non-CHP | [62 empty] | N/A | [39 empty] | 0 | 0 | 10.4
50123 | Infigen Asset Management LLC | 56371 | Cedar Creek Wind | CO | Weld | 1 | WT | OP | 300.5 | 300 | 300 |  | 11 | 2007 | WND |  | N | Y | N | IPP Non-CHP | [62 empty] | N/A | [39 empty] | 0 | 0 | 10.4
50123 | Infigen Asset Management LLC | 56372 | Sweetwater Wind 5 | TX | Nolan | SW5 | WT | OP | 80.5 | 80.5 | 80.5 |  | 12 | 2007 | WND |  | N | Y | N | IPP Non-CHP | [62 empty] | N/A | [39 empty] | 0 | 0 | 10.4
50123 | Infigen Asset Management LLC | 56450 | GSG LLC | IL | Lee | 1 | WT | OP | 80 | 80 | 80 |  | 6 | 2007 | WND |  | N | Y | N | IPP Non-CHP | [62 empty] | N/A | [39 empty] | 0 | 0 | 10.4
50123 | Infigen Asset Management LLC | 56211 | Sweetwater Wind 1 LLC | TX | Nolan | SW1 | WT | OP | 37.5 | 37.5 | 37.5 |  | 12 | 2003 | WND |  | N | Y | N | IPP Non-CHP |  |  |  |  | N | [57 empty] | N/A | [39 empty] | 0 | 0 | 10.4
50123 | Infigen Asset Management LLC | 56293 | Caprock Wind Farm | NM | Quay | 1 | WT | OP | 60 | 60 | 60 |  | 12 | 2004 | WND |  | N | Y | N | IPP Non-CHP |  |  |  |  | N | [57 empty] | N/A | [39 empty] | 0 | 0 | 10.4
50123 | Infigen Asset Management LLC | 56293 | Caprock Wind Farm | NM | Quay | 2 | WT | OP | 20 | 20 | 20 |  | 5 | 2005 | WND |  | N | Y | N | IPP Non-CHP | [62 empty] | N/A | [39 empty] | 0 | 0 | 10.4
50123 | Infigen Asset Management LLC | 56299 | Wind Park Bear Creek | PA | Luzerne | 1 | WT | OP | 24 | 24 | 24 |  | 3 | 2006 | WND |  | N | Y | N | IPP Non-CHP | [62 empty] | N/A | [39 empty] | 0 | 0 | 10.4
50123 | Infigen Asset Management LLC | 56300 | Jersey-Atlantic Wind Farm | NJ | Atlantic | 1 | WT | OP | 7.5 | 7.5 | 7.5 |  | 3 | 2006 | WND |  | N | Y | N | IPP Non-CHP | [62 empty] | N/A | [39 empty] | 0 | 0 | 10.4
50123 | Infigen Asset Management LLC | 56337 | Sweetwater Wind 4 LLC | TX | Nolan | SW4 | WT | OP | 241 | 241 | 241 |  | 5 | 2007 | WND |  | N | Y | N | IPP Non-CHP | [62 empty] | N/A | [39 empty] | 0 | 0 | 10.4
50123 | Infigen Asset Management LLC | 56446 | Buena Vista Energy LLC | CA | Contra Costa | 1 | WT | OP | 38 | 38 | 38 |  | 12 | 2006 | WND |  | N | Y | N | IPP Non-CHP | [62 empty] | N/A | [39 empty] | 0 | 0 | 10.4
50123 | Infigen Asset Management LLC | 56451 | Allegheny Ridge Wind Farm | PA | Cambria | 1 | WT | OP | 80 | 80 | 80 |  | 6 | 2007 | WND |  | N | Y | N | IPP Non-CHP | [62 empty] | N/A | [39 empty] | 0 | 0 | 10.4
50128 | Georgia Pacific Corp - Palatka | 10611 | Georgia Pacific Palatka Operations | FL | Putnam | GEN2 | ST | OP | 9.7 | 7 | 7.1 |  | 6 | 1956 | NG | BLQ | N | Y | Y | Industrial CHP |  |  |  |  | N | [57 empty] | GAS | [39 empty] | 0.45079 | 0.0014856 | 13.3748
50128 | Georgia Pacific Corp - Palatka | 10611 | Georgia Pacific Palatka Operations | FL | Putnam | GEN4 | ST | OP | 47.8 | 44.6 | 45.1 |  | 6 | 1965 | BLQ | NG | N | Y | Y | Industrial CHP |  |  |  |  | N | [57 empty] | LIQUID | [39 empty] | 0.0842 | 0.049001 | 10.4
50128 | Georgia Pacific Corp - Palatka | 10611 | Georgia Pacific Palatka Operations | FL | Putnam | GEN8 | ST | OP | 32 | 25.1 | 25.4 |  | 5 | 1993 | BLQ | NG | N | Y | Y | Industrial CHP |  |  |  |  | N | [57 empty] | LIQUID | [39 empty] | 0.0842 | 0.049001 | 10.4
50129 | Georgia Pacific Corp - Port Hudson | 10612 | Georgia Pacific Port Hudson | LA | East Baton Rouge | GEN1 | ST | OP | 67.7 | 67.7 | 67.7 |  | 6 | 1986 | BLQ | NG | Y | Y | Y | Industrial CHP | [62 empty] | LIQUID | [39 empty] | 0.13058 | 0.049001 | 10.4
50129 | Georgia Pacific Corp - Port Hudson | 10612 | Georgia Pacific Port Hudson | LA | East Baton Rouge | GEN2 | ST | OP | 60 | 60 | 60 |  | 5 | 2007 | PC | WDS | Y | Y | Y | Industrial CHP |  |  |  |  | N |  | Y | [55 empty] | Petroleum Coke | [39 empty] | 0.060978 | 0.47457 | 10.4
50130 | Trigen St Louis Energy Corporation | 56309 | Trigen St.Louis | MO | St Louis | CT-1 | CS | OP | 7.8 | 4.8 | 7.8 | G401 | 7 | 1999 | NG |  | N | Y | Y | IPP CHP |  |  |  |  | N | [57 empty] | GAS | [39 empty] | 0.1804 | 0.0006293 | 10.8129
50130 | Trigen St Louis Energy Corporation | 56309 | Trigen St.Louis | MO | St Louis | CT-2 | CS | OP | 7.8 | 5 | 7.8 | G401 | 7 | 1999 | NG |  | N | Y | Y | IPP CHP | [62 empty] | GAS | [39 empty] | 0.1804 | 0.0006293 | 10.8129
50130 | Trigen St Louis Energy Corporation | 56309 | Trigen St.Louis | MO | St Louis | ST-3 | CA | OP | 18.2 | 18 | 18 | G401 | 6 | 2000 | NG |  | N | Y | Y | IPP CHP | [62 empty] | GAS | [39 empty] | 0 | 0 | 10.4
50130 | Trigen St Louis Energy Corporation | 56309 | Trigen St.Louis | MO | St Louis | IC-1 | IC | OP | 1.2 | 1 | 1 |  | 6 | 1999 | DFO |  | N | Y | N | IPP CHP | [62 empty] | LIQUID | [39 empty] | 0.7385 | 0.025484 | 12.5895
50130 | Trigen St Louis Energy Corporation | 56309 | Trigen St.Louis | MO | St Louis | ST-4 | ST | OP | 1.5 | 1.5 | 1.5 |  | 6 | 1999 | NG |  | N | Y | Y | IPP CHP | [62 empty] | GAS | [39 empty] | 0.777 | 0.0010432 | 9.7874
50130 | Trigen St Louis Energy Corporation | 56309 | Trigen St.Louis | MO | St Louis | ST-5 | ST | OP | 1.5 | 1.5 | 1.5 |  | 6 | 1999 | NG |  | N | Y | Y | IPP CHP | [62 empty] | GAS | [39 empty] | 0.777 | 0.0010432 | 9.7874
50131 | Enel Stillwater LLC | 50765 | Stillwater Facility | NV | Churchill | 2013-01-01 | BT | OP | 11.8 | 10.1 | 14.3 |  | 3 | 2009 | GEO |  | N | Y | N | IPP Non-CHP | [62 empty] | N/A | [39 empty] | 0 | 0 | 10.4
50131 | Enel Stillwater LLC | 50765 | Stillwater Facility | NV | Churchill | 2013-01-02 | BT | OP | 11.8 | 10.1 | 14.3 |  | 3 | 2009 | GEO |  | N | Y | N | IPP Non-CHP | [62 empty] | N/A | [39 empty] | 0 | 0 | 10.4
50131 | Enel Stillwater LLC | 50765 | Stillwater Facility | NV | Churchill | 2013-02-01 | BT | OP | 11.8 | 10.1 | 14.3 |  | 3 | 2009 | GEO |  | N | Y | N | IPP Non-CHP | [62 empty] | N/A | [39 empty] | 0 | 0 | 10.4
50131 | Enel Stillwater LLC | 50765 | Stillwater Facility | NV | Churchill | 2013-02-02 | BT | OP | 11.8 | 10.1 | 14.3 |  | 3 | 2009 | GEO |  | N | Y | N | IPP Non-CHP |  |  |  |  | N | [57 empty] | N/A | [39 empty] | 0 | 0 | 10.4
50133 | Leaf River Cellulose LLC | 10233 | Leaf River Cellulose LLC | MS | Perry | GEN1 | ST | OP | 25 | 25 | 25 |  | 7 | 1984 | NG | WDS | Y | Y | Y | Industrial CHP |  |  |  |  | N | [57 empty] | GAS | [39 empty] | 0.28582 | 0.0013294 | 11.0376
50133 | Leaf River Cellulose LLC | 10233 | Leaf River Cellulose LLC | MS | Perry | GEN2 | ST | OP | 25 | 25 | 25 |  | 7 | 1984 | NG | WDS | Y | Y | Y | Industrial CHP |  |  |  |  | N | [57 empty] | GAS | [39 empty] | 0.28582 | 0.0013294 | 11.0376
50134 | Holcomb Rock Company | 56313 | Coleman Falls | VA | Bedford | CGH2 | HY | OP | 0.5 | 0.5 | 0.5 |  | 6 | 1983 | WAT |  | N | N | N | Industrial Non-CHP | [62 empty] | N/A | [39 empty] | 0 | 0 | 10.4
50134 | Holcomb Rock Company | 56313 | Coleman Falls | VA | Bedford | CGH3 | HY | OP | 0.5 | 0.5 | 0.5 |  | 6 | 1983 | WAT |  | N | N | N | Industrial Non-CHP | [62 empty] | N/A | [39 empty] | 0 | 0 | 10.4
50134 | Holcomb Rock Company | 56313 | Coleman Falls | VA | Bedford | CHG1 | HY | OP | 0.5 | 0.5 | 0.5 |  | 6 | 1983 | WAT |  | N | N | N | Industrial Non-CHP | [62 empty] | N/A | [39 empty] | 0 | 0 | 10.4
50134 | Holcomb Rock Company | 56314 | Holcomb Rock | VA | LYNCHBURG CITY | HG1 | HY | OP | 0.6 | 0.2 | 0.2 |  | 6 | 1920 | WAT |  | N | N | N | Industrial Non-CHP | [62 empty] | N/A | [39 empty] | 0 | 0 | 10.4
50134 | Holcomb Rock Company | 56314 | Holcomb Rock | VA | LYNCHBURG CITY | HG3 | HY | OP | 0.6 | 0.2 | 0.2 |  | 6 | 1920 | WAT |  | N | N | N | Industrial Non-CHP | [62 empty] | N/A | [39 empty] | 0 | 0 | 10.4
50136 | North American Energy Services | 54131 | Fortistar North Tonawanda | NY | Niagara | GEN1 | CT | OP | 38.3 | 38.8 | 38.9 |  | 7 | 1993 | NG | DFO | Y | Y | Y | IPP CHP |  |  |  |  | N | [57 empty] | GAS | NY | Fortistar North Tonawanda Inc | 54131 | NTCT1 | 2010 |  | CAIRNOX, CAIROS, CAIRSO2, RGGI | 634.5 | 12 | 24392 |  | 0.086 | 0.0948 | 12.519 | 17015.325 | 286329.975 | 2 |  | Niagara | Cogeneration | 4931 | Elec & Other Services Combined | 43.0483 | -78.8539 | Fortistar (Owner) North American Energy Services (Operator) |  |  | Operating | Combined cycle | Pipeline Natural Gas | Diesel Oil |  | Steam Injection |  | 570 | 11.5102 | GAS | 46 | 408.7404 | 0.0948 | 0.000601 | 11.5102
50136 | North American Energy Services | 54131 | Fortistar North Tonawanda | NY | Niagara | GEN2 | CA | OP | 17 | 15.7 | 17 |  | 7 | 1993 | NG | DFO | N | Y | Y | IPP CHP |  |  |  |  | N | [57 empty] | GAS | [39 empty] | 0 | 0 | 10.4
50147 | US Geothermal Inc. | 56317 | Raft River Geothermal Power Plant | ID | CASSIA | 1 | BT | OP | 18 | 10 | 12.2 |  | 1 | 2008 | GEO |  | N | Y | N | IPP Non-CHP | [62 empty] | N/A | [39 empty] | 0 | 0 | 10.4
50152 | Fauquier Landfill Gas, LLC | 56318 | Fauquier Landfill Gas | VA | FAUQUIER | 1 | IC | OP | 1 | 1 | 1 |  | 3 | 2004 | LFG |  | N | Y | N | IPP Non-CHP |  |  |  |  | N | [57 empty] | GAS | [39 empty] | 1.1659 | 0.0016829 | 10.4
50152 | Fauquier Landfill Gas, LLC | 56318 | Fauquier Landfill Gas | VA | FAUQUIER | 2 | IC | OP | 1 | 1 | 1 |  | 10 | 2004 | LFG |  | N | Y | N | IPP Non-CHP |  |  |  |  | N | [57 empty] | GAS | [39 empty] | 1.1659 | 0.0016829 | 10.4
50157 | South Point Energy Center LLC | 55177 | South Point Energy Center | AZ | Mohave | A | CT | OP | 236 | 180 | 193 |  | 3 | 2001 | NG |  | N | Y | N | IPP Non-CHP |  |  |  |  | N | [57 empty] | GAS | AZ | South Point Energy Center, LLC | 55177 | A | 2010 |  | ARP | 3825.27 | 12 | 887000.9 |  | 1.829 | 0.0146 | 32.34 | 362332.129 | 6096939.04 | 9 | Western Electricity Coordinating Council | Mohave | Electric Utility | 4911 | Electric Services | 34.8678 | -114.5317 | Calpine Corporation (Owner/Operator) | Phase 2 |  | Operating | Combined cycle | Pipeline Natural Gas |  |  | Dry Low NOx Burners Selective Catalytic Reduction |  | 2150 | 6.8167 | GAS | 273 | 1292.7461 | 0.0146 | 0.0006 | 9.4071
50157 | South Point Energy Center LLC | 55177 | South Point Energy Center | AZ | Mohave | B | CT | OP | 236 | 180 | 193 |  | 3 | 2001 | NG |  | N | Y | N | IPP Non-CHP |  |  |  |  | N | [57 empty] | GAS | AZ | South Point Energy Center, LLC | 55177 | B | 2010 |  | ARP | 4270.99 | 12 | 996799.99 |  | 2.059 | 0.0135 | 34.41 | 407949.415 | 6864490.802 | 9 | Western Electricity Coordinating Council | Mohave | Electric Utility | 4911 | Electric Services | 34.8678 | -114.5317 | Calpine Corporation (Owner/Operator) | Phase 2 |  | Operating | Combined cycle | Pipeline Natural Gas |  |  | Dry Low NOx Burners Selective Catalytic Reduction |  | 2150 | 6.8357 | GAS | 275 | 1287.5648 | 0.0135 | 0.0006 | 9.4071
50157 | South Point Energy Center LLC | 55177 | South Point Energy Center | AZ | Mohave | ST1 | CA | OP | 236 | 190 | 200 |  | 3 | 2001 | NG |  | N | Y | N | IPP Non-CHP |  |  |  |  | N | [57 empty] | GAS | [39 empty] | 0 | 0 | 10.4
50158 | Innovative Energy Systems Inc | 56323 | Modern Innovative Energy LLC | NY | Niagara | GEN1 | IC | OP | 1.6 | 1.6 | 1.6 |  | 2 | 2006 | LFG |  | N | Y | N | IPP Non-CHP | [62 empty] | GAS | [39 empty] | 1.1659 | 0.0016829 | 10.4
50158 | Innovative Energy Systems Inc | 56323 | Modern Innovative Energy LLC | NY | Niagara | GEN2 | IC | OP | 1.6 | 1.6 | 1.6 |  | 2 | 2006 | LFG |  | N | Y | N | IPP Non-CHP | [62 empty] | GAS | [39 empty] | 1.1659 | 0.0016829 | 10.4
50158 | Innovative Energy Systems Inc | 56323 | Modern Innovative Energy LLC | NY | Niagara | GEN3 | IC | OP | 1.6 | 1.6 | 1.6 |  | 2 | 2006 | LFG |  | N | Y | N | IPP Non-CHP | [62 empty] | GAS | [39 empty] | 1.1659 | 0.0016829 | 10.4
50158 | Innovative Energy Systems Inc | 56323 | Modern Innovative Energy LLC | NY | Niagara | GEN4 | IC | OP | 1.6 | 1.6 | 1.6 |  | 2 | 2006 | LFG |  | N | Y | N | IPP Non-CHP | [62 empty] | GAS | [39 empty] | 1.1659 | 0.0016829 | 10.4
50158 | Innovative Energy Systems Inc | 56324 | Colonie LFGTE Facility | NY | Albany | GEN1 | IC | OP | 1.6 | 1.6 | 1.6 |  | 2 | 2006 | LFG |  | N | Y | N | IPP Non-CHP | [62 empty] | GAS | [39 empty] | 1.1659 | 0.0016829 | 10.4
50158 | Innovative Energy Systems Inc | 56324 | Colonie LFGTE Facility | NY | Albany | GEN2 | IC | OP | 1.6 | 1.6 | 1.6 |  | 2 | 2006 | LFG |  | N | Y | N | IPP Non-CHP | [62 empty] | GAS | [39 empty] | 1.1659 | 0.0016829 | 10.4
50158 | Innovative Energy Systems Inc | 56324 | Colonie LFGTE Facility | NY | Albany | GEN3 | IC | OP | 1.6 | 1.6 | 1.6 |  | 2 | 2006 | LFG |  | N | Y | N | IPP Non-CHP | [62 empty] | GAS | [39 empty] | 1.1659 | 0.0016829 | 10.4
50158 | Innovative Energy Systems Inc | 56958 | DANC LFGTE Facility | NY | Jefferson | GEN1 | IC | OP | 1.6 | 1.6 | 1.6 |  | 10 | 2008 | LFG |  | N | Y | N | IPP Non-CHP | [62 empty] | GAS | [39 empty] | 1.1659 | 0.0016829 | 10.4
50158 | Innovative Energy Systems Inc | 56958 | DANC LFGTE Facility | NY | Jefferson | GEN2 | IC | OP | 1.6 | 1.6 | 1.6 |  | 10 | 2008 | LFG |  | N | Y | N | IPP Non-CHP | [62 empty] | GAS | [39 empty] | 1.1659 | 0.0016829 | 10.4
50158 | Innovative Energy Systems Inc | 56958 | DANC LFGTE Facility | NY | Jefferson | GEN3 | IC | OP | 1.6 | 1.6 | 1.6 |  | 10 | 2008 | LFG |  | N | Y | N | IPP Non-CHP | [62 empty] | GAS | [39 empty] | 1.1659 | 0.0016829 | 10.4
50158 | Innovative Energy Systems Inc | 56986 | Clinton LFGTE Facility | NY | Clinton | GEN1 | IC | OP | 1.6 | 1.6 | 1.6 |  | 10 | 2008 | LFG |  | N | Y | N | IPP Non-CHP | [62 empty] | GAS | [39 empty] | 1.1659 | 0.0016829 | 10.4
50158 | Innovative Energy Systems Inc | 56986 | Clinton LFGTE Facility | NY | Clinton | GEN2 | IC | OP | 1.6 | 1.6 | 1.6 |  | 10 | 2008 | LFG |  | N | Y | N | IPP Non-CHP | [62 empty] | GAS | [39 empty] | 1.1659 | 0.0016829 | 10.4
50158 | Innovative Energy Systems Inc | 56986 | Clinton LFGTE Facility | NY | Clinton | GEN3 | IC | OP | 1.6 | 1.6 | 1.6 |  | 10 | 2008 | LFG |  | N | Y | N | IPP Non-CHP | [62 empty] | GAS | [39 empty] | 1.1659 | 0.0016829 | 10.4
50158 | Innovative Energy Systems Inc | 56986 | Clinton LFGTE Facility | NY | Clinton | GEN4 | IC | OP | 1.6 | 1.6 | 1.6 |  | 8 | 2009 | LFG |  | N | Y | N | IPP Non-CHP | [62 empty] | GAS | [39 empty] | 1.1659 | 0.0016829 | 10.4
50158 | Innovative Energy Systems Inc | 56987 | Hyland LFGTE Facility | NY | Allegheny | GEN1 | IC | OP | 1.6 | 1.6 | 1.6 |  | 8 | 2008 | LFG |  | N | Y | N | IPP Non-CHP | [62 empty] | GAS | [39 empty] | 1.1659 | 0.0016829 | 10.4
50158 | Innovative Energy Systems Inc | 56987 | Hyland LFGTE Facility | NY | Allegheny | GEN2 | IC | OP | 1.6 | 1.6 | 1.6 |  | 8 | 2008 | LFG |  | N | Y | N | IPP Non-CHP | [62 empty] | GAS | [39 empty] | 1.1659 | 0.0016829 | 10.4
50158 | Innovative Energy Systems Inc | 56987 | Hyland LFGTE Facility | NY | Allegheny | GEN3 | IC | OP | 1.6 | 1.6 | 1.6 |  | 8 | 2008 | LFG |  | N | Y | N | IPP Non-CHP | [62 empty] | GAS | [39 empty] | 1.1659 | 0.0016829 | 10.4
50158 | Innovative Energy Systems Inc | 57003 | Fulton LFGTE Facility | NY | Fulton | GEN1 | IC | OP | 1.6 | 1.6 | 1.6 |  | 6 | 2010 | LFG |  | N | Y | N | IPP Non-CHP | [62 empty] | GAS | [39 empty] | 1.1659 | 0.0016829 | 10.4
50158 | Innovative Energy Systems Inc | 57003 | Fulton LFGTE Facility | NY | Fulton | GEN2 | IC | OP | 1.6 | 1.6 | 1.6 |  | 6 | 2010 | LFG |  | N | Y | N | IPP Non-CHP | [62 empty] | GAS | [39 empty] | 1.1659 | 0.0016829 | 10.4
50158 | Innovative Energy Systems Inc | 57186 | Chautauqua LFGTE Facility | NY | Chautauqua | GEN1 | IC | OP | 1.6 | 1.6 | 1.6 |  | 2 | 2010 | LFG |  | N | Y | N | IPP Non-CHP | [62 empty] | GAS | [39 empty] | 1.1659 | 0.0016829 | 10.4
50158 | Innovative Energy Systems Inc | 57186 | Chautauqua LFGTE Facility | NY | Chautauqua | GEN2 | IC | OP | 1.6 | 1.6 | 1.6 |  | 2 | 2010 | LFG |  | N | Y | N | IPP Non-CHP | [62 empty] | GAS | [39 empty] | 1.1659 | 0.0016829 | 10.4
50158 | Innovative Energy Systems Inc | 57186 | Chautauqua LFGTE Facility | NY | Chautauqua | GEN3 | IC | OP | 1.6 | 1.6 | 1.6 |  | 2 | 2010 | LFG |  | N | Y | N | IPP Non-CHP | [62 empty] | GAS | [39 empty] | 1.1659 | 0.0016829 | 10.4
50158 | Innovative Energy Systems Inc | 57186 | Chautauqua LFGTE Facility | NY | Chautauqua | GEN4 | IC | OP | 1.6 | 1.6 | 1.6 |  | 2 | 2010 | LFG |  | N | Y | N | IPP Non-CHP | [62 empty] | GAS | [39 empty] | 1.1659 | 0.0016829 | 10.4
50158 | Innovative Energy Systems Inc | 57186 | Chautauqua LFGTE Facility | NY | Chautauqua | GEN5 | IC | OP | 1.6 | 1.6 | 1.6 |  | 7 | 2011 | LFG |  | N | Y | N | IPP Non-CHP | [62 empty] | GAS | [39 empty] | 1.1659 | 0.0016829 | 10.4
50158 | Innovative Energy Systems Inc | 57186 | Chautauqua LFGTE Facility | NY | Chautauqua | GEN6 | IC | OP | 1.6 | 1.6 | 1.6 |  | 7 | 2011 | LFG | LFG | N | Y | N | IPP Non-CHP | [62 empty] | GAS | [39 empty] | 1.1659 | 0.0016829 | 10.4
50160 | Pedricktown Cogeneration Company LP | 10099 | Pedricktown Cogeneration Company LP | NJ | Salem | GEN1 | CT | OP | 92.1 | 79 | 91.2 |  | 3 | 1992 | NG | KER | Y | Y | Y | IPP CHP |  |  |  |  | N | [57 empty] | GAS | NJ | Pedricktown Cogeneration Plant | 10099 | 1001 | 2010 |  | ARP, CAIRNOX, CAIROS, CAIRSO2, RGGI | 1674.09 | 12 | 179334.26 |  | 0.465 | 0.0463 | 26.525 | 90022.932 | 1505378.993 | 2 |  | Salem | Electric Utility | 4911 | Electric Services | 39.7661 | -75.4242 | Pedricktown Cogeneration Co., LP (Owner) Wood Group Power Operations, Inc. (Operator) | Phase 2 |  | Operating | Combined cycle | Pipeline Natural Gas | Diesel Oil |  | Ammonia Injection Steam Injection |  | 1325 | 10.4 | GAS | 157.8459 | -365.3832 | 0.0463 | 0.000618 | 8.3943
50160 | Pedricktown Cogeneration Company LP | 10099 | Pedricktown Cogeneration Company LP | NJ | Salem | GEN2 | CA | OP | 42.4 | 38.9 | 39.3 |  | 3 | 1992 | NG |  | N | Y | Y | IPP CHP |  |  |  |  | N | [57 empty] | GAS | [39 empty] | 0 | 0 | 10.4
50161 | FirstEnergy Nuclear Operating Company | 6020 | Perry | OH | Lake | 1 | ST | OP | 1311.6 | 1240 | 1268 |  | 11 | 1987 | NUC |  | N | Y | N | IPP Non-CHP |  |  |  |  | N | [57 empty] | N/A | [39 empty] | 0 | 0 | 10.4
50161 | FirstEnergy Nuclear Operating Company | 6040 | Beaver Valley | PA | Beaver | 1 | ST | OP | 923.4 | 892 | 911 |  | 9 | 1976 | NUC |  | N | Y | N | IPP Non-CHP |  |  |  |  | N | [57 empty] | N/A | [39 empty] | 0 | 0 | 10.4
50161 | FirstEnergy Nuclear Operating Company | 6040 | Beaver Valley | PA | Beaver | 2 | ST | OP | 923.4 | 885 | 904 |  | 11 | 1987 | NUC |  | N | Y | N | IPP Non-CHP |  |  |  |  | N | [57 empty] | N/A | [39 empty] | 0 | 0 | 10.4
50161 | FirstEnergy Nuclear Operating Company | 6149 | Davis Besse | OH | Ottawa | 1 | ST | OP | 925.2 | 894 | 908 |  | 11 | 1977 | NUC |  | N | Y | N | IPP Non-CHP |  |  |  |  | N | [57 empty] | N/A | [39 empty] | 0 | 0 | 10.4
50163 | Valero Energy Corporation | 52108 | Valero Energy Port Arthur Refinery | TX | JEFFERSON | GEN1 | CT | OP | 17.2 | 14 | 15 |  | 6 | 1975 | NG |  | N | Y | Y | Industrial CHP |  |  |  |  | N | [57 empty] | GAS | [39 empty] | 0.16901 | 0.001253 | 15.5173
50163 | Valero Energy Corporation | 52108 | Valero Energy Port Arthur Refinery | TX | JEFFERSON | GEN6 | CA | OP | 10 | 10 | 10 |  | 6 | 1954 | NG |  | N | Y | Y | Industrial CHP |  |  |  |  | N | [57 empty] | GAS | [39 empty] | 0 | 0 | 10.4
50163 | Valero Energy Corporation | 52108 | Valero Energy Port Arthur Refinery | TX | JEFFERSON | GEN7 | CA | OP | 10 | 10 | 10 |  | 6 | 1951 | NG |  | N | Y | Y | Industrial CHP |  |  |  |  | N | [57 empty] | GAS | [39 empty] | 0 | 0 | 10.4
50166 | Crete Energy Venture LLC | 55253 | Crete Energy Venture LLC | IL | Will | GT1 | GT | OP | 89 | 75 | 87.2 |  | 5 | 2002 | NG |  | N | Y | N | IPP Non-CHP |  |  |  |  | N | [57 empty] | GAS | IL | Crete Energy Park | 55253 | GT1 | 2010 |  | ARP, CAIRNOX, CAIROS, CAIRSO2 | 102.43 | 12 | 5941.09 |  | 0.024 | 0.0264 | 1.045 | 4741.577 | 79785.265 | 5 |  | Will | Electric Utility | 4911 | Electric Services | 41.4297 | -87.6187 | Crete Energy Venture, LLC (Owner/Operator) | Phase 2 |  | Operating | Combustion turbine | Pipeline Natural Gas |  |  | Dry Low NOx Burners |  | 1100 | 12.6942 | GAS | 80 | 1955 | 0.0264 | 0.000602 | 12.6942
50166 | Crete Energy Venture LLC | 55253 | Crete Energy Venture LLC | IL | Will | GT2 | GT | OP | 89 | 75 | 87.2 |  | 5 | 2002 | NG |  | N | Y | N | IPP Non-CHP |  |  |  |  | N | [57 empty] | GAS | IL | Crete Energy Park | 55253 | GT2 | 2010 |  | ARP, CAIRNOX, CAIROS, CAIRSO2 | 80.43 | 12 | 4739.16 |  | 0.018 | 0.0194 | 0.581 | 3657.659 | 61555.249 | 5 |  | Will | Electric Utility | 4911 | Electric Services | 41.4297 | -87.6187 | Crete Energy Venture, LLC (Owner/Operator) | Phase 2 |  | Operating | Combustion turbine | Pipeline Natural Gas |  |  | Dry Low NOx Burners |  | 1100 | 12.4094 | GAS | 77 | 1933.7662 | 0.0194 | 0.000585 | 12.4094
50166 | Crete Energy Venture LLC | 55253 | Crete Energy Venture LLC | IL | Will | GT3 | GT | OP | 89 | 75 | 87.2 |  | 5 | 2002 | NG |  | N | Y | N | IPP Non-CHP |  |  |  |  | N | [57 empty] | GAS | IL | Crete Energy Park | 55253 | GT3 | 2010 |  | ARP, CAIRNOX, CAIROS, CAIRSO2 | 93.07 | 12 | 5616.11 |  | 0.022 | 0.0206 | 0.735 | 4272.601 | 71893.573 | 5 |  | Will | Electric Utility | 4911 | Electric Services | 41.4297 | -87.6187 | Crete Energy Venture, LLC (Owner/Operator) | Phase 2 |  | Operating | Combustion turbine | Pipeline Natural Gas |  |  | Dry Low NOx Burners |  | 1100 | 12.0025 | GAS | 79 | 1948.1013 | 0.0206 | 0.000612 | 12.0025
50166 | Crete Energy Venture LLC | 55253 | Crete Energy Venture LLC | IL | Will | GT4 | GT | OP | 89 | 75 | 87.2 |  | 5 | 2002 | NG |  | N | Y | N | IPP Non-CHP |  |  |  |  | N | [57 empty] | GAS | IL | Crete Energy Park | 55253 | GT4 | 2010 |  | ARP, CAIRNOX, CAIROS, CAIRSO2 | 47.05 | 12 | 2807.91 |  | 0.011 | 0.0185 | 0.338 | 2157.787 | 36306.307 | 5 |  | Will | Electric Utility | 4911 | Electric Services | 41.4297 | -87.6187 | Crete Energy Venture, LLC (Owner/Operator) | Phase 2 |  | Operating | Combustion turbine | Pipeline Natural Gas |  |  | Dry Low NOx Burners |  | 1100 | 12.1028 | GAS | 79 | 1948.1013 | 0.0185 | 0.000606 | 12.1028
50168 | Maxim Power (USA) Inc | 7138 | Forked River | NJ | Ocean | 1 | GT | OP | 38.4 | 34 | 44 |  | 6 | 1989 | NG | DFO | Y | Y | N | IPP Non-CHP |  |  |  |  | N | [57 empty] | GAS | NJ | Forked River | 7138 | 2001 | 2010 | CPFG01 | CAIRNOX, CAIROS, CAIRSO2, RGGI | 234.55 | 12 | 6953.02 |  | 1.203 | 0.2038 | 6.53 | 5868.9 | 95122.7 | 2 |  | Ocean | Electric Utility | 4911 | Electric Services | 39.8154 | -74.2098 | PurEnergy, LLC (Operator) Maxim Power USA, Inc. (Owner) |  |  | Operating | Combustion turbine | Diesel Oil | Pipeline Natural Gas |  | Water Injection |  | 500 | 10.4 | LIQUID | 48.0769 | 103.6713 | 0.2038 | 0.025294 | 12.2599
50168 | Maxim Power (USA) Inc | 7138 | Forked River | NJ | Ocean | 2 | GT | OP | 38.4 | 31 | 41 |  | 7 | 1989 | NG | DFO | Y | Y | N | IPP Non-CHP |  |  |  |  | N | [57 empty] | GAS | NJ | Forked River | 7138 | 2001 | 2010 | CPFG01 | CAIRNOX, CAIROS, CAIRSO2, RGGI | 234.55 | 12 | 6953.02 |  | 1.203 | 0.2038 | 6.53 | 5868.9 | 95122.7 | 2 |  | Ocean | Electric Utility | 4911 | Electric Services | 39.8154 | -74.2098 | PurEnergy, LLC (Operator) Maxim Power USA, Inc. (Owner) |  |  | Operating | Combustion turbine | Diesel Oil | Pipeline Natural Gas |  | Water Injection |  | 500 | 10.4 | LIQUID | 48.0769 | 63.6961 | 0.2038 | 0.025294 | 12.2599
50172 | Yoakum Electric Generating Cooperative | 56326 | Mustang Station Unit 4 | TX | Yoakum | GEN1 | GT | OP | 170 | 145 | 168 |  | 4 | 2006 | NG |  | N | Y | N | Electric Utility | [62 empty] | GAS | TX | Mustang Station Units 4 and 5 | 56326 | GEN1 | 2010 |  | ARP, CAIRNOX, CAIRSO2 | 486.58 | 12 | 63653.4 |  | 0.203 | 0.0329 | 9.856 | 40151.468 | 675635.489 | 6 |  | Yoakum | Electric Utility |  |  | 32.9748 | -102.7432 | Yoakum Electric Generating Cooperative, Inc. (Owner/Operator) | Phase 2 |  | Operating | Combustion turbine | Pipeline Natural Gas |  |  | Dry Low NOx Burners |  | 1728 | 10.1479 | GAS | 168 | 2000 | 0.0329 | 0.000601 | 10.1479
50172 | Yoakum Electric Generating Cooperative | 56326 | Mustang Station Unit 4 | TX | Yoakum | GEN2 | GT | OP | 170 | 145 | 168 |  | 6 | 2007 | NG |  | N | Y | N | Electric Utility |  |  |  |  | N | [57 empty] | GAS | TX | Mustang Station Units 4 and 5 | 56326 | GEN2 | 2010 |  | ARP, CAIRNOX, CAIRSO2 | 132.21 | 12 | 18609.62 |  | 0.059 | 0.0358 | 3.053 | 11705.069 | 196969.338 | 6 |  | Yoakum | Electric Utility |  |  | 32.9748 | -102.7432 | Yoakum Electric Generating Cooperative, Inc. (Owner/Operator) | Phase 2 |  | Operating | Combustion turbine | Pipeline Natural Gas |  |  | Dry Low NOx Burners |  | 1728 | 10.1771 | GAS | 168 | 2000 | 0.0358 | 0.000599 | 10.1771
54679 | BP Piney & Deep Creek LLC | 1567 | Deep Creek | MD | Garrett | 1 | HY | OP | 10 | 9 | 9 |  | 7 | 1925 | WAT |  | N | Y | N | IPP Non-CHP |  |  |  |  | N | [57 empty] | N/A | [39 empty] | 0 | 0 | 10.4
54679 | BP Piney & Deep Creek LLC | 1567 | Deep Creek | MD | Garrett | 2 | HY | OP | 10 | 9 | 9 |  | 7 | 1925 | WAT |  | N | Y | N | IPP Non-CHP |  |  |  |  | N | [57 empty] | N/A | [39 empty] | 0 | 0 | 10.4
54679 | BP Piney & Deep Creek LLC | 3124 | Piney | PA | Clarion | 1 | HY | OP | 10 | 9 | 9 |  | 6 | 1924 | WAT |  | N | Y | N | IPP Non-CHP |  |  |  |  | N | [57 empty] | N/A | [39 empty] | 0 | 0 | 10.4
54679 | BP Piney & Deep Creek LLC | 3124 | Piney | PA | Clarion | 2 | HY | OP | 10 | 9 | 9 |  | 7 | 1924 | WAT |  | N | Y | N | IPP Non-CHP |  |  |  |  | N | [57 empty] | N/A | [39 empty] | 0 | 0 | 10.4
54679 | BP Piney & Deep Creek LLC | 3124 | Piney | PA | Clarion | 3 | HY | OP | 10 | 9 | 10 |  | 2 | 1928 | WAT |  | N | Y | N | IPP Non-CHP |  |  |  |  | N | [57 empty] | N/A | [39 empty] | 0 | 0 | 10.4
54680 | San Joaquin LLC | 50062 | San Joaquin Cogen | CA | San Joaquin | GEN1 | GT | OP | 46 | 48 | 48 |  | 1 | 1990 | NG |  | N | Y | N | IPP Non-CHP |  |  |  |  | N | [57 empty] | GAS | [39 empty] | 0.098392 | 0.0011277 | 12.3397
54683 | Maverick Cty Water Control & Improvement | 3437 | Eagle Pass | TX | Maverick | 1 | HY | OP | 3.2 | 2 | 2 |  | 8 | 1932 | WAT |  | N | Y | N | IPP Non-CHP |  |  |  |  | N | [57 empty] | N/A | [39 empty] | 0 | 0 | 10.4
54683 | Maverick Cty Water Control & Improvement | 3437 | Eagle Pass | TX | Maverick | 2 | HY | OP | 3.2 | 2 | 2 |  | 8 | 1932 | WAT |  | N | Y | N | IPP Non-CHP |  |  |  |  | N | [57 empty] | N/A | [39 empty] | 0 | 0 | 10.4
54683 | Maverick Cty Water Control & Improvement | 3437 | Eagle Pass | TX | Maverick | 3 | HY | OP | 3.2 | 2 | 2 |  | 8 | 1932 | WAT |  | N | Y | N | IPP Non-CHP |  |  |  |  | N | [57 empty] | N/A | [39 empty] | 0 | 0 | 10.4
54684 | Flat Rock Windpower, LLC | 56290 | Maple Ridge Wind Farm | NY | Lewis | 1 | WT | OP | 137 | 137 | 137 |  | 12 | 2005 | WND |  | N | Y | N | IPP Non-CHP |  |  |  |  | N | [57 empty] | N/A | [39 empty] | 0 | 0 | 10.4
54684 | Flat Rock Windpower, LLC | 56290 | Maple Ridge Wind Farm | NY | Lewis | 1A | WT | OP | 61 | 61 | 61 |  | 1 | 2006 | WND |  | N | Y | N | IPP Non-CHP | [62 empty] | N/A | [39 empty] | 0 | 0 | 10.4
54684 | Flat Rock Windpower, LLC | 56290 | Maple Ridge Wind Farm | NY | Lewis | 2 | WT | OP | 33 | 33 | 33 |  | 6 | 2006 | WND |  | N | Y | N | IPP Non-CHP | [62 empty] | N/A | [39 empty] | 0 | 0 | 10.4
54684 | Flat Rock Windpower, LLC | 56290 | Maple Ridge Wind Farm | NY | Lewis | 3 | WT | OP | 91 | 91 | 91 |  | 12 | 2006 | WND |  | N | Y | N | IPP Non-CHP | [62 empty] | N/A | [39 empty] | 0 | 0 | 10.4
54686 | Gauley River Power Partners LP | 56333 | Gauley River Power Partners | WV | Nicholas | GEN1 | HY | OP | 40 | 40 | 25 |  | 7 | 2001 | WAT |  | N | Y | N | IPP Non-CHP | [62 empty] | N/A | [39 empty] | 0 | 0 | 10.4
54686 | Gauley River Power Partners LP | 56333 | Gauley River Power Partners | WV | Nicholas | GEN2 | HY | OP | 40 | 40 | 25 |  | 7 | 2001 | WAT |  | N | Y | N | IPP Non-CHP | [62 empty] | N/A | [39 empty] | 0 | 0 | 10.4
54692 | Santa Rosa Energy Center LLC | 55242 | Santa Rosa Energy Center | FL | Santa Rosa | CT01 | CT | OP | 200 | 161.4 | 173.4 |  | 6 | 2003 | NG |  | N | Y | Y | IPP CHP |  |  |  |  | N | [57 empty] | GAS | FL | Santa Rosa Energy Center | 55242 | CT-1 | 2010 |  | ARP, CAIRNOX, CAIROS, CAIRSO2 | 1901.57 | 12 | 381114.01 |  | 0.835 | 0.054 | 58.736 | 165488.946 | 2784674.108 | 4 |  | Santa Rosa | Electric Utility | 4911 | Electric Services | 30.5661 | -87.115 | Calpine Operating Services Company, Inc. (Operator) Santa Rosa Energy, LLC (Owner) | Phase 2 |  | Operating | Combined cycle | Pipeline Natural Gas |  |  | Dry Low NOx Burners |  | 1958 | 7.0619 | GAS | 260 | 250.2884 | 0.054 | 0.0006 | 7.0619
54692 | Santa Rosa Energy Center LLC | 55242 | Santa Rosa Energy Center | FL | Santa Rosa | ST01 | CA | OP | 74.5 | 74.5 | 74.5 |  | 6 | 2003 | NG |  | N | Y | Y | IPP CHP |  |  |  |  | N | [57 empty] | GAS | [39 empty] | 0 | 0 | 10.4
54693 | Osprey Energy Center | 55412 | Osprey Energy Center Power Plant | FL | Polk | OEC1 | CT | OP | 192.1 | 175 | 180 |  | 5 | 2004 | NG |  | N | Y | N | IPP Non-CHP |  |  |  |  | N | [57 empty] | GAS | FL | Osprey Energy Center | 55412 | CT1 | 2010 |  | ARP, CAIRNOX, CAIROS, CAIRSO2 | 4929.18 | 12 | 1103174.25 |  | 2.387 | 0.012 | 45.073 | 472928.143 | 7957932.634 | 4 |  | Polk | Electric Utility |  |  | 28.0525 | -81.8083 | Calpine Operating Services Company, Inc. (Operator) Calpine Construction Finance Company, L.P. (Owner) | Phase 2 |  | Operating | Combined cycle | Pipeline Natural Gas |  |  | Dry Low NOx Burners Selective Catalytic Reduction |  | 2275 | 7.057 | GAS | 305 | 152.7778 | 0.012 | 0.0006 | 7.057
54693 | Osprey Energy Center | 55412 | Osprey Energy Center Power Plant | FL | Polk | OEC2 | CT | OP | 192.1 | 175 | 180 |  | 5 | 2004 | NG |  | N | Y | N | IPP Non-CHP |  |  |  |  | N | [57 empty] | GAS | FL | Osprey Energy Center | 55412 | CT2 | 2010 |  | ARP, CAIRNOX, CAIROS, CAIRSO2 | 4900.72 | 12 | 1113360.23 |  | 2.44 | 0.0122 | 45.858 | 483344.133 | 8133144.121 | 4 |  | Polk | Electric Utility |  |  | 28.0525 | -81.8083 | Calpine Operating Services Company, Inc. (Operator) Calpine Construction Finance Company, L.P. (Owner) | Phase 2 |  | Operating | Combined cycle | Pipeline Natural Gas |  |  | Dry Low NOx Burners Selective Catalytic Reduction |  | 2275 | 7.1609 | GAS | 304 | 155.5556 | 0.0122 | 0.0006 | 7.1609
54693 | Osprey Energy Center | 55412 | Osprey Energy Center Power Plant | FL | Polk | OECS | CA | OP | 260 | 240 | 240 |  | 5 | 2004 | NG |  | N | Y | N | IPP Non-CHP |  |  |  |  | N | [57 empty] | GAS | [39 empty] | 0 | 0 | 10.4
54696 | Little Mac Power Company | 10049 | Little Mac Project | ID | TWIN FALLS | 1 | HY | OP | 0.3 | 0.3 | 0.3 |  | 5 | 1984 | WAT |  | N | Y | N | IPP Non-CHP | [62 empty] | N/A | [39 empty] | 0 | 0 | 10.4
54696 | Little Mac Power Company | 10049 | Little Mac Project | ID | TWIN FALLS | 2 | HY | OP | 0.4 | 0.4 | 0.4 |  | 5 | 1984 | WAT |  | N | Y | N | IPP Non-CHP | [62 empty] | N/A | [39 empty] | 0 | 0 | 10.4
54696 | Little Mac Power Company | 10049 | Little Mac Project | ID | TWIN FALLS | 3 | HY | OP | 0.4 | 0.4 | 0.4 |  | 5 | 1984 | WAT |  | N | Y | N | IPP Non-CHP | [62 empty] | N/A | [39 empty] | 0 | 0 | 10.4
54696 | Little Mac Power Company | 10049 | Little Mac Project | ID | TWIN FALLS | 4 | HY | OP | 0.4 | 0.4 | 0.4 |  | 5 | 1984 | WAT |  | N | Y | N | IPP Non-CHP | [62 empty] | N/A | [39 empty] | 0 | 0 | 10.4
54699 | Solo Cup Co | 56040 | Solo Cup Co | MD | Baltimore | 1 | IC | OP | 5.6 | 5.6 | 5.6 |  | 6 | 2002 | NG |  | N | Y | Y | IPP CHP | [62 empty] | GAS | [39 empty] | 1.1659 | 0.0016829 | 10.4
54699 | Solo Cup Co | 56040 | Solo Cup Co | MD | Baltimore | 2 | IC | OP | 5.6 | 5.6 | 5.6 |  | 6 | 2002 | NG |  | N | Y | Y | IPP CHP | [62 empty] | GAS | [39 empty] | 1.1659 | 0.0016829 | 10.4
54700 | Paris Generation LP | 50109 | Paris Energy Center | TX | Lamar | GEN1 | CT | OP | 80 | 78 | 91 |  | 7 | 1989 | NG | DFO | Y | Y | N | IPP Non-CHP |  |  |  |  | N | [57 empty] | GAS | TX | Paris Energy Center | 50109 | HRSG1 | 2010 |  | ARP, CAIRNOX, CAIRSO2 | 1495.62 | 12 | 153719.97 |  | 0.424 | 0.1151 | 80.888 | 83907.516 | 1411886.6 | 6 |  | Lamar | Electric Utility |  |  | 33.6968 | -95.5577 | Paris Generation, LP (Owner/Operator) | Phase 2 |  | Operating | Combined cycle | Pipeline Natural Gas | Diesel Oil |  | Steam Injection |  | 1281 | 8.9637 | GAS | 130 | 285.7143 | 0.1151 | 0.000601 | 8.9637
54700 | Paris Generation LP | 50109 | Paris Energy Center | TX | Lamar | GEN2 | CT | OP | 80 | 82 | 94 |  | 7 | 1989 | NG | DFO | Y | Y | N | IPP Non-CHP |  |  |  |  | N | [57 empty] | GAS | TX | Paris Energy Center | 50109 | HRSG2 | 2010 |  | ARP, CAIRNOX, CAIRSO2 | 2049.79 | 12 | 214809.77 |  | 0.585 | 0.1152 | 111.227 | 115942.142 | 1950908.726 | 6 |  | Lamar | Electric Utility |  |  | 33.6968 | -95.5577 | Paris Generation, LP (Owner/Operator) | Phase 2 |  | Operating | Combined cycle | Pipeline Natural Gas | Diesel Oil |  | Steam Injection |  | 1281 | 8.9097 | GAS | 131 | 303.1915 | 0.1152 | 0.0006 | 8.9097
54700 | Paris Generation LP | 50109 | Paris Energy Center | TX | Lamar | GEN3 | CA | OP | 90 | 78 | 78 |  | 12 | 1989 | NG | DFO | N | Y | N | IPP Non-CHP |  |  |  |  | N | [57 empty] | GAS | [39 empty] | 0 | 0 | 10.4
54705 | Seadrift Coke L P | 10167 | Seadrift Coke LP | TX | Calhoun | GEN1 | ST | OP | 7.6 | 7.6 | 7.6 |  | 11 | 1983 | PC |  | N | N | Y | Industrial CHP |  |  |  |  | N |  |  | Y | [54 empty] | Petroleum Coke | [39 empty] | 0.1336 | 0.47457 | 10.4
54707 | Blue Canyon Windpower II LLC | 56335 | Blue Canyon Windpower II | OK | Comanche | EW2 | WT | OP | 151 | 151 | 151 |  | 12 | 2005 | WND |  | N | Y | N | IPP Non-CHP | [62 empty] | N/A | [39 empty] | 0 | 0 | 10.4
54709 | High Trail Wind Farm LLC | 56338 | High Trail Wind Farm LLC | IL | McLean | 1 | WT | OP | 198 | 198 | 198 |  | 3 | 2007 | WND |  | N | Y | N | IPP Non-CHP | [62 empty] | N/A | [39 empty] | 0 | 0 | 10.4
54710 | Golden State Water Company | 56346 | Bear Valley Power Plant | CA | San Bernardino | ICE1 | IC | OP | 1.2 | 1.1 | 1.1 |  | 1 | 2005 | NG |  | N | N | N | Electric Utility |  |  |  |  | N | [57 empty] | GAS | [39 empty] | 1.1659 | 0.0016829 | 10.4
54710 | Golden State Water Company | 56346 | Bear Valley Power Plant | CA | San Bernardino | ICE2 | IC | OP | 1.2 | 1.1 | 1.1 |  | 1 | 2005 | NG |  | N | N | N | Electric Utility |  |  |  |  | N | [57 empty] | GAS | [39 empty] | 1.1659 | 0.0016829 | 10.4
54710 | Golden State Water Company | 56346 | Bear Valley Power Plant | CA | San Bernardino | ICE3 | IC | OP | 1.2 | 1.1 | 1.1 |  | 1 | 2005 | NG |  | N | N | N | Electric Utility |  |  |  |  | N | [57 empty] | GAS | [39 empty] | 1.1659 | 0.0016829 | 10.4
54710 | Golden State Water Company | 56346 | Bear Valley Power Plant | CA | San Bernardino | ICE4 | IC | OP | 1.2 | 1.1 | 1.1 |  | 1 | 2005 | NG |  | N | N | N | Electric Utility |  |  |  |  | N | [57 empty] | GAS | [39 empty] | 1.1659 | 0.0016829 | 10.4
54710 | Golden State Water Company | 56346 | Bear Valley Power Plant | CA | San Bernardino | ICE5 | IC | OP | 1.2 | 1.1 | 1.1 |  | 1 | 2005 | NG |  | N | N | N | Electric Utility |  |  |  |  | N | [57 empty] | GAS | [39 empty] | 1.1659 | 0.0016829 | 10.4
54710 | Golden State Water Company | 56346 | Bear Valley Power Plant | CA | San Bernardino | ICE6 | IC | OP | 1.2 | 1.1 | 1.1 |  | 1 | 2005 | NG |  | N | N | N | Electric Utility |  |  |  |  | N | [57 empty] | GAS | [39 empty] | 1.1659 | 0.0016829 | 10.4
54710 | Golden State Water Company | 56346 | Bear Valley Power Plant | CA | San Bernardino | ICE7 | IC | OP | 1.2 | 1.1 | 1.1 |  | 1 | 2005 | NG |  | N | N | N | Electric Utility |  |  |  |  | N | [57 empty] | GAS | [39 empty] | 1.1659 | 0.0016829 | 10.4
54713 | Chevron USA Inc | 50751 | Southeast Kern River Cogen | CA | Kern | GTG1 | GT | OP | 24 | 20.8 | 21.7 |  | 2 | 1989 | NG |  | N | Y | Y | Industrial CHP |  |  |  |  | N | [57 empty] | GAS | [39 empty] | 0.13138 | 0.001398 | 11.539
54713 | Chevron USA Inc | 52076 | McKittrick Cogen | CA | KERN | GEN1 | GT | OP | 3.2 | 3 | 3.2 |  | 10 | 1984 | NG |  | N | Y | Y | Industrial CHP |  |  |  |  | N | [57 empty] | GAS | [39 empty] | 0.31287 | 0.0024816 | 8.5198
54713 | Chevron USA Inc | 52076 | McKittrick Cogen | CA | KERN | GEN2 | GT | OP | 3.2 | 3 | 3.2 |  | 10 | 1984 | NG |  | N | Y | Y | Industrial CHP |  |  |  |  | N | [57 empty] | GAS | [39 empty] | 0.31287 | 0.0024816 | 8.5198
54713 | Chevron USA Inc | 52076 | McKittrick Cogen | CA | KERN | GEN3 | GT | OP | 3.2 | 3 | 3.2 |  | 10 | 1984 | NG |  | N | Y | Y | Industrial CHP |  |  |  |  | N | [57 empty] | GAS | [39 empty] | 0.31287 | 0.0024816 | 8.5198
54713 | Chevron USA Inc | 52078 | North Midway Cogen | CA | Kern | GEN7 | GT | OP | 3.5 | 3 | 3.2 |  | 10 | 1986 | NG |  | N | Y | Y | Industrial CHP |  |  |  |  | N | [57 empty] | GAS | [39 empty] | 0.29021 | 0.0023205 | 8.8146
54713 | Chevron USA Inc | 52078 | North Midway Cogen | CA | Kern | GEN8 | GT | OP | 3.5 | 3 | 3.2 |  | 10 | 1986 | NG |  | N | Y | Y | Industrial CHP |  |  |  |  | N | [57 empty] | GAS | [39 empty] | 0.29021 | 0.0023205 | 8.8146
54713 | Chevron USA Inc | 52081 | Cymric 31X Cogen | CA | Kern | TG1 | GT | OP | 3.4 | 2.7 | 2.9 |  | 10 | 1988 | NG |  | N | Y | Y | Industrial CHP |  |  |  |  | N | [57 empty] | GAS | [39 empty] | 0.28025 | 0.0022153 | 8.9258
54713 | Chevron USA Inc | 52081 | Cymric 31X Cogen | CA | Kern | TG2 | GT | OP | 3.4 | 2.7 | 2.9 |  | 10 | 1988 | NG |  | N | Y | Y | Industrial CHP |  |  |  |  | N | [57 empty] | GAS | [39 empty] | 0.28025 | 0.0022153 | 8.9258
54713 | Chevron USA Inc | 52082 | Cymric 6Z Cogen | CA | Kern | TG1 | GT | OP | 3.4 | 2.7 | 2.9 |  | 7 | 1986 | NG |  | N | Y | Y | Industrial CHP |  |  |  |  | N | [57 empty] | GAS | [39 empty] | 0.29349 | 0.0023373 | 8.7728
54713 | Chevron USA Inc | 52082 | Cymric 6Z Cogen | CA | Kern | TG2 | GT | OP | 3.4 | 2.7 | 2.9 |  | 7 | 1986 | NG |  | N | Y | Y | Industrial CHP |  |  |  |  | N | [57 empty] | GAS | [39 empty] | 0.29349 | 0.0023373 | 8.7728
54713 | Chevron USA Inc | 52083 | Coalinga 6C Cogen | CA | Fresno | TG1 | GT | OP | 3.4 | 2.7 | 2.9 |  | 9 | 1989 | NG |  | N | Y | Y | Industrial CHP |  |  |  |  | N | [57 empty] | GAS | [39 empty] | 0.27201 | 0.0021292 | 9.0235
54713 | Chevron USA Inc | 52083 | Coalinga 6C Cogen | CA | Fresno | TG2 | GT | OP | 3.4 | 2.7 | 2.9 |  | 9 | 1989 | NG |  | N | Y | Y | Industrial CHP |  |  |  |  | N | [57 empty] | GAS | [39 empty] | 0.27201 | 0.0021292 | 9.0235
54713 | Chevron USA Inc | 52085 | Taft 26C Cogen | CA | Kern | TG1 | GT | OP | 3.1 | 2.7 | 2.9 |  | 7 | 1982 | NG |  | N | Y | Y | Industrial CHP |  |  |  |  | N | [57 empty] | GAS | [39 empty] | 0.32962 | 0.0026208 | 8.2972
54713 | Chevron USA Inc | 52085 | Taft 26C Cogen | CA | Kern | TG2 | GT | OP | 3.1 | 2.7 | 2.9 |  | 7 | 1982 | NG |  | N | Y | Y | Industrial CHP |  |  |  |  | N | [57 empty] | GAS | [39 empty] | 0.32962 | 0.0026208 | 8.2972
54713 | Chevron USA Inc | 52085 | Taft 26C Cogen | CA | Kern | TG3 | GT | OP | 3.1 | 2.7 | 2.9 |  | 7 | 1982 | NG |  | N | Y | Y | Industrial CHP |  |  |  |  | N | [57 empty] | GAS | [39 empty] | 0.32962 | 0.0026208 | 8.2972
54713 | Chevron USA Inc | 52085 | Taft 26C Cogen | CA | Kern | TG4 | GT | OP | 3.1 | 2.7 | 2.9 |  | 7 | 1982 | NG |  | N | Y | Y | Industrial CHP |  |  |  |  | N | [57 empty] | GAS | [39 empty] | 0.32962 | 0.0026208 | 8.2972
54713 | Chevron USA Inc | 52086 | Coalinga 25D Cogen | CA | FRESNO | TG1 | GT | OP | 3.4 | 2.7 | 2.9 |  | 10 | 1986 | NG |  | N | Y | Y | Industrial CHP |  |  |  |  | N | [57 empty] | GAS | [39 empty] | 0.29161 | 0.0023054 | 8.7932
54713 | Chevron USA Inc | 52086 | Coalinga 25D Cogen | CA | FRESNO | TG2 | GT | OP | 3.4 | 2.7 | 2.9 |  | 10 | 1986 | NG |  | N | Y | Y | Industrial CHP |  |  |  |  | N | [57 empty] | GAS | [39 empty] | 0.29161 | 0.0023054 | 8.7932
54713 | Chevron USA Inc | 52086 | Coalinga 25D Cogen | CA | FRESNO | TG3 | GT | OP | 3.4 | 2.7 | 2.9 |  | 12 | 1987 | NG |  | N | Y | Y | Industrial CHP |  |  |  |  | N | [57 empty] | GAS | [39 empty] | 0.28521 | 0.0022475 | 8.8695
54713 | Chevron USA Inc | 52086 | Coalinga 25D Cogen | CA | FRESNO | TG4 | GT | OP | 3.4 | 2.7 | 2.9 |  | 12 | 1987 | NG |  | N | Y | Y | Industrial CHP |  |  |  |  | N | [57 empty] | GAS | [39 empty] | 0.28521 | 0.0022475 | 8.8695
54713 | Chevron USA Inc | 52104 | Cymric 36W Cogen | CA | Kern | GEN1 | GT | OP | 3.1 | 2.7 | 2.9 |  | 10 | 1982 | NG |  | N | Y | Y | Industrial CHP |  |  |  |  | N | [57 empty] | GAS | [39 empty] | 0.3291 | 0.002612 | 8.3035
54713 | Chevron USA Inc | 52104 | Cymric 36W Cogen | CA | Kern | GEN2 | GT | OP | 3.1 | 2.7 | 2.9 |  | 10 | 1982 | NG |  | N | Y | Y | Industrial CHP |  |  |  |  | N | [57 empty] | GAS | [39 empty] | 0.3291 | 0.002612 | 8.3035
54713 | Chevron USA Inc | 52104 | Cymric 36W Cogen | CA | Kern | GEN3 | GT | OP | 3.1 | 2.7 | 2.9 |  | 10 | 1982 | NG |  | N | Y | Y | Industrial CHP |  |  |  |  | N | [57 empty] | GAS | [39 empty] | 0.3291 | 0.002612 | 8.3035
54713 | Chevron USA Inc | 52104 | Cymric 36W Cogen | CA | Kern | GEN4 | GT | OP | 3.1 | 2.7 | 2.9 |  | 10 | 1982 | NG |  | N | Y | Y | Industrial CHP |  |  |  |  | N | [57 empty] | GAS | [39 empty] | 0.3291 | 0.002612 | 8.3035
54713 | Chevron USA Inc | 52107 | Kern River Eastridge Cogen | CA | Kern | 101A | GT | OP | 24.4 | 20.8 | 21.7 |  | 6 | 1988 | NG |  | N | Y | Y | Industrial CHP |  |  |  |  | N | [57 empty] | GAS | [39 empty] | 0.13377 | 0.0014321 | 11.6209
54713 | Chevron USA Inc | 52107 | Kern River Eastridge Cogen | CA | Kern | 101B | GT | OP | 24.4 | 20.8 | 21.7 |  | 6 | 1988 | NG |  | N | Y | Y | Industrial CHP |  |  |  |  | N | [57 empty] | GAS | [39 empty] | 0.13377 | 0.0014321 | 11.6209
54717 | FPL Energy Burleigh County Wind LLC | 56357 | FPL Energy Burleigh County Wind | ND | Burleigh | GE | WT | OP | 18 | 18 | 18 |  | 2 | 2006 | WND |  | N | Y | N | IPP Non-CHP | [62 empty] | N/A | [39 empty] | 0 | 0 | 10.4
54717 | FPL Energy Burleigh County Wind LLC | 56357 | FPL Energy Burleigh County Wind | ND | Burleigh | GE15 | WT | OP | 31.5 | 31.5 | 31.5 |  | 12 | 2005 | WND |  | N | Y | N | IPP Non-CHP |  |  |  |  | N | [57 empty] | N/A | [39 empty] | 0 | 0 | 10.4
54718 | Dominion Energy Kewaunee Inc. | 8024 | Kewaunee | WI | Kewaunee | 1 | ST | OP | 560.1 | 566 | 574 |  | 6 | 1974 | NUC |  | N | Y | N | IPP Non-CHP |  |  |  |  | N | [57 empty] | N/A | [39 empty] | 0 | 0 | 10.4
54722 | Grizzly Mountain Ranch | 54308 | Three Forks Water Power Project | CA | Trinity | 1 | HY | OP | 1.3 | 1.2 | 1.2 |  | 12 | 1984 | WAT |  | N | Y | N | IPP Non-CHP |  |  |  |  | N | [57 empty] | N/A | [39 empty] | 0 | 0 | 10.4
54725 | CHI Operations Inc | 55561 | Tsar Nicholas LLC | MN | Lincoln | TN30 | WT | OP | 1.9 | 1.9 | 1.9 |  | 2 | 2001 | WND |  | N | Y | N | IPP Non-CHP |  |  |  |  | N | [57 empty] | N/A | [39 empty] | 0 | 0 | 10.4
54725 | CHI Operations Inc | 55562 | Sun River LLC | MN | Lincoln | SU30 | WT | OP | 1.9 | 1.9 | 1.9 |  | 2 | 2001 | WND |  | N | Y | N | IPP Non-CHP |  |  |  |  | N | [57 empty] | N/A | [39 empty] | 0 | 0 | 10.4
54725 | CHI Operations Inc | 55563 | Julia Hills LLC | MN | Lincoln | JH30 | WT | OP | 1.9 | 1.9 | 1.9 |  | 2 | 2001 | WND |  | N | Y | N | IPP Non-CHP |  |  |  |  | N | [57 empty] | N/A | [39 empty] | 0 | 0 | 10.4
54725 | CHI Operations Inc | 55564 | Jessica Mills LLC | MN | Lincoln | JM30 | WT | OP | 1.9 | 1.9 | 1.9 |  | 2 | 2001 | WND |  | N | Y | N | IPP Non-CHP |  |  |  |  | N | [57 empty] | N/A | [39 empty] | 0 | 0 | 10.4
54725 | CHI Operations Inc | 55565 | Jack River LLC | MN | Lincoln | JR30 | WT | OP | 1.9 | 1.9 | 1.9 |  | 2 | 2001 | WND |  | N | Y | N | IPP Non-CHP |  |  |  |  | N | [57 empty] | N/A | [39 empty] | 0 | 0 | 10.4
54725 | CHI Operations Inc | 55566 | Autumn Hills LLC | MN | Lincoln | AH30 | WT | OP | 1.9 | 1.9 | 1.9 |  | 2 | 2001 | WND |  | N | Y | N | IPP Non-CHP |  |  |  |  | N | [57 empty] | N/A | [39 empty] | 0 | 0 | 10.4
54725 | CHI Operations Inc | 55567 | Winters Spawn LLC | MN | Lincoln | WS30 | WT | OP | 1.9 | 1.9 | 1.9 |  | 1 | 2001 | WND |  | N | Y | N | IPP Non-CHP |  |  |  |  | N | [57 empty] | N/A | [39 empty] | 0 | 0 | 10.4
54725 | CHI Operations Inc | 55568 | Twin Lake Hills LLC | MN | Lincoln | TL30 | WT | OP | 1.9 | 1.9 | 1.9 |  | 12 | 2000 | WND |  | N | Y | N | IPP Non-CHP |  |  |  |  | N | [57 empty] | N/A | [39 empty] | 0 | 0 | 10.4
54725 | CHI Operations Inc | 55569 | Spartan Hills LLC | MN | Lincoln | SH30 | WT | OP | 1.9 | 1.9 | 1.9 |  | 1 | 2001 | WND |  | N | Y | N | IPP Non-CHP |  |  |  |  | N | [57 empty] | N/A | [39 empty] | 0 | 0 | 10.4
54725 | CHI Operations Inc | 55570 | Soliloquoy Ridge LLC | MN | Lincoln | SR30 | WT | OP | 1.9 | 1.9 | 1.9 |  | 1 | 2001 | WND |  | N | Y | N | IPP Non-CHP |  |  |  |  | N | [57 empty] | N/A | [39 empty] | 0 | 0 | 10.4
54725 | CHI Operations Inc | 55571 | Ruthton Ridge LLC | MN | Lincoln | RR30 | WT | OP | 1.9 | 1.9 | 1.9 |  | 1 | 2001 | WND |  | N | Y | N | IPP Non-CHP |  |  |  |  | N | [57 empty] | N/A | [39 empty] | 0 | 0 | 10.4
54725 | CHI Operations Inc | 55572 | Hope Creek LLC | MN | Lincoln | HC30 | WT | OP | 1.9 | 1.9 | 1.9 |  | 1 | 2001 | WND |  | N | Y | N | IPP Non-CHP |  |  |  |  | N | [57 empty] | N/A | [39 empty] | 0 | 0 | 10.4
54725 | CHI Operations Inc | 55573 | Hadley Ridge LLC | MN | Lincoln | HR30 | WT | OP | 1.9 | 1.9 | 1.9 |  | 12 | 2000 | WND |  | N | Y | N | IPP Non-CHP |  |  |  |  | N | [57 empty] | N/A | [39 empty] | 0 | 0 | 10.4
54725 | CHI Operations Inc | 55574 | Florence Hills LLC | MN | Lincoln | FH30 | WT | OP | 1.9 | 1.9 | 1.9 |  | 1 | 2001 | WND |  | N | Y | N | IPP Non-CHP |  |  |  |  | N | [57 empty] | N/A | [39 empty] | 0 | 0 | 10.4
54725 | CHI Operations Inc | 55576 | Agassiz Beach LLC | MN | Clay | AB30 | WT | OP | 1.9 | 1.9 | 1.9 |  | 2 | 2001 | WND |  | N | Y | N | IPP Non-CHP |  |  |  |  | N | [57 empty] | N/A | [39 empty] | 0 | 0 | 10.4
54727 | DPS Gregory LLC | 55086 | Gregory Power Facility | TX | San Patricio | GT1A | CT | OP | 166 | 141 | 162 |  | 7 | 2000 | NG |  | N | Y | Y | IPP CHP |  |  |  |  | N | [57 empty] | GAS | TX | Gregory Power Facility | 55086 | 101 | 2010 |  | ARP, CAIRNOX, CAIRSO2 | 8491.65 | 12 | 2087303.88 |  | 4.479 | 0.0334 | 248.335 | 887193.816 | 14928702.96 | 6 |  | San Patricio | Cogeneration | 4931 | Elec & Other Services Combined | 27.8881 | -97.2572 | Gregory Power Partners, LP (Owner) DPS Gregory, LLC (Operator) | Phase 2 |  | Operating | Combined cycle | Pipeline Natural Gas |  |  | Dry Low NOx Burners |  | 2311 | 7.0861 | GAS | 312 | -462.963 | 0.0334 | 0.0006 | 7.0861
54727 | DPS Gregory LLC | 55086 | Gregory Power Facility | TX | San Patricio | GT1B | CT | OP | 166 | 140 | 162 |  | 7 | 2000 | NG |  | N | Y | Y | IPP CHP |  |  |  |  | N | [57 empty] | GAS | TX | Gregory Power Facility | 55086 | 101 | 2010 |  | ARP, CAIRNOX, CAIRSO2 | 8491.65 | 12 | 2087303.88 |  | 4.479 | 0.0334 | 248.335 | 887193.816 | 14928702.96 | 6 |  | San Patricio | Cogeneration | 4931 | Elec & Other Services Combined | 27.8881 | -97.2572 | Gregory Power Partners, LP (Owner) DPS Gregory, LLC (Operator) | Phase 2 |  | Operating | Combined cycle | Pipeline Natural Gas |  |  | Dry Low NOx Burners |  | 2311 | 7.0861 | GAS | 312 | -462.963 | 0.0334 | 0.0006 | 7.0861
54727 | DPS Gregory LLC | 55086 | Gregory Power Facility | TX | San Patricio | STG | CA | OP | 100 | 85 | 87 |  | 7 | 2000 | NG |  | N | Y | Y | IPP CHP |  |  |  |  | N | [57 empty] | GAS | [39 empty] | 0 | 0 | 10.4
54736 | Ripon Cogeneration LLC | 50299 | Ripon Mill | CA | San Joaquin | GEN1 | GT | OP | 49.5 | 46.5 | 49.5 |  | 4 | 1988 | NG |  | N | Y | Y | IPP CHP |  |  |  |  | N | [57 empty] | GAS | [39 empty] | 0.10071 | 0.0011771 | 12.6455
54736 | Ripon Cogeneration LLC | 50300 | San Gabriel Facility | CA | Los Angeles | GEN1 | GT | OP | 46 | 39 | 40.5 |  | 12 | 1985 | NG |  | N | Y | Y | IPP CHP |  |  |  |  | N | [57 empty] | GAS | [39 empty] | 0.11358 | 0.001365 | 12.7636
54738 | Thilmany LLC | 54098 | Kaukauna Paper Mill | WI | Outagamie | GEN1 | ST | OP | 6 | 6 | 6 |  | 1 | 1951 | BLQ | BIT | Y | Y | Y | Industrial CHP |  |  |  |  | N | Y | [56 empty] | LIQUID | [39 empty] | 0.1517 | 0.049001 | 10.4
54738 | Thilmany LLC | 54098 | Kaukauna Paper Mill | WI | Outagamie | GEN2 | ST | OP | 11 | 11 | 11 |  | 1 | 1977 | BLQ | BIT | Y | Y | Y | Industrial CHP |  |  |  |  | N | Y | [56 empty] | LIQUID | [39 empty] | 0.11581 | 0.049001 | 10.4
54738 | Thilmany LLC | 54098 | Kaukauna Paper Mill | WI | Outagamie | GEN3 | ST | OP | 15.6 | 15.6 | 15.6 |  | 1 | 1962 | BLQ | BIT | Y | Y | Y | Industrial CHP |  |  |  |  | N | Y | [56 empty] | LIQUID | [39 empty] | 0.14101 | 0.049001 | 10.4
54738 | Thilmany LLC | 54098 | Kaukauna Paper Mill | WI | Outagamie | GEN4 | ST | OP | 12 | 12 | 12 |  | 1 | 1967 | BIT | PC | Y | Y | Y | Industrial CHP |  |  |  |  | N | Y |  |  |  |  | N | [51 empty] | COAL | [39 empty] | 0.69763 | 1.1044 | 12.4749
54745 | Temple-Inland | 10425 | TempleInland | TX | Orange | TG | ST | OP | 48 | 36.8 | 34.7 |  | 11 | 1967 | BLQ | WDS | Y | N | Y | Industrial CHP |  |  |  |  | N | [57 empty] | LIQUID | [39 empty] | 0.1517 | 0.049001 | 10.4
54755 | Morris Cogeneration LLC | 55216 | Morris Cogeneration LLC | IL | Grundy | STG1 | CA | OP | 62 | 62 | 62 |  | 6 | 2000 | NG |  | N | Y | Y | IPP CHP |  |  |  |  | N | [57 empty] | GAS | [39 empty] | 0 | 0 | 10.4
54755 | Morris Cogeneration LLC | 55216 | Morris Cogeneration LLC | IL | Grundy | UNT1 | CT | OP | 39 | 38 | 39 |  | 11 | 1998 | NG | OG | N | Y | Y | IPP CHP |  |  |  |  | N | [57 empty] | GAS | IL | Morris Cogeneration, LLC | 55216 | CTG1 | 2010 |  | SIPNOX | 2189.53 | 6 | 62887.44 |  |  | 0.0292 | 10.925 |  | 748404.936 | 5 | Mid-America Interconnected Network | Grundy | Cogeneration | 4931 | Elec & Other Services Combined | 41.4092 | -88.3292 | Morris CoGeneration, LLC (Owner/Operator) |  |  | Operating | Combined cycle | Pipeline Natural Gas |  |  | Dry Low NOx Burners |  | 840 | 10.4 | GAS | 56 | 282.0513 | 0.0292 | 0.0009574 | 10.5341
54755 | Morris Cogeneration LLC | 55216 | Morris Cogeneration LLC | IL | Grundy | UNT2 | CT | OP | 39 | 38 | 39 |  | 11 | 1998 | NG | OG | N | Y | Y | IPP CHP |  |  |  |  | N | [57 empty] | GAS | IL | Morris Cogeneration, LLC | 55216 | CTG2 | 2010 |  | SIPNOX | 507.03 | 6 | 16288.47 |  |  | 0.035 | 2.942 |  | 176016.207 | 5 | Mid-America Interconnected Network | Grundy | Cogeneration | 4931 | Elec & Other Services Combined | 41.4092 | -88.3292 | Morris CoGeneration, LLC (Owner/Operator) |  |  | Operating | Combined cycle | Pipeline Natural Gas |  |  | Dry Low NOx Burners |  | 840 | 10.4 | GAS | 56 | 282.0513 | 0.035 | 0.0009574 | 10.5341
54755 | Morris Cogeneration LLC | 55216 | Morris Cogeneration LLC | IL | Grundy | UNT3 | CT | OP | 39 | 38 | 39 |  | 11 | 1998 | NG | OG | N | Y | Y | IPP CHP |  |  |  |  | N | [57 empty] | GAS | IL | Morris Cogeneration, LLC | 55216 | CTG3 | 2010 |  | SIPNOX | 2918.37 | 6 | 84432.56 |  |  | 0.029 | 14.243 |  | 975401.517 | 5 | Mid-America Interconnected Network | Grundy | Cogeneration | 4931 | Elec & Other Services Combined | 41.4092 | -88.3292 | Morris CoGeneration, LLC (Owner/Operator) |  |  | Operating | Combined cycle | Pipeline Natural Gas |  |  | Dry Low NOx Burners |  | 840 | 10.4 | GAS | 53 | 320.5128 | 0.029 | 0.0009574 | 10.5341
54759 | Lone Star Wind Farm LLC | 56395 | Mesquite Wind Power LLC | TX | Shackelford | 1 | WT | OP | 200 | 200 | 200 |  | 11 | 2007 | WND |  | N | Y | N | IPP Non-CHP |  |  |  |  | N | [57 empty] | N/A | [39 empty] | 0 | 0 | 10.4
54759 | Lone Star Wind Farm LLC | 56483 | Post Oak Wind LLC | TX | Shackelford | 1 | WT | OP | 200 | 200 | 200 |  | 3 | 2008 | WND |  | N | Y | N | IPP Non-CHP | [62 empty] | N/A | [39 empty] | 0 | 0 | 10.4
54767 | West Texas Renewables LP | 56402 | Westex Windpower Facility | TX | HOWARD | 1 | WT | OP | 7 | 7 | 7 |  | 6 | 1999 | WND |  | N | Y | N | IPP Non-CHP | [62 empty] | N/A | [39 empty] | 0 | 0 | 10.4
54769 | INEOS USA LLC | 10154 | Chocolate Bayou Works | TX | BRAZORIA | GEN1 | GT | OP | 41 | 30 | 38 |  | 11 | 1985 | NG |  | N | Y | Y | Industrial CHP | [62 empty] | GAS | [39 empty] | 0.14436 | 0.0021311 | 12.4604
54775 | Lock 7 Hydro Partners LLC | 1359 | Mother Ann Lee | KY | MERCER | 1 | HY | OP | 0.6 | 0.7 | 0.7 |  | 4 | 1927 | WAT |  | N | Y | N | IPP Non-CHP |  |  |  |  | N | [57 empty] | N/A | [39 empty] | 0 | 0 | 10.4
54775 | Lock 7 Hydro Partners LLC | 1359 | Mother Ann Lee | KY | MERCER | 2 | HY | OP | 0.6 | 0.7 | 0.7 |  | 4 | 1927 | WAT |  | N | Y | N | IPP Non-CHP |  |  |  |  | N | [57 empty] | N/A | [39 empty] | 0 | 0 | 10.4
54775 | Lock 7 Hydro Partners LLC | 1359 | Mother Ann Lee | KY | MERCER | 3 | HY | OP | 0.6 | 0.7 | 0.7 |  | 4 | 1927 | WAT |  | N | Y | N | IPP Non-CHP |  |  |  |  | N | [57 empty] | N/A | [39 empty] | 0 | 0 | 10.4
54777 | LDH Signal Hill LLC | 50127 | LDH Signal Hill LLC | TX | Wichita | GTA | CT | OP | 20 | 20 | 21 |  | 6 | 1987 | NG |  | N | Y | N | IPP Non-CHP |  |  |  |  | N | [57 empty] | GAS | [39 empty] | 0.1258 | 0.0011716 | 12.9918
54777 | LDH Signal Hill LLC | 50127 | LDH Signal Hill LLC | TX | Wichita | GTB | CT | OP | 20 | 20 | 21 |  | 6 | 1987 | NG |  | N | Y | N | IPP Non-CHP |  |  |  |  | N | [57 empty] | GAS | [39 empty] | 0.1258 | 0.0011716 | 12.9918
54777 | LDH Signal Hill LLC | 50127 | LDH Signal Hill LLC | TX | Wichita | GTC | CT | OP | 20 | 20 | 21 |  | 6 | 1987 | NG |  | N | Y | N | IPP Non-CHP |  |  |  |  | N | [57 empty] | GAS | [39 empty] | 0.1258 | 0.0011716 | 12.9918
54777 | LDH Signal Hill LLC | 50127 | LDH Signal Hill LLC | TX | Wichita | STD | CA | OP | 20 | 17 | 16 |  | 6 | 1987 | NG |  | N | Y | N | IPP Non-CHP |  |  |  |  | N | [57 empty] | GAS | [39 empty] | 0 | 0 | 10.4
54784 | NewPage Corporation | 10495 | Rumford Cogeneration | ME | Oxford | GEN1 | ST | OP | 102.6 | 85 | 95 |  | 1 | 1990 | BIT | TDF | Y | Y | Y | IPP CHP |  |  |  |  | N |  | Y | [55 empty] | COAL | [39 empty] | 0.187 | 0.54717 | 10.6466
54788 | DG Fairhaven Power LLC | 10052 | Fairhaven Power | CA | Humboldt | GEN1 | ST | OP | 18.8 | 16 | 16 |  | 9 | 1986 | WDS | NG | N | Y | N | IPP Non-CHP |  |  |  |  | N | [57 empty] | OTHER SOLID | [39 empty] | 0.5034 | 0.031991 | 13.8228
54789 | AgriWind LLC | 56408 | Agriwind LLC | IL | BUREAU | AWND1 | WT | OP | 8.4 | 8.4 | 8.4 |  | 7 | 2007 | WND |  | N | Y | N | IPP Non-CHP |  |  |  |  | N | [57 empty] | N/A | [39 empty] | 0 | 0 | 10.4
54790 | Stahl Wind Energy LLC | 56409 | Stahl Wind Energy | MN | Pipestone | 1 | WT | OP | 1.7 | 1.7 | 1.7 |  | 12 | 2004 | WND |  | N | Y | N | IPP Non-CHP | [62 empty] | N/A | [39 empty] | 0 | 0 | 10.4
54791 | Carstensen Wind LLC | 56410 | Carstensen Wind | MN | PIPESTONE | 1 | WT | OP | 1.7 | 1.7 | 1.7 |  | 12 | 2004 | WND |  | N | Y | N | IPP Non-CHP | [62 empty] | N/A | [39 empty] | 0 | 0 | 10.4
54792 | Northern Lights Wind LLC | 56411 | Northern Lights Wind LLC | MN | PIPESTONE | 1 | WT | OP | 1.7 | 1.7 | 1.7 |  | 12 | 2004 | WND |  | N | Y | N | IPP Non-CHP | [62 empty] | N/A | [39 empty] | 0 | 0 | 10.4
54793 | Lucky Wind LLC | 56412 | Lucky Wind | MN | Pipestone | 1 | WT | OP | 1.7 | 1.7 | 1.7 |  | 12 | 2004 | WND |  | N | Y | N | IPP Non-CHP | [62 empty] | N/A | [39 empty] | 0 | 0 | 10.4
54794 | Greenback Energy LLC | 56413 | Greenback Energy | MN | Pipestone | 1 | WT | OP | 1.7 | 1.7 | 1.7 |  | 12 | 2004 | WND |  | N | Y | N | IPP Non-CHP | [62 empty] | N/A | [39 empty] | 0 | 0 | 10.4
54796 | Union Power Partners LP | 55380 | Union Power Partners LP | AR | Union | CTG1 | CT | OP | 176 | 145 | 152 |  | 1 | 2003 | NG |  | N | Y | N | IPP Non-CHP | [62 empty] | GAS | AR | Union Power Station | 55380 | CTG-1 | 2010 |  | ARP, CAIROS | 4205.52 | 12 | 810947.05 |  | 2.019 | 0.0308 | 55.516 | 399841.85 | 6728100.797 | 6 | Southeastern Electric Reliability Council | Union | Electric Utility |  |  | 33.2961 | -92.5933 | Union Power Partners, LP (Owner/Operator) | Phase 2 |  | Operating | Combustion turbine | Pipeline Natural Gas |  |  | Dry Low NOx Burners Selective Catalytic Reduction |  | 2319 | 8.1544 | GAS | 252 | 171.0526 | 0.0308 | 0.0006 | 8.1544
54796 | Union Power Partners LP | 55380 | Union Power Partners LP | AR | Union | CTG2 | CT | OP | 176 | 145 | 152 |  | 1 | 2003 | NG |  | N | Y | N | IPP Non-CHP | [62 empty] | GAS | AR | Union Power Station | 55380 | CTG-2 | 2010 |  | ARP, CAIROS | 3764.64 | 12 | 772460.43 |  | 2.01 | 0.0281 | 50.17 | 398102.148 | 6698829.203 | 6 | Southeastern Electric Reliability Council | Union | Electric Utility |  |  | 33.2961 | -92.5933 | Union Power Partners, LP (Owner/Operator) | Phase 2 |  | Operating | Combustion turbine | Pipeline Natural Gas |  |  | Dry Low NOx Burners Selective Catalytic Reduction |  | 2319 | 8.5768 | GAS | 263 | 134.8684 | 0.0281 | 0.0006 | 8.5768
54796 | Union Power Partners LP | 55380 | Union Power Partners LP | AR | Union | CTG3 | CT | OP | 176 | 145 | 152 |  | 4 | 2003 | NG |  | N | Y | N | IPP Non-CHP | [62 empty] | GAS | AR | Union Power Station | 55380 | CTG-3 | 2010 |  | ARP, CAIROS | 3534.54 | 12 | 702224.13 |  | 1.823 | 0.0345 | 56.94 | 361147.713 | 6077001.669 | 6 | Southeastern Electric Reliability Council | Union | Electric Utility |  |  | 33.2961 | -92.5933 | Union Power Partners, LP (Owner/Operator) | Phase 2 |  | Operating | Combustion turbine | Pipeline Natural Gas |  |  | Dry Low NOx Burners Selective Catalytic Reduction |  | 2319 | 8.5244 | GAS | 266 | 125 | 0.0345 | 0.0006 | 8.5244
54796 | Union Power Partners LP | 55380 | Union Power Partners LP | AR | Union | CTG4 | CT | OP | 176 | 145 | 152 |  | 4 | 2003 | NG |  | N | Y | N | IPP Non-CHP | [62 empty] | GAS | AR | Union Power Station | 55380 | CTG-4 | 2010 |  | ARP, CAIROS | 3227.98 | 12 | 657031.5 |  | 1.713 | 0.0302 | 45.863 | 339309.441 | 5709546.456 | 6 | Southeastern Electric Reliability Council | Union | Electric Utility |  |  | 33.2961 | -92.5933 | Union Power Partners, LP (Owner/Operator) | Phase 2 |  | Operating | Combustion turbine | Pipeline Natural Gas |  |  | Dry Low NOx Burners Selective Catalytic Reduction |  | 2319 | 8.5779 | GAS | 264 | 131.5789 | 0.0302 | 0.0006 | 8.5779
54796 | Union Power Partners LP | 55380 | Union Power Partners LP | AR | Union | CTG5 | CT | OP | 176 | 145 | 152 |  | 5 | 2003 | NG |  | N | Y | N | IPP Non-CHP | [62 empty] | GAS | AR | Union Power Station | 55380 | CTG-5 | 2010 |  | ARP, CAIROS | 3858.94 | 12 | 757294.18 |  | 1.881 | 0.0303 | 48.519 | 372535.658 | 6268609.786 | 6 | Southeastern Electric Reliability Council | Union | Electric Utility |  |  | 33.2961 | -92.5933 | Union Power Partners, LP (Owner/Operator) | Phase 2 |  | Operating | Combustion turbine | Pipeline Natural Gas |  |  | Dry Low NOx Burners Selective Catalytic Reduction |  | 2127 | 8.1551 | GAS | 262 | 138.1579 | 0.0303 | 0.0006 | 8.1551
54796 | Union Power Partners LP | 55380 | Union Power Partners LP | AR | Union | CTG6 | CT | OP | 176 | 145 | 152 |  | 5 | 2003 | NG |  | N | Y | N | IPP Non-CHP | [62 empty] | GAS | AR | Union Power Station | 55380 | CTG-6 | 2010 |  | ARP, CAIROS | 3924 | 12 | 783945.23 |  | 1.925 | 0.026 | 48.134 | 381319.453 | 6416404.725 | 6 | Southeastern Electric Reliability Council | Union | Electric Utility |  |  | 33.2961 | -92.5933 | Union Power Partners, LP (Owner/Operator) | Phase 2 |  | Operating | Combustion turbine | Pipeline Natural Gas |  |  | Dry Low NOx Burners Selective Catalytic Reduction |  | 2124.7 | 8.0902 | GAS | 261 | 141.4474 | 0.026 | 0.0006 | 8.0902
54796 | Union Power Partners LP | 55380 | Union Power Partners LP | AR | Union | CTG7 | CT | OP | 176 | 145 | 152 |  | 6 | 2003 | NG |  | N | Y | N | IPP Non-CHP | [62 empty] | GAS | AR | Union Power Station | 55380 | CTG-7 | 2010 |  | ARP, CAIROS | 3637.11 | 12 | 703882.65 |  | 1.741 | 0.0325 | 49.587 | 344832.822 | 5802452.696 | 6 | Southeastern Electric Reliability Council | Union | Electric Utility |  |  | 33.2961 | -92.5933 | Union Power Partners, LP (Owner/Operator) | Phase 2 |  | Operating | Combustion turbine | Pipeline Natural Gas |  |  | Dry Low NOx Burners Selective Catalytic Reduction |  | 2319 | 8.124 | GAS | 255 | 161.1842 | 0.0325 | 0.0006 | 8.124
54796 | Union Power Partners LP | 55380 | Union Power Partners LP | AR | Union | CTG8 | CT | OP | 176 | 145 | 152 |  | 6 | 2003 | NG |  | N | Y | N | IPP Non-CHP | [62 empty] | GAS | AR | Union Power Station | 55380 | CTG-8 | 2010 |  | ARP, CAIROS | 3559.21 | 12 | 704009.35 |  | 1.739 | 0.0265 | 44.033 | 344541.223 | 5797599.847 | 6 | Southeastern Electric Reliability Council | Union | Electric Utility |  |  | 33.2961 | -92.5933 | Union Power Partners, LP (Owner/Operator) | Phase 2 |  | Operating | Combustion turbine | Pipeline Natural Gas |  |  | Dry Low NOx Burners Selective Catalytic Reduction |  | 2321.3 | 8.1331 | GAS | 260 | 144.7368 | 0.0265 | 0.0006 | 8.1331
54796 | Union Power Partners LP | 55380 | Union Power Partners LP | AR | Union | STG1 | CA | OP | 255 | 215 | 232 |  | 1 | 2003 | NG |  | N | Y | N | IPP Non-CHP | [62 empty] | GAS | [39 empty] | 0 | 0 | 10.4
54796 | Union Power Partners LP | 55380 | Union Power Partners LP | AR | Union | STG2 | CA | OP | 255 | 215 | 232 |  | 4 | 2003 | NG |  | N | Y | N | IPP Non-CHP | [62 empty] | GAS | [39 empty] | 0 | 0 | 10.4
54796 | Union Power Partners LP | 55380 | Union Power Partners LP | AR | Union | STG3 | CA | OP | 255 | 215 | 232 |  | 5 | 2003 | NG |  | N | Y | N | IPP Non-CHP | [62 empty] | GAS | [39 empty] | 0 | 0 | 10.4
54796 | Union Power Partners LP | 55380 | Union Power Partners LP | AR | Union | STG4 | CA | OP | 255 | 215 | 232 |  | 6 | 2003 | NG |  | N | Y | N | IPP Non-CHP | [62 empty] | GAS | [39 empty] | 0 | 0 | 10.4
54799 | FPL Energy Oliver County Wind II LLC | 56573 | FPL Energy Oliver Wind II LLC | ND | Oliver | 2 | WT | OP | 48 | 48 | 48 |  | 12 | 2007 | WND |  | N | Y | N | IPP Non-CHP | [62 empty] | N/A | [39 empty] | 0 | 0 | 10.4
54800 | Michigan Wind 1 LLC | 56416 | Michigan Wind 1 LLC | MI | Huron | 1 | WT | OP | 69 | 69 | 69 |  | 12 | 2008 | WND |  | N | Y | N | IPP Non-CHP | [62 empty] | N/A | [39 empty] | 0 | 0 | 10.4
54802 | Dynegy -Moss Landing LLC | 260 | Dynegy Moss Landing Power Plant | CA | Monterey | 6 | ST | OP | 702 | 754 | 754 |  | 12 | 1967 | NG |  | N | Y | N | IPP Non-CHP |  |  |  |  | N | [57 empty] | GAS | CA | Moss Landing | 260 | 40725 | 2010 |  | ARP | 789.99 | 12 | 211889.3 |  | 0.622 | 0.0071 | 6.716 | 123223.906 | 2073449.162 | 9 | Western Electricity Coordinating Council | Monterey | Electric Utility | 4911 | Electric Services | 36.8042 | -121.7775 | Dynegy Power Corporation (Owner/Operator) | Phase 2 |  | Operating | Dry bottom wall-fired boiler | Pipeline Natural Gas |  |  | Selective Catalytic Reduction |  | 7048 | 10.4 | GAS | 720.2471 | 476.5685 | 0.0071 | 0.0006 | 9.7855
54802 | Dynegy -Moss Landing LLC | 260 | Dynegy Moss Landing Power Plant | CA | Monterey | 7 | ST | OP | 702 | 755 | 755 |  | 8 | 1968 | NG |  | N | Y | N | IPP Non-CHP |  |  |  |  | N | [57 empty] | GAS | CA | Moss Landing | 260 | 40725 | 2010 |  | ARP | 789.99 | 12 | 211889.3 |  | 0.622 | 0.0071 | 6.716 | 123223.906 | 2073449.162 | 9 | Western Electricity Coordinating Council | Monterey | Electric Utility | 4911 | Electric Services | 36.8042 | -121.7775 | Dynegy Power Corporation (Owner/Operator) | Phase 2 |  | Operating | Dry bottom wall-fired boiler | Pipeline Natural Gas |  |  | Selective Catalytic Reduction |  | 7048 | 10.4 | GAS | 720.2471 | 475.8743 | 0.0071 | 0.0006 | 9.7855
54802 | Dynegy -Moss Landing LLC | 260 | Dynegy Moss Landing Power Plant | CA | Monterey | CT1A | CT | OP | 233 | 165 | 165 |  | 7 | 2002 | NG |  | N | Y | N | IPP Non-CHP |  |  |  |  | N | [57 empty] | GAS | CA | Moss Landing | 260 | 1A | 2010 |  | ARP | 4285.05 | 12 | 855920.63 |  | 1.836 | 0.0137 | 23.749 | 363608.717 | 6118420.185 | 9 | Western Electricity Coordinating Council | Monterey | Electric Utility | 4911 | Electric Services | 36.8042 | -121.7775 | Dynegy Power Corporation (Owner/Operator) | Phase 2 |  | Operating | Combined cycle | Pipeline Natural Gas |  |  | Dry Low NOx Burners Selective Catalytic Reduction |  | 2057 | 6.9807 | GAS | 266 | 193.9394 | 0.0137 | 0.0006 | 9.3365
54802 | Dynegy -Moss Landing LLC | 260 | Dynegy Moss Landing Power Plant | CA | Monterey | CT1B | CT | OP | 233 | 165 | 165 |  | 7 | 2002 | NG |  | N | Y | N | IPP Non-CHP |  |  |  |  | N | [57 empty] | GAS | CA | Moss Landing | 260 | 1A | 2010 |  | ARP | 4285.05 | 12 | 855920.63 |  | 1.836 | 0.0137 | 23.749 | 363608.717 | 6118420.185 | 9 | Western Electricity Coordinating Council | Monterey | Electric Utility | 4911 | Electric Services | 36.8042 | -121.7775 | Dynegy Power Corporation (Owner/Operator) | Phase 2 |  | Operating | Combined cycle | Pipeline Natural Gas |  |  | Dry Low NOx Burners Selective Catalytic Reduction |  | 2057 | 6.9807 | GAS | 266 | 193.9394 | 0.0137 | 0.0006 | 9.3365
54802 | Dynegy -Moss Landing LLC | 260 | Dynegy Moss Landing Power Plant | CA | Monterey | CT2A | CT | OP | 233 | 165 | 165 |  | 7 | 2002 | NG |  | N | Y | N | IPP Non-CHP |  |  |  |  | N | [57 empty] | GAS | CA | Moss Landing | 260 | 2A | 2010 |  | ARP | 4163.22 | 12 | 845922.98 |  | 1.82 | 0.0135 | 21.787 | 360457.261 | 6065408.534 | 9 | Western Electricity Coordinating Council | Monterey | Electric Utility | 4911 | Electric Services | 36.8042 | -121.7775 | Dynegy Power Corporation (Owner/Operator) | Phase 2 |  | Operating | Combined cycle | Pipeline Natural Gas |  |  | Dry Low NOx Burners Selective Catalytic Reduction |  | 2057 | 7.0302 | GAS | 267 | 190.9091 | 0.0135 | 0.0006 | 7.0302
54802 | Dynegy -Moss Landing LLC | 260 | Dynegy Moss Landing Power Plant | CA | Monterey | CT2B | CT | OP | 233 | 165 | 165 |  | 7 | 2002 | NG |  | N | Y | N | IPP Non-CHP |  |  |  |  | N | [57 empty] | GAS | CA | Moss Landing | 260 | 2A | 2010 |  | ARP | 4163.22 | 12 | 845922.98 |  | 1.82 | 0.0135 | 21.787 | 360457.261 | 6065408.534 | 9 | Western Electricity Coordinating Council | Monterey | Electric Utility | 4911 | Electric Services | 36.8042 | -121.7775 | Dynegy Power Corporation (Owner/Operator) | Phase 2 |  | Operating | Combined cycle | Pipeline Natural Gas |  |  | Dry Low NOx Burners Selective Catalytic Reduction |  | 2057 | 7.0302 | GAS | 267 | 190.9091 | 0.0135 | 0.0006 | 7.0302
54802 | Dynegy -Moss Landing LLC | 260 | Dynegy Moss Landing Power Plant | CA | Monterey | ST1 | CA | OP | 233 | 180 | 180 |  | 7 | 2002 | NG |  | N | Y | N | IPP Non-CHP |  |  |  |  | N | [57 empty] | GAS | [39 empty] | 0 | 0 | 10.4
54802 | Dynegy -Moss Landing LLC | 260 | Dynegy Moss Landing Power Plant | CA | Monterey | ST2 | CA | OP | 233 | 180 | 180 |  | 7 | 2002 | NG |  | N | Y | N | IPP Non-CHP |  |  |  |  | N | [57 empty] | GAS | [39 empty] | 0 | 0 | 10.4
54803 | Dynegy Oakland, LLC | 6211 | Dynegy Oakland Power Plant | CA | Alameda | GEN1 | GT | OP | 74.5 | 55 | 55 |  | 11 | 1978 | JF | DFO | N | Y | N | IPP Non-CHP |  |  |  |  | N | [57 empty] | LIQUID | [39 empty] | 0.9 | 0.026988 | 10.4
54803 | Dynegy Oakland, LLC | 6211 | Dynegy Oakland Power Plant | CA | Alameda | GEN2 | GT | OP | 74.5 | 55 | 55 |  | 12 | 1978 | JF | DFO | N | Y | N | IPP Non-CHP |  |  |  |  | N | [57 empty] | LIQUID | [39 empty] | 0.9 | 0.026988 | 10.4
54803 | Dynegy Oakland, LLC | 6211 | Dynegy Oakland Power Plant | CA | Alameda | GEN3 | GT | OP | 74.5 | 55 | 55 |  | 11 | 1978 | JF | DFO | N | Y | N | IPP Non-CHP |  |  |  |  | N | [57 empty] | LIQUID | [39 empty] | 0.9 | 0.026988 | 10.4
54806 | DTE Energy Services-Woodland | 10836 | Woodland Biomass Power Ltd | CA | Yolo | GEN1 | ST | OP | 28 | 25 | 25 |  | 9 | 1989 | WDS | NG | N | Y | N | IPP Non-CHP |  |  |  |  | N | [57 empty] | OTHER SOLID | [39 empty] | 0.5034 | 0.029864 | 13.5591
54808 | Sexton Energy LLC | 56417 | Westchester Gas Recovery | IL | COOK | W1 | IC | OP | 1.8 | 1.8 | 1.8 |  | 9 | 2004 | LFG |  | N | Y | N | IPP Non-CHP |  |  |  |  | N | [57 empty] | GAS | [39 empty] | 1.1659 | 0.0016829 | 10.4
54808 | Sexton Energy LLC | 56417 | Westchester Gas Recovery | IL | COOK | W2 | IC | OP | 1.8 | 1.8 | 1.8 |  | 9 | 2004 | LFG |  | N | Y | N | IPP Non-CHP |  |  |  |  | N | [57 empty] | GAS | [39 empty] | 1.1659 | 0.0016829 | 10.4
54808 | Sexton Energy LLC | 56418 | Des Plaines Gas Recovery | IL | COOK | DP1 | IC | OP | 1.8 | 1.8 | 1.8 |  | 10 | 2004 | LFG |  | N | Y | N | IPP Non-CHP |  |  |  |  | N | [57 empty] | GAS | [39 empty] | 1.1659 | 0.0016829 | 10.4
54808 | Sexton Energy LLC | 56418 | Des Plaines Gas Recovery | IL | COOK | DP2 | IC | OP | 1.8 | 1.8 | 1.8 |  | 10 | 2004 | LFG |  | N | Y | N | IPP Non-CHP |  |  |  |  | N | [57 empty] | GAS | [39 empty] | 1.1659 | 0.0016829 | 10.4
54808 | Sexton Energy LLC | 56419 | Beecher Gas Recovery | IL | WILL | B1 | IC | OP | 1.1 | 1.1 | 1.1 |  | 6 | 2006 | LFG |  | N | Y | N | IPP Non-CHP | [62 empty] | GAS | [39 empty] | 1.1659 | 0.0016829 | 10.4
54808 | Sexton Energy LLC | 56419 | Beecher Gas Recovery | IL | WILL | B2 | IC | OP | 1.1 | 1.1 | 1.1 |  | 6 | 2006 | LFG |  | N | Y | N | IPP Non-CHP | [62 empty] | GAS | [39 empty] | 1.1659 | 0.0016829 | 10.4
54808 | Sexton Energy LLC | 56419 | Beecher Gas Recovery | IL | WILL | B3 | IC | OP | 1.1 | 1.1 | 1.1 |  | 10 | 2008 | LFG |  | N | Y | N | IPP Non-CHP | [62 empty] | GAS | [39 empty] | 1.1659 | 0.0016829 | 10.4
54809 | Wailuku Holding Company LLC | 54827 | Wailuku River Hydroelectric | HI | Hawaii | 8101 | HY | OP | 5.2 | 4.9 | 4.8 |  | 5 | 1993 | WAT |  | N | Y | N | IPP Non-CHP |  |  |  |  | N | [57 empty] | N/A | [39 empty] | 0 | 0 | 10.4
54809 | Wailuku Holding Company LLC | 54827 | Wailuku River Hydroelectric | HI | Hawaii | 8102 | HY | OP | 5.2 | 4.9 | 4.8 |  | 5 | 1993 | WAT |  | N | Y | N | IPP Non-CHP |  |  |  |  | N | [57 empty] | N/A | [39 empty] | 0 | 0 | 10.4
54810 | Broad River Energy LLC | 55166 | Broad River Energy Center | SC | Cherokee | CT01 | GT | OP | 197 | 173 | 175.6 |  | 7 | 2000 | NG | DFO | Y | Y | N | IPP Non-CHP |  |  |  |  | N | [57 empty] | GAS | SC | Broad River Energy Center | 55166 | CT-1 | 2010 |  | ARP, CAIRNOX, CAIROS, CAIRSO2 | 1398.72 | 12 | 213777.09 |  | 0.672 | 0.0476 | 42.788 | 133022.375 | 2238351.503 | 4 |  | Cherokee | Electric Utility | 4911 | Electric Services | 35.0786 | -81.575 | Broad River Energy, LLC (Owner) Calpine Operating Services Company, Inc. (Operator) | Phase 2 |  | Operating | Combustion turbine | Pipeline Natural Gas | Diesel Oil |  | Dry Low NOx Burners |  | 2137.5 | 10.1498 | GAS | 184 | 476.082 | 0.0476 | 0.0006 | 10.1498
54810 | Broad River Energy LLC | 55166 | Broad River Energy Center | SC | Cherokee | CT02 | GT | OP | 197 | 170.1 | 170 |  | 7 | 2000 | NG | DFO | Y | Y | N | IPP Non-CHP |  |  |  |  | N | [57 empty] | GAS | SC | Broad River Energy Center | 55166 | CT-2 | 2010 |  | ARP, CAIRNOX, CAIROS, CAIRSO2 | 1320.68 | 12 | 202418.54 |  | 0.628 | 0.0477 | 41.247 | 124497.344 | 2094894.218 | 4 |  | Cherokee | Electric Utility | 4911 | Electric Services | 35.0786 | -81.575 | Broad River Energy, LLC (Owner) Calpine Operating Services Company, Inc. (Operator) | Phase 2 |  | Operating | Combustion turbine | Pipeline Natural Gas | Diesel Oil |  | Dry Low NOx Burners |  | 2137.5 | 10.0129 | GAS | 186 | 452.9412 | 0.0477 | 0.0006 | 10.0129
54810 | Broad River Energy LLC | 55166 | Broad River Energy Center | SC | Cherokee | CT03 | GT | OP | 197 | 166.9 | 169.3 |  | 7 | 2000 | NG | DFO | Y | Y | N | IPP Non-CHP |  |  |  |  | N | [57 empty] | GAS | SC | Broad River Energy Center | 55166 | CT-3 | 2010 |  | ARP, CAIRNOX, CAIROS, CAIRSO2 | 1337.18 | 12 | 201975.38 |  | 0.637 | 0.0475 | 39.206 | 126120.99 | 2122260.727 | 4 |  | Cherokee | Electric Utility | 4911 | Electric Services | 35.0786 | -81.575 | Broad River Energy, LLC (Owner) Calpine Operating Services Company, Inc. (Operator) | Phase 2 |  | Operating | Combustion turbine | Pipeline Natural Gas | Diesel Oil |  | Dry Low NOx Burners |  | 2137.5 | 10.1805 | GAS | 180 | 468.3993 | 0.0475 | 0.0006 | 10.1805
54810 | Broad River Energy LLC | 55166 | Broad River Energy Center | SC | Cherokee | CT04 | GT | OP | 197 | 170.5 | 197 |  | 6 | 2001 | NG | DFO | Y | Y | N | IPP Non-CHP |  |  |  |  | N | [57 empty] | GAS | SC | Broad River Energy Center | 55166 | CT-4 | 2010 |  | ARP, CAIRNOX, CAIROS, CAIRSO2 | 1187.27 | 12 | 182720.91 |  | 0.588 | 0.0474 | 37.234 | 116491.158 | 1960170.764 | 4 |  | Cherokee | Electric Utility | 4911 | Electric Services | 35.0786 | -81.575 | Broad River Energy, LLC (Owner) Calpine Operating Services Company, Inc. (Operator) | Phase 2 |  | Operating | Combustion turbine | Pipeline Natural Gas | Diesel Oil |  | Dry Low NOx Burners |  | 2137.5 | 10.4175 | GAS | 182 | 458.7912 | 0.0474 | 0.0006 | 10.4175
54810 | Broad River Energy LLC | 55166 | Broad River Energy Center | SC | Cherokee | CT05 | GT | OP | 197 | 168.4 | 194.9 |  | 7 | 2001 | NG | DFO | Y | Y | N | IPP Non-CHP |  |  |  |  | N | [57 empty] | GAS | SC | Broad River Energy Center | 55166 | CT-5 | 2010 |  | ARP, CAIRNOX, CAIROS, CAIRSO2 | 990.93 | 12 | 151617.09 |  | 0.487 | 0.0508 | 32.147 | 96561.879 | 1624809.589 | 4 |  | Cherokee | Electric Utility | 4911 | Electric Services | 35.0786 | -81.575 | Broad River Energy, LLC (Owner) Calpine Operating Services Company, Inc. (Operator) | Phase 2 |  | Operating | Combustion turbine | Pipeline Natural Gas | Diesel Oil |  | Dry Low NOx Burners |  | 2137.5 | 10.393 | GAS | 181 | 461.6022 | 0.0508 | 0.000599 | 10.393
54812 | AMERESCO Chicopee Energy LLC | 56426 | AMERESCO Chicopee Energy | MA | Hampden | UNIT4 | IC | OP | 2.1 | 2 | 2 |  | 3 | 2010 | LFG |  | N | Y | N | IPP Non-CHP | [62 empty] | GAS | [39 empty] | 1.1659 | 0.0016829 | 10.4
54812 | AMERESCO Chicopee Energy LLC | 56426 | AMERESCO Chicopee Energy | MA | Hampden | Unit1 | IC | OP | 1.9 | 1.9 | 1.9 |  | 2 | 2004 | LFG |  | N | Y | N | IPP Non-CHP | [62 empty] | GAS | [39 empty] | 1.1659 | 0.0016829 | 10.4
54812 | AMERESCO Chicopee Energy LLC | 56426 | AMERESCO Chicopee Energy | MA | Hampden | Unit2 | IC | OP | 1.9 | 1.9 | 1.9 |  | 2 | 2004 | LFG |  | N | Y | N | IPP Non-CHP | [62 empty] | GAS | [39 empty] | 1.1659 | 0.0016829 | 10.4
54812 | AMERESCO Chicopee Energy LLC | 56426 | AMERESCO Chicopee Energy | MA | Hampden | Unit3 | IC | OP | 1.9 | 1.9 | 1.9 |  | 2 | 2004 | LFG |  | N | Y | N | IPP Non-CHP | [62 empty] | GAS | [39 empty] | 1.1659 | 0.0016829 | 10.4
54813 | AMERESCO Janesville LLC | 56427 | AMERESCO Janesville | WI | ROCK | Unit1 | IC | OP | 1 | 1 | 1 |  | 10 | 2004 | LFG |  | N | Y | N | IPP Non-CHP | [62 empty] | GAS | [39 empty] | 1.1659 | 0.0016829 | 10.4
54813 | AMERESCO Janesville LLC | 56427 | AMERESCO Janesville | WI | ROCK | Unit2 | IC | OP | 1 | 1 | 1 |  | 10 | 2004 | LFG |  | N | Y | N | IPP Non-CHP | [62 empty] | GAS | [39 empty] | 1.1659 | 0.0016829 | 10.4
54813 | AMERESCO Janesville LLC | 56427 | AMERESCO Janesville | WI | ROCK | Unit3 | IC | OP | 1 | 1 | 1 |  | 10 | 2004 | LFG |  | N | Y | N | IPP Non-CHP | [62 empty] | GAS | [39 empty] | 1.1659 | 0.0016829 | 10.4
54814 | AMERESCO Santa Cruz Energy LLC | 56428 | AMERESCO Santa Cruz Energy | CA | Santa Cruz | Unit1 | IC | OP | 1 | 1 | 1 |  | 1 | 2006 | LFG |  | N | Y | N | IPP Non-CHP |  |  |  |  | N | [57 empty] | GAS | [39 empty] | 1.1659 | 0.0016829 | 10.4
54814 | AMERESCO Santa Cruz Energy LLC | 56428 | AMERESCO Santa Cruz Energy | CA | Santa Cruz | Unit2 | IC | OP | 1 | 1 | 1 |  | 1 | 2006 | LFG |  | N | Y | N | IPP Non-CHP |  |  |  |  | N | [57 empty] | GAS | [39 empty] | 1.1659 | 0.0016829 | 10.4
54814 | AMERESCO Santa Cruz Energy LLC | 56428 | AMERESCO Santa Cruz Energy | CA | Santa Cruz | Unit3 | IC | OP | 1 | 1 | 1 |  | 1 | 2006 | LFG |  | N | Y | N | IPP Non-CHP |  |  |  |  | N | [57 empty] | GAS | [39 empty] | 1.1659 | 0.0016829 | 10.4
54815 | AMERESCO Delaware South | 56429 | AMERESCO Delaware South | DE | Sussex | 1 | IC | OP | 1 | 1 | 1 |  | 12 | 2006 | LFG |  | N | Y | N | IPP Non-CHP | [62 empty] | GAS | [39 empty] | 1.1659 | 0.0016829 | 10.4
54815 | AMERESCO Delaware South | 56429 | AMERESCO Delaware South | DE | Sussex | 2 | IC | OP | 1 | 1 | 1 |  | 12 | 2006 | LFG |  | N | Y | N | IPP Non-CHP | [62 empty] | GAS | [39 empty] | 1.1659 | 0.0016829 | 10.4
54815 | AMERESCO Delaware South | 56429 | AMERESCO Delaware South | DE | Sussex | 3 | IC | OP | 1 | 1 | 1 |  | 12 | 2006 | LFG |  | N | Y | N | IPP Non-CHP | [62 empty] | GAS | [39 empty] | 1.1659 | 0.0016829 | 10.4
54815 | AMERESCO Delaware South | 56429 | AMERESCO Delaware South | DE | Sussex | 4 | IC | OP | 1 | 1 | 1 |  | 12 | 2006 | LFG |  | N | Y | N | IPP Non-CHP | [62 empty] | GAS | [39 empty] | 1.1659 | 0.0016829 | 10.4
54815 | AMERESCO Delaware South | 56429 | AMERESCO Delaware South | DE | Sussex | 5 | IC | OP | 1 | 1 | 1 |  | 5 | 2010 | LFG |  | N | Y | N | IPP Non-CHP | [62 empty] | GAS | [39 empty] | 1.1659 | 0.0016829 | 10.4
54816 | AMERESCO Delaware Central | 56430 | AMERESCO Delaware Central | DE | Kent | 1C | IC | OP | 1 | 1 | 1 |  | 12 | 2006 | LFG |  | N | Y | N | IPP Non-CHP | [62 empty] | GAS | [39 empty] | 1.1659 | 0.0016829 | 10.4
54816 | AMERESCO Delaware Central | 56430 | AMERESCO Delaware Central | DE | Kent | 2C | IC | OP | 1 | 1 | 1 |  | 12 | 2006 | LFG |  | N | Y | N | IPP Non-CHP | [62 empty] | GAS | [39 empty] | 1.1659 | 0.0016829 | 10.4
54816 | AMERESCO Delaware Central | 56430 | AMERESCO Delaware Central | DE | Kent | 3C | IC | OP | 1 | 1 | 1 |  | 12 | 2006 | LFG |  | N | Y | N | IPP Non-CHP | [62 empty] | GAS | [39 empty] | 1.1659 | 0.0016829 | 10.4
54817 | Fairless Energy LLC | 55298 | Fairless Energy Center | PA | Bucks | CT1A | CT | OP | 198.9 | 178 | 187 |  | 5 | 2004 | NG |  | N | Y | N | IPP Non-CHP |  |  |  |  | N | [57 empty] | GAS | PA | Fairless Energy, LLC | 55298 | 1B | 2010 |  | ARP, CAIRNOX, CAIROS, CAIRSO2 | 6734.28 | 12 | 1680185.47 |  | 3.504 | 0.0093 | 44.28 | 694092.342 | 11679404.26 | 3 |  | Bucks | Electric Utility |  |  | 40.1464 | -74.7406 | Fairless Energy, LLC (Operator) Amanda Funding, LP (Owner) | Phase 2 |  | Operating | Combined cycle | Pipeline Natural Gas |  |  | Dry Low NOx Burners Selective Catalytic Reduction |  | 2406 | 6.8673 | GAS | 333 | 109.6257 | 0.0093 | 0.0006 | 9.2348
54817 | Fairless Energy LLC | 55298 | Fairless Energy Center | PA | Bucks | CT1B | CT | OP | 198.9 | 178 | 187 |  | 5 | 2004 | NG |  | N | Y | N | IPP Non-CHP |  |  |  |  | N | [57 empty] | GAS | PA | Fairless Energy, LLC | 55298 | 1B | 2010 |  | ARP, CAIRNOX, CAIROS, CAIRSO2 | 6734.28 | 12 | 1680185.47 |  | 3.504 | 0.0093 | 44.28 | 694092.342 | 11679404.26 | 3 |  | Bucks | Electric Utility |  |  | 40.1464 | -74.7406 | Fairless Energy, LLC (Operator) Amanda Funding, LP (Owner) | Phase 2 |  | Operating | Combined cycle | Pipeline Natural Gas |  |  | Dry Low NOx Burners Selective Catalytic Reduction |  | 2406 | 6.8673 | GAS | 333 | 109.6257 | 0.0093 | 0.0006 | 9.2348
54817 | Fairless Energy LLC | 55298 | Fairless Energy Center | PA | Bucks | CT2A | CT | OP | 198.9 | 178 | 187 |  | 6 | 2004 | NG |  | N | Y | N | IPP Non-CHP |  |  |  |  | N | [57 empty] | GAS | PA | Fairless Energy, LLC | 55298 | 2B | 2010 |  | ARP, CAIRNOX, CAIROS, CAIRSO2 | 4761.97 | 12 | 1198324.64 |  | 2.556 | 0.0153 | 40.289 | 506227.492 | 8518247.088 | 3 |  | Bucks | Electric Utility |  |  | 40.1464 | -74.7406 | Fairless Energy, LLC (Operator) Amanda Funding, LP (Owner) | Phase 2 |  | Operating | Combined cycle | Pipeline Natural Gas |  |  | Dry Low NOx Burners Selective Catalytic Reduction |  | 2406 | 6.9942 | GAS | 319 | 147.0588 | 0.0153 | 0.0006 | 9.2348
54817 | Fairless Energy LLC | 55298 | Fairless Energy Center | PA | Bucks | CT2B | CT | OP | 198.9 | 178 | 188 |  | 6 | 2004 | NG |  | N | Y | N | IPP Non-CHP |  |  |  |  | N | [57 empty] | GAS | PA | Fairless Energy, LLC | 55298 | 2B | 2010 |  | ARP, CAIRNOX, CAIROS, CAIRSO2 | 4761.97 | 12 | 1198324.64 |  | 2.556 | 0.0153 | 40.289 | 506227.492 | 8518247.088 | 3 |  | Bucks | Electric Utility |  |  | 40.1464 | -74.7406 | Fairless Energy, LLC (Operator) Amanda Funding, LP (Owner) | Phase 2 |  | Operating | Combined cycle | Pipeline Natural Gas |  |  | Dry Low NOx Burners Selective Catalytic Reduction |  | 2406 | 6.9942 | GAS | 319 | 151.5957 | 0.0153 | 0.0006 | 9.2348
54817 | Fairless Energy LLC | 55298 | Fairless Energy Center | PA | Bucks | ST1 | CA | OP | 271.2 | 241.2 | 263.7 |  | 5 | 2004 | NG |  | N | Y | N | IPP Non-CHP |  |  |  |  | N | [57 empty] | GAS | [39 empty] | 0 | 0 | 10.4
54817 | Fairless Energy LLC | 55298 | Fairless Energy Center | PA | Bucks | ST2 | CA | OP | 271.2 | 258 | 263.7 |  | 6 | 2004 | NG |  | N | Y | N | IPP Non-CHP |  |  |  |  | N | [57 empty] | GAS | [39 empty] | 0 | 0 | 10.4
54819 | FPL Energy Mower County LLC | 56424 | Mower County Wind Energy Center | MN | Mower | 1 | WT | OP | 98.9 | 98.9 | 98.9 |  | 12 | 2006 | WND |  | N | Y | N | IPP Non-CHP | [62 empty] | N/A | [39 empty] | 0 | 0 | 10.4
54821 | Rumford Power | 55100 | Rumford Power Associates | ME | Oxford | UNT1 | CT | OP | 179.4 | 164 | 168 |  | 7 | 2000 | NG |  | N | Y | N | IPP Non-CHP | [62 empty] | GAS | ME | Rumford Power | 55100 | 1 | 2010 |  | ARP, RGGI | 2890.9 | 12 | 533648.93 |  | 1.174 | 0.0286 | 36.267 | 232582.932 | 3913644.657 | 1 |  | Oxford | Electric Utility |  |  | 44.5303 | -70.5219 | Rumford Power Associates, LP (Owner) General Electric International, Inc. (Operator) (Ended May 27, 2010) Wood Group Power Operations, Inc. (Operator) (Started May 27, 2010) | Phase 2 |  | Operating | Combined cycle | Pipeline Natural Gas |  |  | Selective Catalytic Reduction |  | 1975 | 7.0523 | GAS | 270 | 196.4286 | 0.0286 | 0.0006 | 7.0523
54821 | Rumford Power | 55100 | Rumford Power Associates | ME | Oxford | UNT2 | CA | OP | 95.1 | 90 | 88 |  | 7 | 2000 | NG |  | N | Y | N | IPP Non-CHP | [62 empty] | GAS | [39 empty] | 0 | 0 | 10.4
54823 | Wausau Paper Mills LLC | 50636 | Wausau Paper Mills LLC | MN | Crow Wing | 1 | HY | OP | 0.5 | 0.5 | 0.5 |  | 1 | 1917 | WAT |  | N | Y | N | Industrial Non-CHP |  |  |  |  | N | [57 empty] | N/A | [39 empty] | 0 | 0 | 10.4
54823 | Wausau Paper Mills LLC | 50636 | Wausau Paper Mills LLC | MN | Crow Wing | 2 | HY | OP | 0.5 | 0.5 | 0.5 |  | 1 | 1917 | WAT |  | N | Y | N | Industrial Non-CHP |  |  |  |  | N | [57 empty] | N/A | [39 empty] | 0 | 0 | 10.4
54823 | Wausau Paper Mills LLC | 50636 | Wausau Paper Mills LLC | MN | Crow Wing | 3 | HY | OP | 0.4 | 0.4 | 0.4 |  | 7 | 1936 | WAT |  | N | Y | N | Industrial Non-CHP |  |  |  |  | N | [57 empty] | N/A | [39 empty] | 0 | 0 | 10.4
54823 | Wausau Paper Mills LLC | 50636 | Wausau Paper Mills LLC | MN | Crow Wing | 4 | HY | OP | 0.6 | 0.6 | 0.6 |  | 1 | 1936 | WAT |  | N | Y | N | Industrial Non-CHP |  |  |  |  | N | [57 empty] | N/A | [39 empty] | 0 | 0 | 10.4
54823 | Wausau Paper Mills LLC | 50636 | Wausau Paper Mills LLC | MN | Crow Wing | 5 | HY | OP | 0.6 | 0.6 | 0.6 |  | 1 | 1940 | WAT |  | N | Y | N | Industrial Non-CHP |  |  |  |  | N | [57 empty] | N/A | [39 empty] | 0 | 0 | 10.4
54823 | Wausau Paper Mills LLC | 50636 | Wausau Paper Mills LLC | MN | Crow Wing | VPLS | ST | OP | 0.6 | 0.4 | 0.5 |  | 1 | 1959 | BIT | NG | Y | Y | N | Industrial Non-CHP |  |  |  |  | N |  |  | Y | [54 empty] | COAL | [39 empty] | 0.9544 | 2.1887 | 15.4002
54824 | SUEZ Energy Generation NA Inc | 51026 | Ryegate Power Station | VT | CALEDONIA | GEN1 | ST | OP | 21.5 | 20 | 20 |  | 9 | 1992 | WDS |  | N | Y | N | IPP Non-CHP |  |  |  |  | N | [57 empty] | OTHER SOLID | [39 empty] | 0.0648 | 0.027585 | 13.6504
54827 | Telogia Power LLC | 50774 | Telogia Power | FL | Liberty | GEN1 | ST | OP | 14 | 12.5 | 12.5 |  | 7 | 1986 | WDS |  | N | Y | N | IPP Non-CHP |  |  |  |  | N | [57 empty] | OTHER SOLID | [39 empty] | 0.24922 | 0.031991 | 13.9807
54832 | Escambia Operating Co LLC | 50724 | Big Escambia Creek | AL | Escambia | 3011 | ST | OP | 1.2 | 1.1 | 1.1 |  | 6 | 1974 | NG |  | N | N | N | Industrial Non-CHP |  |  |  |  | N | [57 empty] | GAS | [39 empty] | 0.777 | 0.0008799 | 12.8253
54837 | INEOS Nitriles Greenlake | 50404 | BP Chemicals Green Lake Plant | TX | Calhoun | TG2 | ST | OP | 15 | 15 | 15 |  | 3 | 1989 | WH |  | N | Y | Y | Industrial CHP |  |  |  |  | N | [57 empty] | N/A | [39 empty] | 0 | 0 | 10.4
54837 | INEOS Nitriles Greenlake | 50404 | BP Chemicals Green Lake Plant | TX | Calhoun | TG3 | ST | OP | 23.8 | 23.8 | 23.8 |  | 1 | 1997 | WH |  | N | Y | Y | Industrial CHP |  |  |  |  | N | [57 empty] | N/A | [39 empty] | 0 | 0 | 10.4
54838 | Windsor Machinery Co Inc | 54573 | Wappinger Falls Hydroelectric | NY | Dutches | 1 | HY | OP | 1 | 1 | 0.9 |  | 12 | 1988 | WAT |  | N | Y | N | IPP Non-CHP |  |  |  |  | N | [57 empty] | N/A | [39 empty] | 0 | 0 | 10.4
54839 | Eagle Materials Co LLC | 54630 | American Gypsum Cogeneration | CO | Eagle | T-1 | GT | OP | 2.8 | 2.6 | 2.8 |  | 3 | 1990 | NG |  | N | N | Y | Industrial CHP |  |  |  |  | N | [57 empty] | GAS | [39 empty] | 0.31827 | 0.0027289 | 8.9482
54839 | Eagle Materials Co LLC | 54630 | American Gypsum Cogeneration | CO | Eagle | T-2 | GT | OP | 3.6 | 2.6 | 2.8 |  | 3 | 1990 | NG |  | N | N | Y | Industrial CHP |  |  |  |  | N | [57 empty] | GAS | [39 empty] | 0.28943 | 0.0025774 | 9.2569
54840 | Spindle Hill Energy LLC | 56445 | Spindle Hill Energy Center | CO | Weld | GEN1 | GT | OP | 197 | 135 | 150 |  | 5 | 2007 | NG | DFO | Y | Y | N | IPP Non-CHP |  |  |  |  | N | [57 empty] | GAS | CO | Spindle Hill Energy Center | 56445 | CT-01 | 2010 |  | ARP | 2644.89 | 12 | 302858.13 |  | 0.946 | 0.0419 | 58.561 | 186878.139 | 3144566.698 | 8 |  | Weld | Electric Utility |  |  | 40.0914 | -104.8819 | Invenergy Services LLC (Operator) Spindle Hill Energy LLC (Owner) | Phase 2 |  | Operating | Combustion turbine | Pipeline Natural Gas | Diesel Oil |  | Dry Low NOx Burners Water Injection |  | 2707 | 10.01 | GAS | 158 | 473.3333 | 0.0419 | 0.000602 | 10.01
54840 | Spindle Hill Energy LLC | 56445 | Spindle Hill Energy Center | CO | Weld | GEN2 | GT | OP | 197 | 135 | 158 |  | 5 | 2007 | NG | DFO | Y | Y | N | IPP Non-CHP |  |  |  |  | N | [57 empty] | GAS | CO | Spindle Hill Energy Center | 56445 | CT-02 | 2010 |  | ARP | 2328.76 | 12 | 271353.88 |  | 0.846 | 0.048 | 56.648 | 167556.379 | 2819412.314 | 8 |  | Weld | Electric Utility |  |  | 40.0914 | -104.8819 | Invenergy Services LLC (Operator) Spindle Hill Energy LLC (Owner) | Phase 2 |  | Operating | Combustion turbine | Pipeline Natural Gas | Diesel Oil |  | Dry Low NOx Burners Water Injection |  | 2707 | 10.0212 | GAS | 158 | 500 | 0.048 | 0.0006 | 10.0212
54842 | WM Renewable Energy LLC | 50571 | Altamont Gas Recovery | CA | Alameda | GEN1 | GT | OP | 3 | 2.9 | 3.3 |  | 3 | 1969 | LFG |  | N | Y | N | IPP Non-CHP |  |  |  |  | N | [57 empty] | GAS | [39 empty] | 0.0016829 | 0.0016829 | 10.4
54842 | WM Renewable Energy LLC | 56527 | Fitchburg Gas Recovery | MA | Worcester | GEN1 | IC | OP | 1.6 | 1.6 | 1.6 |  | 10 | 2007 | LFG |  | N | Y | N | IPP Non-CHP |  |  |  |  | N | [57 empty] | GAS | [39 empty] | 1.1659 | 0.0016829 | 10.4
54842 | WM Renewable Energy LLC | 56527 | Fitchburg Gas Recovery | MA | Worcester | GEN2 | IC | OP | 1.6 | 1.6 | 1.6 |  | 10 | 2007 | LFG |  | N | Y | N | IPP Non-CHP |  |  |  |  | N | [57 empty] | GAS | [39 empty] | 1.1659 | 0.0016829 | 10.4
54842 | WM Renewable Energy LLC | 50564 | New Milford Gas Recovery | CT | Litchfield | GEN2 | IC | OP | 0.8 | 0.8 | 0.8 |  | 5 | 2008 | LFG |  | N | Y | N | IPP Non-CHP | [62 empty] | GAS | [39 empty] | 1.1659 | 0.0016829 | 10.4
54842 | WM Renewable Energy LLC | 50564 | New Milford Gas Recovery | CT | Litchfield | GEN3 | IC | OP | 0.8 | 0.8 | 0.8 |  | 5 | 2008 | LFG |  | N | Y | N | IPP Non-CHP | [62 empty] | GAS | [39 empty] | 1.1659 | 0.0016829 | 10.4
54842 | WM Renewable Energy LLC | 50564 | New Milford Gas Recovery | CT | Litchfield | GEN4 | IC | OP | 0.8 | 0.8 | 0.8 |  | 5 | 2008 | LFG |  | N | Y | N | IPP Non-CHP |  |  |  | 2012 | [58 empty] | GAS | [39 empty] | 1.1659 | 0.0016829 | 10.4
54842 | WM Renewable Energy LLC | 50565 | Monroe Livingston Gas Recovery | NY | Monroe | GEN1 | IC | OP | 0.8 | 0.8 | 0.8 |  | 12 | 1988 | LFG |  | N | Y | N | IPP Non-CHP |  |  |  |  | N | [57 empty] | GAS | [39 empty] | 1.1659 | 0.0016829 | 10.4
54842 | WM Renewable Energy LLC | 50565 | Monroe Livingston Gas Recovery | NY | Monroe | GEN2 | IC | OP | 0.8 | 0.8 | 0.8 |  | 12 | 1988 | LFG |  | N | Y | N | IPP Non-CHP |  |  |  | 2013 | N | [57 empty] | GAS | [39 empty] | 1.1659 | 0.0016829 | 10.4
54842 | WM Renewable Energy LLC | 50568 | High Acres Gas Recovery | NY | Monroe | GEN1 | IC | OP | 0.8 | 0.8 | 0.8 |  | 5 | 1991 | LFG |  | N | Y | N | IPP Non-CHP |  |  |  |  | N | [57 empty] | GAS | [39 empty] | 1.1659 | 0.0016829 | 10.4
54842 | WM Renewable Energy LLC | 50568 | High Acres Gas Recovery | NY | Monroe | GEN2 | IC | OP | 0.8 | 0.8 | 0.8 |  | 5 | 1991 | LFG |  | N | Y | N | IPP Non-CHP |  |  |  |  | N | [57 empty] | GAS | [39 empty] | 1.1659 | 0.0016829 | 10.4
54842 | WM Renewable Energy LLC | 50568 | High Acres Gas Recovery | NY | Monroe | GEN3 | IC | OP | 0.8 | 0.8 | 0.8 |  | 5 | 1991 | LFG |  | N | Y | N | IPP Non-CHP |  |  |  |  | N | [57 empty] | GAS | [39 empty] | 1.1659 | 0.0016829 | 10.4
54842 | WM Renewable Energy LLC | 50568 | High Acres Gas Recovery | NY | Monroe | GEN4 | IC | OP | 0.8 | 0.8 | 0.8 |  | 5 | 1991 | LFG |  | N | Y | N | IPP Non-CHP |  |  |  |  | N | [57 empty] | GAS | [39 empty] | 1.1659 | 0.0016829 | 10.4
54842 | WM Renewable Energy LLC | 50568 | High Acres Gas Recovery | NY | Monroe | GEN5 | IC | OP | 1.6 | 1.6 | 1.6 |  | 3 | 2008 | LFG |  | N | Y | N | IPP Non-CHP |  |  |  |  | N | [57 empty] | GAS | [39 empty] | 1.1659 | 0.0016829 | 10.4
54842 | WM Renewable Energy LLC | 50568 | High Acres Gas Recovery | NY | Monroe | GEN6 | IC | OP | 1.6 | 1.6 | 1.6 |  | 3 | 2008 | LFG |  | N | Y | N | IPP Non-CHP |  |  |  |  | N | [57 empty] | GAS | [39 empty] | 1.1659 | 0.0016829 | 10.4
54842 | WM Renewable Energy LLC | 50568 | High Acres Gas Recovery | NY | Monroe | GEN7 | IC | OP | 1.6 | 1.6 | 1.6 |  | 3 | 2008 | LFG |  | N | Y | N | IPP Non-CHP |  |  |  |  | N | [57 empty] | GAS | [39 empty] | 1.1659 | 0.0016829 | 10.4
54842 | WM Renewable Energy LLC | 50568 | High Acres Gas Recovery | NY | Monroe | GEN8 | IC | OP | 1.6 | 1.6 | 1.6 |  | 3 | 2008 | LFG |  | N | Y | N | IPP Non-CHP |  |  |  |  | N | [57 empty] | GAS | [39 empty] | 1.1659 | 0.0016829 | 10.4
54842 | WM Renewable Energy LLC | 50569 | DFW Gas Recovery | TX | Denton | GEN1 | GT | OP | 3 | 2.9 | 3.2 |  | 5 | 1988 | LFG |  | N | Y | N | IPP Non-CHP |  |  |  |  | N | [57 empty] | GAS | [39 empty] | 0.0016829 | 0.0016829 | 10.4
54842 | WM Renewable Energy LLC | 50569 | DFW Gas Recovery | TX | Denton | GEN2 | GT | OP | 3 | 2.9 | 3.2 |  | 5 | 1988 | LFG |  | N | Y | N | IPP Non-CHP |  |  |  |  | N | [57 empty] | GAS | [39 empty] | 0.0016829 | 0.0016829 | 10.4
54842 | WM Renewable Energy LLC | 50569 | DFW Gas Recovery | TX | Denton | GEN3 | IC | OP | 1.6 | 1.6 | 1.6 |  | 8 | 2009 | LFG |  | N | Y | N | IPP Non-CHP | [62 empty] | GAS | [39 empty] | 1.1659 | 0.0016829 | 10.4
54842 | WM Renewable Energy LLC | 50569 | DFW Gas Recovery | TX | Denton | GEN4 | IC | OP | 1.6 | 1.6 | 1.6 |  | 8 | 2009 | LFG |  | N | Y | N | IPP Non-CHP | [62 empty] | GAS | [39 empty] | 1.1659 | 0.0016829 | 10.4
54842 | WM Renewable Energy LLC | 50569 | DFW Gas Recovery | TX | Denton | GEN5 | IC | OP | 1.6 | 1.6 | 1.6 |  | 8 | 2009 | LFG |  | N | Y | N | IPP Non-CHP | [62 empty] | GAS | [39 empty] | 1.1659 | 0.0016829 | 10.4
54842 | WM Renewable Energy LLC | 50569 | DFW Gas Recovery | TX | Denton | GEN6 | IC | OP | 1.6 | 1.6 | 1.6 |  | 8 | 2009 | LFG |  | N | Y | N | IPP Non-CHP | [62 empty] | GAS | [39 empty] | 1.1659 | 0.0016829 | 10.4
54842 | WM Renewable Energy LLC | 50570 | Chestnut Ridge Gas Recovery | TN | Anderson | GEN1 | IC | OP | 0.8 | 0.8 | 0.8 |  | 1 | 1992 | LFG |  | N | Y | N | IPP Non-CHP |  |  |  |  | N | [57 empty] | GAS | [39 empty] | 1.1659 | 0.0016829 | 10.4
54842 | WM Renewable Energy LLC | 50570 | Chestnut Ridge Gas Recovery | TN | Anderson | GEN2 | IC | OP | 0.8 | 0.8 | 0.8 |  | 1 | 1992 | LFG |  | N | Y | N | IPP Non-CHP |  |  |  |  | N | [57 empty] | GAS | [39 empty] | 1.1659 | 0.0016829 | 10.4
54842 | WM Renewable Energy LLC | 50570 | Chestnut Ridge Gas Recovery | TN | Anderson | GEN3 | IC | OP | 0.8 | 0.8 | 0.8 |  | 1 | 1992 | LFG |  | N | Y | N | IPP Non-CHP |  |  |  |  | N | [57 empty] | GAS | [39 empty] | 1.1659 | 0.0016829 | 10.4
54842 | WM Renewable Energy LLC | 50570 | Chestnut Ridge Gas Recovery | TN | Anderson | GEN4 | IC | OP | 0.8 | 0.8 | 0.8 |  | 1 | 1992 | LFG |  | N | Y | N | IPP Non-CHP |  |  |  |  | N | [57 empty] | GAS | [39 empty] | 1.1659 | 0.0016829 | 10.4
54842 | WM Renewable Energy LLC | 50570 | Chestnut Ridge Gas Recovery | TN | Anderson | GEN5 | IC | OP | 1.6 | 1.6 | 1.6 |  | 11 | 2011 | LFG |  | N | Y | N | IPP Non-CHP |  |  |  |  | N | [57 empty] | GAS | [39 empty] | 1.1659 | 0.0016829 | 10.4
54842 | WM Renewable Energy LLC | 50571 | Altamont Gas Recovery | CA | Alameda | GEN2 | GT | OP | 3 | 2.9 | 3.3 |  | 3 | 1989 | LFG |  | N | Y | N | IPP Non-CHP |  |  |  |  | N | [57 empty] | GAS | [39 empty] | 0.0016829 | 0.0016829 | 10.4
54842 | WM Renewable Energy LLC | 50571 | Altamont Gas Recovery | CA | Alameda | GEN3 | IC | OP | 1.3 | 1.3 | 1.3 |  | 10 | 2002 | LFG |  | N | Y | N | IPP Non-CHP |  |  |  |  | N | [57 empty] | GAS | [39 empty] | 1.1659 | 0.0016829 | 10.4
54842 | WM Renewable Energy LLC | 50571 | Altamont Gas Recovery | CA | Alameda | GEN4 | IC | OP | 1.3 | 1.3 | 1.3 |  | 10 | 2002 | LFG |  | N | Y | N | IPP Non-CHP |  |  |  |  | N | [57 empty] | GAS | [39 empty] | 1.1659 | 0.0016829 | 10.4
54842 | WM Renewable Energy LLC | 50572 | CSL Gas Recovery | FL | Broward | GEN1 | CT | OP | 3 | 2.9 | 3 |  | 3 | 1989 | LFG |  | N | Y | N | IPP Non-CHP |  |  |  |  | N | [57 empty] | GAS | [39 empty] | 0.000124 | 0.000124 | 10.4
54842 | WM Renewable Energy LLC | 50572 | CSL Gas Recovery | FL | Broward | GEN2 | CT | OP | 3 | 2.9 | 3 |  | 3 | 1989 | LFG |  | N | Y | N | IPP Non-CHP |  |  |  |  | N | [57 empty] | GAS | [39 empty] | 0.000124 | 0.000124 | 10.4
54842 | WM Renewable Energy LLC | 50572 | CSL Gas Recovery | FL | Broward | GEN3 | CT | OP | 3 | 2.9 | 3 |  | 3 | 1989 | LFG |  | N | Y | N | IPP Non-CHP |  |  |  |  | N | [57 empty] | GAS | [39 empty] | 0.000124 | 0.000124 | 10.4
54842 | WM Renewable Energy LLC | 50572 | CSL Gas Recovery | FL | Broward | GEN4 | CA | OP | 2.2 | 2.2 | 2.2 |  | 2 | 2000 | LFG |  | N | Y | N | IPP Non-CHP |  |  |  |  | N | [57 empty] | GAS | [39 empty] | 0 | 0 | 10.4
54842 | WM Renewable Energy LLC | 50576 | Metro Gas Recovery | WI | Milwaukee | GEN1 | GT | OP | 3 | 2.9 | 3.3 |  | 12 | 1985 | LFG |  | N | Y | N | IPP Non-CHP |  |  |  |  | N | [57 empty] | GAS | [39 empty] | 0.0016829 | 0.0016829 | 10.4
54842 | WM Renewable Energy LLC | 50576 | Metro Gas Recovery | WI | Milwaukee | GEN2 | GT | OP | 3 | 2.9 | 3.3 |  | 12 | 1985 | LFG |  | N | Y | N | IPP Non-CHP |  |  |  |  | N | [57 empty] | GAS | [39 empty] | 0.0016829 | 0.0016829 | 10.4
54842 | WM Renewable Energy LLC | 50576 | Metro Gas Recovery | WI | Milwaukee | GEN3 | IC | OP | 0.8 | 0.8 | 0.8 |  | 2 | 2000 | LFG |  | N | Y | N | IPP Non-CHP |  |  |  |  | N | [57 empty] | GAS | [39 empty] | 1.1659 | 0.0016829 | 10.4
54842 | WM Renewable Energy LLC | 50576 | Metro Gas Recovery | WI | Milwaukee | GEN4 | IC | OP | 0.8 | 0.8 | 0.8 |  | 2 | 2000 | LFG |  | N | Y | N | IPP Non-CHP |  |  |  |  | N | [57 empty] | GAS | [39 empty] | 1.1659 | 0.0016829 | 10.4
54842 | WM Renewable Energy LLC | 50576 | Metro Gas Recovery | WI | Milwaukee | GEN5 | IC | OP | 0.8 | 0.8 | 0.8 |  | 2 | 2000 | LFG |  | N | Y | N | IPP Non-CHP |  |  |  |  | N | [57 empty] | GAS | [39 empty] | 1.1659 | 0.0016829 | 10.4
54842 | WM Renewable Energy LLC | 50576 | Metro Gas Recovery | WI | Milwaukee | GEN6 | IC | OP | 0.8 | 0.8 | 0.8 |  | 2 | 2000 | LFG |  | N | Y | N | IPP Non-CHP |  |  |  |  | N | [57 empty] | GAS | [39 empty] | 1.1659 | 0.0016829 | 10.4
54842 | WM Renewable Energy LLC | 50577 | Omega Hills Gas Recovery | WI | Washington | GEN1 | GT | OP | 3 | 2.9 | 3.3 |  | 12 | 1985 | LFG |  | N | Y | N | IPP Non-CHP |  |  |  |  | N | [57 empty] | GAS | [39 empty] | 0.0016829 | 0.0016829 | 10.4
54842 | WM Renewable Energy LLC | 50577 | Omega Hills Gas Recovery | WI | Washington | GEN2 | GT | OP | 3 | 2.9 | 3.3 |  | 12 | 1985 | LFG |  | N | Y | N | IPP Non-CHP |  |  |  |  | N | [57 empty] | GAS | [39 empty] | 0.0016829 | 0.0016829 | 10.4
54842 | WM Renewable Energy LLC | 50577 | Omega Hills Gas Recovery | WI | Washington | GEN3 | GT | OP | 3.3 | 3 | 3 |  | 9 | 2001 | LFG |  | N | Y | N | IPP Non-CHP |  |  |  |  | N | [57 empty] | GAS | [39 empty] | 0.0016829 | 0.0016829 | 10.4
54842 | WM Renewable Energy LLC | 50577 | Omega Hills Gas Recovery | WI | Washington | GEN5 | GT | OP | 3.3 | 2.9 | 3.3 |  | 9 | 2010 | LFG |  | N | Y | N | IPP Non-CHP | [62 empty] | GAS | [39 empty] | 0.0016829 | 0.0016829 | 10.4
54842 | WM Renewable Energy LLC | 50578 | Stowe Power Production Plant | PA | MONTGOMERY | GEN2 | GT | OP | 3 | 2.9 | 3 |  | 5 | 1991 | LFG |  | N | Y | N | IPP Non-CHP |  |  |  |  | N | [57 empty] | GAS | [39 empty] | 0.0016829 | 0.0016829 | 10.4
54842 | WM Renewable Energy LLC | 54392 | BJ Gas Recovery | GA | Gwinnett | GEN1 | IC | OP | 0.8 | 0.8 | 0.8 |  | 9 | 1993 | LFG |  | N | Y | N | IPP Non-CHP |  |  |  | 2012 | N | [57 empty] | GAS | [39 empty] | 1.1659 | 0.0016829 | 10.4
54842 | WM Renewable Energy LLC | 54392 | BJ Gas Recovery | GA | Gwinnett | GEN3 | IC | OP | 0.8 | 0.8 | 0.8 |  | 9 | 1993 | LFG |  | N | Y | N | IPP Non-CHP |  |  |  | 2012 | N | [57 empty] | GAS | [39 empty] | 1.1659 | 0.0016829 | 10.4
54842 | WM Renewable Energy LLC | 54539 | Venice Resources Gas Recovery | MI | Shiawassee | GEN1 | IC | OP | 0.8 | 0.8 | 0.8 |  | 3 | 1992 | LFG |  | N | Y | N | IPP Non-CHP |  |  |  |  | N | [57 empty] | GAS | [39 empty] | 1.1659 | 0.0016829 | 10.4
54842 | WM Renewable Energy LLC | 54539 | Venice Resources Gas Recovery | MI | Shiawassee | GEN2 | IC | OP | 0.8 | 0.8 | 0.8 |  | 3 | 1992 | LFG |  | N | Y | N | IPP Non-CHP |  |  |  |  | N | [57 empty] | GAS | [39 empty] | 1.1659 | 0.0016829 | 10.4
54842 | WM Renewable Energy LLC | 54661 | Pheasant Run Landfill Gas Recovery | WI | Kenosha | GE10 | IC | OP | 0.8 | 0.8 | 0.8 |  | 7 | 2002 | LFG |  | N | Y | N | IPP Non-CHP |  |  |  |  | N | [57 empty] | GAS | [39 empty] | 1.1659 | 0.0016829 | 10.4
54842 | WM Renewable Energy LLC | 54661 | Pheasant Run Landfill Gas Recovery | WI | Kenosha | GE11 | IC | OP | 0.8 | 0.8 | 0.8 |  | 7 | 2002 | LFG |  | N | Y | N | IPP Non-CHP |  |  |  |  | N | [57 empty] | GAS | [39 empty] | 1.1659 | 0.0016829 | 10.4
54842 | WM Renewable Energy LLC | 54661 | Pheasant Run Landfill Gas Recovery | WI | Kenosha | GEN1 | IC | OP | 0.8 | 0.8 | 0.8 |  | 2 | 1992 | LFG |  | N | Y | N | IPP Non-CHP |  |  |  |  | N | [57 empty] | GAS | [39 empty] | 1.1659 | 0.0016829 | 10.4
54842 | WM Renewable Energy LLC | 54661 | Pheasant Run Landfill Gas Recovery | WI | Kenosha | GEN2 | IC | OP | 0.8 | 0.8 | 0.8 |  | 2 | 1992 | LFG |  | N | Y | N | IPP Non-CHP |  |  |  |  | N | [57 empty] | GAS | [39 empty] | 1.1659 | 0.0016829 | 10.4
54842 | WM Renewable Energy LLC | 54661 | Pheasant Run Landfill Gas Recovery | WI | Kenosha | GEN3 | IC | OP | 0.8 | 0.8 | 0.8 |  | 2 | 1996 | LFG |  | N | Y | N | IPP Non-CHP |  |  |  |  | N | [57 empty] | GAS | [39 empty] | 1.1659 | 0.0016829 | 10.4
54842 | WM Renewable Energy LLC | 54661 | Pheasant Run Landfill Gas Recovery | WI | Kenosha | GEN4 | IC | OP | 0.8 | 0.8 | 0.8 |  | 2 | 2000 | LFG |  | N | Y | N | IPP Non-CHP |  |  |  |  | N | [57 empty] | GAS | [39 empty] | 1.1659 | 0.0016829 | 10.4
54842 | WM Renewable Energy LLC | 54661 | Pheasant Run Landfill Gas Recovery | WI | Kenosha | GEN5 | IC | OP | 0.8 | 0.8 | 0.8 |  | 2 | 2000 | LFG |  | N | Y | N | IPP Non-CHP |  |  |  |  | N | [57 empty] | GAS | [39 empty] | 1.1659 | 0.0016829 | 10.4
54842 | WM Renewable Energy LLC | 54661 | Pheasant Run Landfill Gas Recovery | WI | Kenosha | GEN6 | IC | OP | 0.8 | 0.8 | 0.8 |  | 2 | 2000 | LFG |  | N | Y | N | IPP Non-CHP |  |  |  |  | N | [57 empty] | GAS | [39 empty] | 1.1659 | 0.0016829 | 10.4
54842 | WM Renewable Energy LLC | 54661 | Pheasant Run Landfill Gas Recovery | WI | Kenosha | GEN7 | IC | OP | 0.8 | 0.8 | 0.8 |  | 2 | 2000 | LFG |  | N | Y | N | IPP Non-CHP |  |  |  |  | N | [57 empty] | GAS | [39 empty] | 1.1659 | 0.0016829 | 10.4
54842 | WM Renewable Energy LLC | 54661 | Pheasant Run Landfill Gas Recovery | WI | Kenosha | GEN8 | IC | OP | 0.8 | 0.8 | 0.8 |  | 7 | 2002 | LFG |  | N | Y | N | IPP Non-CHP |  |  |  |  | N | [57 empty] | GAS | [39 empty] | 1.1659 | 0.0016829 | 10.4
54842 | WM Renewable Energy LLC | 54661 | Pheasant Run Landfill Gas Recovery | WI | Kenosha | GEN9 | IC | OP | 0.8 | 0.8 | 0.8 |  | 7 | 2002 | LFG |  | N | Y | N | IPP Non-CHP |  |  |  |  | N | [57 empty] | GAS | [39 empty] | 1.1659 | 0.0016829 | 10.4
54842 | WM Renewable Energy LLC | 54663 | Turnkey Landfill Gas Recovery | NH | Strafford | GEN1 | IC | OP | 0.8 | 0.8 | 0.8 |  | 2 | 1992 | LFG |  | N | Y | N | IPP Non-CHP |  |  |  |  | N | [57 empty] | GAS | [39 empty] | 1.1659 | 0.0016829 | 10.4
54842 | WM Renewable Energy LLC | 54663 | Turnkey Landfill Gas Recovery | NH | Strafford | GEN2 | IC | OP | 0.8 | 0.8 | 0.8 |  | 2 | 1992 | LFG |  | N | Y | N | IPP Non-CHP |  |  |  |  | N | [57 empty] | GAS | [39 empty] | 1.1659 | 0.0016829 | 10.4
54842 | WM Renewable Energy LLC | 54663 | Turnkey Landfill Gas Recovery | NH | Strafford | GEN3 | IC | OP | 0.8 | 0.8 | 0.8 |  | 2 | 1992 | LFG |  | N | Y | N | IPP Non-CHP |  |  |  |  | N | [57 empty] | GAS | [39 empty] | 1.1659 | 0.0016829 | 10.4
54842 | WM Renewable Energy LLC | 54663 | Turnkey Landfill Gas Recovery | NH | Strafford | GEN4 | IC | OP | 0.8 | 0.8 | 0.8 |  | 9 | 1993 | LFG |  | N | Y | N | IPP Non-CHP |  |  |  |  | N | [57 empty] | GAS | [39 empty] | 1.1659 | 0.0016829 | 10.4
54842 | WM Renewable Energy LLC | 54663 | Turnkey Landfill Gas Recovery | NH | Strafford | GEN5 | GT | OP | 3 | 2.9 | 3.3 |  | 12 | 1997 | LFG |  | N | Y | N | IPP Non-CHP |  |  |  |  | N | [57 empty] | GAS | [39 empty] | 0.0016829 | 0.0016829 | 10.4
54842 | WM Renewable Energy LLC | 54663 | Turnkey Landfill Gas Recovery | NH | Strafford | GEN6 | GT | OP | 3 | 2.9 | 3.3 |  | 12 | 1997 | LFG |  | N | Y | N | IPP Non-CHP |  |  |  |  | N | [57 empty] | GAS | [39 empty] | 0.0016829 | 0.0016829 | 10.4
54842 | WM Renewable Energy LLC | 54700 | Metro Methane Recovery Facility | IA | Polk | GEN1 | IC | OP | 0.8 | 0.8 | 0.8 |  | 1 | 1998 | LFG |  | N | Y | N | IPP Non-CHP |  |  |  |  | N | [57 empty] | GAS | [39 empty] | 1.1659 | 0.0016829 | 10.4
54842 | WM Renewable Energy LLC | 54700 | Metro Methane Recovery Facility | IA | Polk | GEN2 | IC | OP | 0.8 | 0.8 | 0.8 |  | 1 | 1998 | LFG |  | N | Y | N | IPP Non-CHP |  |  |  |  | N | [57 empty] | GAS | [39 empty] | 1.1659 | 0.0016829 | 10.4
54842 | WM Renewable Energy LLC | 54700 | Metro Methane Recovery Facility | IA | Polk | GEN3 | IC | OP | 0.8 | 0.8 | 0.8 |  | 1 | 1998 | LFG |  | N | Y | N | IPP Non-CHP |  |  |  |  | N | [57 empty] | GAS | [39 empty] | 1.1659 | 0.0016829 | 10.4
54842 | WM Renewable Energy LLC | 54700 | Metro Methane Recovery Facility | IA | Polk | GEN4 | IC | OP | 0.8 | 0.8 | 0.8 |  | 1 | 1998 | LFG |  | N | Y | N | IPP Non-CHP |  |  |  |  | N | [57 empty] | GAS | [39 empty] | 1.1659 | 0.0016829 | 10.4
54842 | WM Renewable Energy LLC | 54700 | Metro Methane Recovery Facility | IA | Polk | GEN5 | IC | OP | 0.8 | 0.8 | 0.8 |  | 1 | 1998 | LFG |  | N | Y | N | IPP Non-CHP |  |  |  |  | N | [57 empty] | GAS | [39 empty] | 1.1659 | 0.0016829 | 10.4
54842 | WM Renewable Energy LLC | 54700 | Metro Methane Recovery Facility | IA | Polk | GEN6 | IC | OP | 0.8 | 0.8 | 0.8 |  | 1 | 1998 | LFG |  | N | Y | N | IPP Non-CHP |  |  |  |  | N | [57 empty] | GAS | [39 empty] | 1.1659 | 0.0016829 | 10.4
54842 | WM Renewable Energy LLC | 54700 | Metro Methane Recovery Facility | IA | Polk | GEN7 | IC | OP | 0.8 | 0.8 | 0.8 |  | 1 | 1998 | LFG |  | N | Y | N | IPP Non-CHP |  |  |  |  | N | [57 empty] | GAS | [39 empty] | 1.1659 | 0.0016829 | 10.4
54842 | WM Renewable Energy LLC | 54700 | Metro Methane Recovery Facility | IA | Polk | GEN8 | IC | OP | 0.8 | 0.8 | 0.8 |  | 1 | 1998 | LFG |  | N | Y | N | IPP Non-CHP |  |  |  |  | N | [57 empty] | GAS | [39 empty] | 1.1659 | 0.0016829 | 10.4
54842 | WM Renewable Energy LLC | 54939 | EKS Landfill | MN | Dakota | UNT1 | IC | OP | 1.6 | 1.5 | 1.5 |  | 5 | 1994 | LFG |  | N | Y | N | IPP Non-CHP |  |  |  |  | N | [57 empty] | GAS | [39 empty] | 1.1659 | 0.0016829 | 10.4
54842 | WM Renewable Energy LLC | 54939 | EKS Landfill | MN | Dakota | UNT2 | IC | OP | 1.6 | 1.5 | 1.5 |  | 5 | 1994 | LFG |  | N | Y | N | IPP Non-CHP |  |  |  |  | N | [57 empty] | GAS | [39 empty] | 1.1659 | 0.0016829 | 10.4
54842 | WM Renewable Energy LLC | 54939 | EKS Landfill | MN | Dakota | UNT4 | IC | OP | 1.6 | 1.5 | 1.5 |  | 7 | 2011 | LFG |  | N | Y | N | IPP Non-CHP | [62 empty] | GAS | [39 empty] | 1.1659 | 0.0016829 | 10.4
54842 | WM Renewable Energy LLC | 55074 | Lakeview Gas Recovery | PA | Erie | GEN1 | IC | OP | 3 | 3 | 3 |  | 5 | 1997 | LFG |  | N | Y | N | IPP Non-CHP |  |  |  |  | N | [57 empty] | GAS | [39 empty] | 1.1659 | 0.0016829 | 10.4
54842 | WM Renewable Energy LLC | 55074 | Lakeview Gas Recovery | PA | Erie | GEN2 | IC | OP | 3 | 3 | 3 |  | 6 | 1997 | LFG |  | N | Y | N | IPP Non-CHP |  |  |  |  | N | [57 empty] | GAS | [39 empty] | 1.1659 | 0.0016829 | 10.4
54842 | WM Renewable Energy LLC | 55925 | Ridgeview | WI | Manitowoc | GEN1 | IC | OP | 0.8 | 0.8 | 0.8 |  | 9 | 2002 | LFG |  | N | Y | N | IPP Non-CHP |  |  |  |  | N | [57 empty] | GAS | [39 empty] | 1.1659 | 0.0016829 | 10.4
54842 | WM Renewable Energy LLC | 55925 | Ridgeview | WI | Manitowoc | GEN2 | IC | OP | 0.8 | 0.8 | 0.8 |  | 9 | 2002 | LFG |  | N | Y | N | IPP Non-CHP |  |  |  |  | N | [57 empty] | GAS | [39 empty] | 1.1659 | 0.0016829 | 10.4
54842 | WM Renewable Energy LLC | 55925 | Ridgeview | WI | Manitowoc | GEN3 | IC | OP | 0.8 | 0.8 | 0.8 |  | 9 | 2002 | LFG |  | N | Y | N | IPP Non-CHP |  |  |  |  | N | [57 empty] | GAS | [39 empty] | 1.1659 | 0.0016829 | 10.4
54842 | WM Renewable Energy LLC | 55925 | Ridgeview | WI | Manitowoc | GEN4 | IC | OP | 0.8 | 0.8 | 0.8 |  | 6 | 2003 | LFG |  | N | Y | N | IPP Non-CHP |  |  |  |  | N | [57 empty] | GAS | [39 empty] | 1.1659 | 0.0016829 | 10.4
54842 | WM Renewable Energy LLC | 55925 | Ridgeview | WI | Manitowoc | GEN5 | IC | OP | 0.8 | 0.8 | 0.8 |  | 12 | 2006 | LFG |  | N | Y | N | IPP Non-CHP |  |  |  |  | N | [57 empty] | GAS | [39 empty] | 1.1659 | 0.0016829 | 10.4
54842 | WM Renewable Energy LLC | 55925 | Ridgeview | WI | Manitowoc | GEN6 | IC | OP | 0.8 | 0.8 | 0.8 |  | 12 | 2006 | LFG |  | N | Y | N | IPP Non-CHP |  |  |  |  | N | [57 empty] | GAS | [39 empty] | 1.1659 | 0.0016829 | 10.4
54842 | WM Renewable Energy LLC | 55925 | Ridgeview | WI | Manitowoc | GEN7 | IC | OP | 0.8 | 0.8 | 0.8 |  | 12 | 2006 | LFG |  | N | Y | N | IPP Non-CHP |  |  |  |  | N | [57 empty] | GAS | [39 empty] | 1.1659 | 0.0016829 | 10.4
54842 | WM Renewable Energy LLC | 55925 | Ridgeview | WI | Manitowoc | GEN8 | IC | OP | 0.8 | 0.8 | 0.8 |  | 12 | 2006 | LFG |  | N | Y | N | IPP Non-CHP |  |  |  |  | N | [57 empty] | GAS | [39 empty] | 1.1659 | 0.0016829 | 10.4
54842 | WM Renewable Energy LLC | 55925 | Ridgeview | WI | Manitowoc | GEN9 | IC | OP | 0.8 | 0.8 | 0.8 |  | 12 | 2006 | LFG |  | N | Y | N | IPP Non-CHP |  |  |  | 2012 | N | [57 empty] | GAS | [39 empty] | 1.1659 | 0.0016829 | 10.4
54842 | WM Renewable Energy LLC | 56069 | Berlin | WI | Green Lake | 1 | IC | OP | 0.8 | 0.8 | 0.8 |  | 8 | 2001 | LFG |  | N | Y | N | IPP Non-CHP |  |  |  |  | N | [57 empty] | GAS | [39 empty] | 1.1659 | 0.0016829 | 10.4
54842 | WM Renewable Energy LLC | 56069 | Berlin | WI | Green Lake | 2 | IC | OP | 0.8 | 0.8 | 0.8 |  | 8 | 2001 | LFG |  | N | Y | N | IPP Non-CHP |  |  |  |  | N | [57 empty] | GAS | [39 empty] | 1.1659 | 0.0016829 | 10.4
54842 | WM Renewable Energy LLC | 56069 | Berlin | WI | Green Lake | 3 | IC | OP | 0.8 | 0.8 | 0.8 |  | 8 | 2001 | LFG |  | N | Y | N | IPP Non-CHP |  |  |  |  | N | [57 empty] | GAS | [39 empty] | 1.1659 | 0.0016829 | 10.4
54842 | WM Renewable Energy LLC | 56520 | Deertrack Park Gas Recovery | WI | Jefferson | GEN1 | IC | OP | 0.8 | 0.8 | 0.8 |  | 2 | 2006 | LFG |  | N | Y | N | IPP Non-CHP |  |  |  |  | N | [57 empty] | GAS | [39 empty] | 1.1659 | 0.0016829 | 10.4
54842 | WM Renewable Energy LLC | 56520 | Deertrack Park Gas Recovery | WI | Jefferson | GEN2 | IC | OP | 0.8 | 0.8 | 0.8 |  | 2 | 2006 | LFG |  | N | Y | N | IPP Non-CHP |  |  |  |  | N | [57 empty] | GAS | [39 empty] | 1.1659 | 0.0016829 | 10.4
54842 | WM Renewable Energy LLC | 56520 | Deertrack Park Gas Recovery | WI | Jefferson | GEN3 | IC | OP | 0.8 | 0.8 | 0.8 |  | 2 | 2006 | LFG |  | N | Y | N | IPP Non-CHP |  |  |  |  | N | [57 empty] | GAS | [39 empty] | 1.1659 | 0.0016829 | 10.4
54842 | WM Renewable Energy LLC | 56520 | Deertrack Park Gas Recovery | WI | Jefferson | GEN4 | IC | OP | 0.8 | 0.8 | 0.8 |  | 2 | 2006 | LFG |  | N | Y | N | IPP Non-CHP |  |  |  |  | N | [57 empty] | GAS | [39 empty] | 1.1659 | 0.0016829 | 10.4
54842 | WM Renewable Energy LLC | 56520 | Deertrack Park Gas Recovery | WI | Jefferson | GEN5 | IC | OP | 0.8 | 0.8 | 0.8 |  | 12 | 2007 | LFG |  | N | Y | N | IPP Non-CHP |  |  |  |  | N | [57 empty] | GAS | [39 empty] | 1.1659 | 0.0016829 | 10.4
54842 | WM Renewable Energy LLC | 56520 | Deertrack Park Gas Recovery | WI | Jefferson | GEN6 | IC | OP | 0.8 | 0.8 | 0.8 |  | 12 | 2007 | LFG |  | N | Y | N | IPP Non-CHP |  |  |  |  | N | [57 empty] | GAS | [39 empty] | 1.1659 | 0.0016829 | 10.4
54842 | WM Renewable Energy LLC | 56520 | Deertrack Park Gas Recovery | WI | Jefferson | GEN7 | IC | OP | 0.8 | 0.8 | 0.8 |  | 12 | 2007 | LFG |  | N | Y | N | IPP Non-CHP |  |  |  |  | N | [57 empty] | GAS | [39 empty] | 1.1659 | 0.0016829 | 10.4
54842 | WM Renewable Energy LLC | 56520 | Deertrack Park Gas Recovery | WI | Jefferson | GEN8 | IC | OP | 0.8 | 0.8 | 0.8 |  | 12 | 2007 | LFG |  | N | Y | N | IPP Non-CHP |  |  |  |  | N | [57 empty] | GAS | [39 empty] | 1.1659 | 0.0016829 | 10.4
54842 | WM Renewable Energy LLC | 56521 | Lake Mills Gas Recovery | IA | Winnebago | GEN1 | IC | OP | 0.8 | 0.8 | 0.8 |  | 3 | 2006 | LFG |  | N | Y | N | IPP Non-CHP |  |  |  |  | N | [57 empty] | GAS | [39 empty] | 1.1659 | 0.0016829 | 10.4
54842 | WM Renewable Energy LLC | 56521 | Lake Mills Gas Recovery | IA | Winnebago | GEN2 | IC | OP | 0.8 | 0.8 | 0.8 |  | 3 | 2006 | LFG |  | N | Y | N | IPP Non-CHP |  |  |  |  | N | [57 empty] | GAS | [39 empty] | 1.1659 | 0.0016829 | 10.4
54842 | WM Renewable Energy LLC | 56521 | Lake Mills Gas Recovery | IA | Winnebago | GEN3 | IC | OP | 0.8 | 0.8 | 0.8 |  | 3 | 2006 | LFG |  | N | Y | N | IPP Non-CHP |  |  |  |  | N | [57 empty] | GAS | [39 empty] | 1.1659 | 0.0016829 | 10.4
54842 | WM Renewable Energy LLC | 56521 | Lake Mills Gas Recovery | IA | Winnebago | GEN4 | IC | OP | 0.8 | 0.8 | 0.8 |  | 3 | 2006 | LFG |  | N | Y | N | IPP Non-CHP |  |  |  |  | N | [57 empty] | GAS | [39 empty] | 1.1659 | 0.0016829 | 10.4
54842 | WM Renewable Energy LLC | 56521 | Lake Mills Gas Recovery | IA | Winnebago | GEN5 | IC | OP | 0.8 | 0.8 | 0.8 |  | 3 | 2006 | LFG |  | N | Y | N | IPP Non-CHP |  |  |  |  | N | [57 empty] | GAS | [39 empty] | 1.1659 | 0.0016829 | 10.4
54842 | WM Renewable Energy LLC | 56521 | Lake Mills Gas Recovery | IA | Winnebago | GEN6 | IC | OP | 0.8 | 0.8 | 0.8 |  | 3 | 2006 | LFG |  | N | Y | N | IPP Non-CHP |  |  |  |  | N | [57 empty] | GAS | [39 empty] | 1.1659 | 0.0016829 | 10.4
54842 | WM Renewable Energy LLC | 56522 | Springhill Gas Recovery Plant | FL | JACKSON | GEN1 | IC | OP | 0.8 | 0.8 | 0.8 |  | 5 | 2006 | LFG |  | N | Y | N | IPP Non-CHP |  |  |  |  | N | [57 empty] | GAS | [39 empty] | 1.1659 | 0.0016829 | 10.4
54842 | WM Renewable Energy LLC | 56522 | Springhill Gas Recovery Plant | FL | JACKSON | GEN2 | IC | OP | 0.8 | 0.8 | 0.8 |  | 5 | 2006 | LFG |  | N | Y | N | IPP Non-CHP |  |  |  |  | N | [57 empty] | GAS | [39 empty] | 1.1659 | 0.0016829 | 10.4
54842 | WM Renewable Energy LLC | 56522 | Springhill Gas Recovery Plant | FL | JACKSON | GEN3 | IC | OP | 0.8 | 0.8 | 0.8 |  | 5 | 2006 | LFG |  | N | Y | N | IPP Non-CHP |  |  |  |  | N | [57 empty] | GAS | [39 empty] | 1.1659 | 0.0016829 | 10.4
54842 | WM Renewable Energy LLC | 56522 | Springhill Gas Recovery Plant | FL | JACKSON | GEN4 | IC | OP | 0.8 | 0.8 | 0.8 |  | 5 | 2006 | LFG |  | N | Y | N | IPP Non-CHP |  |  |  |  | N | [57 empty] | GAS | [39 empty] | 1.1659 | 0.0016829 | 10.4
54842 | WM Renewable Energy LLC | 56522 | Springhill Gas Recovery Plant | FL | JACKSON | GEN5 | IC | OP | 0.8 | 0.8 | 0.8 |  | 5 | 2006 | LFG |  | N | Y | N | IPP Non-CHP |  |  |  |  | N | [57 empty] | GAS | [39 empty] | 1.1659 | 0.0016829 | 10.4
54842 | WM Renewable Energy LLC | 56522 | Springhill Gas Recovery Plant | FL | JACKSON | GEN6 | IC | OP | 0.8 | 0.8 | 0.8 |  | 5 | 2006 | LFG |  | N | Y | N | IPP Non-CHP |  |  |  |  | N | [57 empty] | GAS | [39 empty] | 1.1659 | 0.0016829 | 10.4
54842 | WM Renewable Energy LLC | 56523 | Two Pine Landfill Gas Recovery | AR | PULASKI | GEN1 | IC | OP | 0.8 | 0.8 | 0.8 |  | 10 | 2006 | LFG |  | N | Y | N | IPP Non-CHP |  |  |  |  | N | [57 empty] | GAS | [39 empty] | 1.1659 | 0.0016829 | 10.4
54842 | WM Renewable Energy LLC | 56523 | Two Pine Landfill Gas Recovery | AR | PULASKI | GEN2 | IC | OP | 0.8 | 0.8 | 0.8 |  | 10 | 2006 | LFG |  | N | Y | N | IPP Non-CHP |  |  |  |  | N | [57 empty] | GAS | [39 empty] | 1.1659 | 0.0016829 | 10.4
54842 | WM Renewable Energy LLC | 56523 | Two Pine Landfill Gas Recovery | AR | PULASKI | GEN3 | IC | OP | 0.8 | 0.8 | 0.8 |  | 10 | 2006 | LFG |  | N | Y | N | IPP Non-CHP |  |  |  |  | N | [57 empty] | GAS | [39 empty] | 1.1659 | 0.0016829 | 10.4
54842 | WM Renewable Energy LLC | 56523 | Two Pine Landfill Gas Recovery | AR | PULASKI | GEN4 | IC | OP | 0.8 | 0.8 | 0.8 |  | 10 | 2006 | LFG |  | N | Y | N | IPP Non-CHP |  |  |  |  | N | [57 empty] | GAS | [39 empty] | 1.1659 | 0.0016829 | 10.4
54842 | WM Renewable Energy LLC | 56523 | Two Pine Landfill Gas Recovery | AR | PULASKI | GEN5 | IC | OP | 0.8 | 0.8 | 0.8 |  | 10 | 2006 | LFG |  | N | Y | N | IPP Non-CHP |  |  |  |  | N | [57 empty] | GAS | [39 empty] | 1.1659 | 0.0016829 | 10.4
54842 | WM Renewable Energy LLC | 56523 | Two Pine Landfill Gas Recovery | AR | PULASKI | GEN6 | IC | OP | 0.8 | 0.8 | 0.8 |  | 10 | 2006 | LFG |  | N | Y | N | IPP Non-CHP |  |  |  |  | N | [57 empty] | GAS | [39 empty] | 1.1659 | 0.0016829 | 10.4
54842 | WM Renewable Energy LLC | 56524 | Austin Gas Recovery | TX | Travis | GEN1 | IC | OP | 1.6 | 1.6 | 1.6 |  | 10 | 2007 | LFG |  | N | Y | N | IPP Non-CHP |  |  |  |  | N | [57 empty] | GAS | [39 empty] | 1.1659 | 0.0016829 | 10.4
54842 | WM Renewable Energy LLC | 56524 | Austin Gas Recovery | TX | Travis | GEN2 | IC | OP | 1.6 | 1.6 | 1.6 |  | 10 | 2007 | LFG |  | N | Y | N | IPP Non-CHP |  |  |  |  | N | [57 empty] | GAS | [39 empty] | 1.1659 | 0.0016829 | 10.4
54842 | WM Renewable Energy LLC | 56524 | Austin Gas Recovery | TX | Travis | GEN3 | IC | OP | 1.6 | 1.6 | 1.6 |  | 10 | 2007 | LFG |  | N | Y | N | IPP Non-CHP |  |  |  |  | N | [57 empty] | GAS | [39 empty] | 1.1659 | 0.0016829 | 10.4
54842 | WM Renewable Energy LLC | 56524 | Austin Gas Recovery | TX | Travis | GEN4 | IC | OP | 1.6 | 1.6 | 1.6 |  | 10 | 2007 | LFG |  | N | Y | N | IPP Non-CHP |  |  |  |  | N | [57 empty] | GAS | [39 empty] | 1.1659 | 0.0016829 | 10.4
54842 | WM Renewable Energy LLC | 56525 | Timberline Trail Gas Recovery | WI | RUSK | GEN1 | IC | OP | 0.8 | 0.8 | 0.8 |  | 2 | 2006 | LFG |  | N | Y | N | IPP Non-CHP |  |  |  |  | N | [57 empty] | GAS | [39 empty] | 1.1659 | 0.0016829 | 10.4
54842 | WM Renewable Energy LLC | 56525 | Timberline Trail Gas Recovery | WI | RUSK | GEN2 | IC | OP | 0.8 | 0.8 | 0.8 |  | 2 | 2006 | LFG |  | N | Y | N | IPP Non-CHP |  |  |  |  | N | [57 empty] | GAS | [39 empty] | 1.1659 | 0.0016829 | 10.4
54842 | WM Renewable Energy LLC | 56525 | Timberline Trail Gas Recovery | WI | RUSK | GEN3 | IC | OP | 0.8 | 0.8 | 0.8 |  | 2 | 2006 | LFG |  | N | Y | N | IPP Non-CHP |  |  |  |  | N | [57 empty] | GAS | [39 empty] | 1.1659 | 0.0016829 | 10.4
54842 | WM Renewable Energy LLC | 56525 | Timberline Trail Gas Recovery | WI | RUSK | GEN4 | IC | OP | 0.8 | 0.8 | 0.8 |  | 2 | 2006 | LFG |  | N | Y | N | IPP Non-CHP |  |  |  |  | N | [57 empty] | GAS | [39 empty] | 1.1659 | 0.0016829 | 10.4
54842 | WM Renewable Energy LLC | 56525 | Timberline Trail Gas Recovery | WI | RUSK | GEN5 | IC | OP | 0.8 | 0.8 | 0.8 |  | 12 | 2007 | LFG |  | N | Y | N | IPP Non-CHP |  |  |  |  | N | [57 empty] | GAS | [39 empty] | 1.1659 | 0.0016829 | 10.4
54842 | WM Renewable Energy LLC | 56526 | Chaffee Gas Recovery | NY | Erie | GEN1 | IC | OP | 0.8 | 0.8 | 0.8 |  | 8 | 2007 | LFG |  | N | Y | N | IPP Non-CHP |  |  |  |  | N | [57 empty] | GAS | [39 empty] | 1.1659 | 0.0016829 | 10.4
54842 | WM Renewable Energy LLC | 56526 | Chaffee Gas Recovery | NY | Erie | GEN2 | IC | OP | 0.8 | 0.8 | 0.8 |  | 8 | 2007 | LFG |  | N | Y | N | IPP Non-CHP |  |  |  |  | N | [57 empty] | GAS | [39 empty] | 1.1659 | 0.0016829 | 10.4
54842 | WM Renewable Energy LLC | 56526 | Chaffee Gas Recovery | NY | Erie | GEN3 | IC | OP | 0.8 | 0.8 | 0.8 |  | 8 | 2007 | LFG |  | N | Y | N | IPP Non-CHP |  |  |  |  | N | [57 empty] | GAS | [39 empty] | 1.1659 | 0.0016829 | 10.4
54842 | WM Renewable Energy LLC | 56526 | Chaffee Gas Recovery | NY | Erie | GEN4 | IC | OP | 0.8 | 0.8 | 0.8 |  | 8 | 2007 | LFG |  | N | Y | N | IPP Non-CHP |  |  |  |  | N | [57 empty] | GAS | [39 empty] | 1.1659 | 0.0016829 | 10.4
54842 | WM Renewable Energy LLC | 56526 | Chaffee Gas Recovery | NY | Erie | GEN5 | IC | OP | 0.8 | 0.8 | 0.8 |  | 8 | 2007 | LFG |  | N | Y | N | IPP Non-CHP |  |  |  |  | N | [57 empty] | GAS | [39 empty] | 1.1659 | 0.0016829 | 10.4
54842 | WM Renewable Energy LLC | 56526 | Chaffee Gas Recovery | NY | Erie | GEN6 | IC | OP | 0.8 | 0.8 | 0.8 |  | 8 | 2007 | LFG |  | N | Y | N | IPP Non-CHP |  |  |  |  | N | [57 empty] | GAS | [39 empty] | 1.1659 | 0.0016829 | 10.4
54842 | WM Renewable Energy LLC | 56526 | Chaffee Gas Recovery | NY | Erie | GEN7 | IC | OP | 0.8 | 0.8 | 0.8 |  | 10 | 2009 | LFG |  | N | Y | N | IPP Non-CHP | [62 empty] | GAS | [39 empty] | 1.1659 | 0.0016829 | 10.4
54842 | WM Renewable Energy LLC | 56526 | Chaffee Gas Recovery | NY | Erie | GEN8 | IC | OP | 0.8 | 0.8 | 0.8 |  | 10 | 2009 | LFG |  | N | Y | N | IPP Non-CHP | [62 empty] | GAS | [39 empty] | 1.1659 | 0.0016829 | 10.4
54842 | WM Renewable Energy LLC | 56527 | Fitchburg Gas Recovery | MA | Worcester | GEN3 | IC | OP | 1.6 | 1.6 | 1.6 |  | 1 | 2009 | LFG |  | N | Y | N | IPP Non-CHP |  |  |  |  | N | [57 empty] | GAS | [39 empty] | 1.1659 | 0.0016829 | 10.4
54842 | WM Renewable Energy LLC | 56528 | Skyline Gas Recovery | TX | Dallas | GEN1 | IC | OP | 1.6 | 1.6 | 1.6 |  | 6 | 2007 | LFG |  | N | Y | N | IPP Non-CHP |  |  |  |  | N | [57 empty] | GAS | [39 empty] | 1.1659 | 0.0016829 | 10.4
54842 | WM Renewable Energy LLC | 56528 | Skyline Gas Recovery | TX | Dallas | GEN2 | IC | OP | 1.6 | 1.6 | 1.6 |  | 6 | 2007 | LFG |  | N | Y | N | IPP Non-CHP |  |  |  |  | N | [57 empty] | GAS | [39 empty] | 1.1659 | 0.0016829 | 10.4
54842 | WM Renewable Energy LLC | 56528 | Skyline Gas Recovery | TX | Dallas | GEN3 | IC | OP | 1.6 | 1.6 | 1.6 |  | 6 | 2007 | LFG |  | N | Y | N | IPP Non-CHP |  |  |  |  | N | [57 empty] | GAS | [39 empty] | 1.1659 | 0.0016829 | 10.4
54842 | WM Renewable Energy LLC | 56528 | Skyline Gas Recovery | TX | Dallas | GEN4 | IC | OP | 1.6 | 1.6 | 1.6 |  | 6 | 2007 | LFG |  | N | Y | N | IPP Non-CHP |  |  |  |  | N | [57 empty] | GAS | [39 empty] | 1.1659 | 0.0016829 | 10.4
54842 | WM Renewable Energy LLC | 56529 | Five Oaks Gas Recovery | IL | Christian | GEN1 | IC | OP | 0.8 | 0.8 | 0.8 |  | 2 | 2008 | LFG |  | N | Y | N | IPP Non-CHP |  |  |  |  | N | [57 empty] | GAS | [39 empty] | 1.1659 | 0.0016829 | 10.4
54842 | WM Renewable Energy LLC | 56529 | Five Oaks Gas Recovery | IL | Christian | GEN2 | IC | OP | 0.8 | 0.8 | 0.8 |  | 2 | 2008 | LFG |  | N | Y | N | IPP Non-CHP |  |  |  |  | N | [57 empty] | GAS | [39 empty] | 1.1659 | 0.0016829 | 10.4
54842 | WM Renewable Energy LLC | 56529 | Five Oaks Gas Recovery | IL | Christian | GEN3 | IC | OP | 0.8 | 0.8 | 0.8 |  | 2 | 2008 | LFG |  | N | Y | N | IPP Non-CHP |  |  |  |  | N | [57 empty] | GAS | [39 empty] | 1.1659 | 0.0016829 | 10.4
54842 | WM Renewable Energy LLC | 56529 | Five Oaks Gas Recovery | IL | Christian | GEN4 | IC | OP | 0.8 | 0.8 | 0.8 |  | 2 | 2008 | LFG |  | N | Y | N | IPP Non-CHP |  |  |  |  | N | [57 empty] | GAS | [39 empty] | 1.1659 | 0.0016829 | 10.4
54842 | WM Renewable Energy LLC | 56530 | DADS Gas Recovery | CO | Arapahoe | GEN1 | IC | OP | 0.8 | 0.8 | 0.8 |  | 7 | 2008 | LFG |  | N | Y | N | IPP Non-CHP |  |  |  |  | N | [57 empty] | GAS | [39 empty] | 1.1659 | 0.0016829 | 10.4
54842 | WM Renewable Energy LLC | 56530 | DADS Gas Recovery | CO | Arapahoe | GEN2 | IC | OP | 0.8 | 0.8 | 0.8 |  | 7 | 2008 | LFG |  | N | Y | N | IPP Non-CHP |  |  |  |  | N | [57 empty] | GAS | [39 empty] | 1.1659 | 0.0016829 | 10.4
54842 | WM Renewable Energy LLC | 56530 | DADS Gas Recovery | CO | Arapahoe | GEN3 | IC | OP | 0.8 | 0.8 | 0.8 |  | 7 | 2008 | LFG |  | N | Y | N | IPP Non-CHP |  |  |  |  | N | [57 empty] | GAS | [39 empty] | 1.1659 | 0.0016829 | 10.4
54842 | WM Renewable Energy LLC | 56530 | DADS Gas Recovery | CO | Arapahoe | GEN4 | IC | OP | 0.8 | 0.8 | 0.8 |  | 7 | 2008 | LFG |  | N | Y | N | IPP Non-CHP |  |  |  |  | N | [57 empty] | GAS | [39 empty] | 1.1659 | 0.0016829 | 10.4
54842 | WM Renewable Energy LLC | 56531 | Waste Management Bethel LFGTE | VA | HAMPTON CITY | GEN1 | IC | OP | 0.8 | 0.8 | 0.8 |  | 2 | 2008 | LFG |  | N | Y | N | IPP Non-CHP | [62 empty] | GAS | [39 empty] | 1.1659 | 0.0016829 | 10.4
54842 | WM Renewable Energy LLC | 56531 | Waste Management Bethel LFGTE | VA | HAMPTON CITY | GEN2 | IC | OP | 0.8 | 0.8 | 0.8 |  | 2 | 2008 | LFG |  | N | Y | N | IPP Non-CHP | [62 empty] | GAS | [39 empty] | 1.1659 | 0.0016829 | 10.4
54842 | WM Renewable Energy LLC | 56531 | Waste Management Bethel LFGTE | VA | HAMPTON CITY | GEN3 | IC | OP | 0.8 | 0.8 | 0.8 |  | 2 | 2008 | LFG |  | N | Y | N | IPP Non-CHP | [62 empty] | GAS | [39 empty] | 1.1659 | 0.0016829 | 10.4
54842 | WM Renewable Energy LLC | 56531 | Waste Management Bethel LFGTE | VA | HAMPTON CITY | GEN4 | IC | OP | 0.8 | 0.8 | 0.8 |  | 2 | 2008 | LFG |  | N | Y | N | IPP Non-CHP | [62 empty] | GAS | [39 empty] | 1.1659 | 0.0016829 | 10.4
54842 | WM Renewable Energy LLC | 56531 | Waste Management Bethel LFGTE | VA | HAMPTON CITY | GEN5 | IC | OP | 0.8 | 0.8 | 0.8 |  | 2 | 2008 | LFG |  | N | Y | N | IPP Non-CHP | [62 empty] | GAS | [39 empty] | 1.1659 | 0.0016829 | 10.4
54842 | WM Renewable Energy LLC | 56531 | Waste Management Bethel LFGTE | VA | HAMPTON CITY | GEN6 | IC | OP | 0.8 | 0.8 | 0.8 |  | 2 | 2008 | LFG |  | N | Y | N | IPP Non-CHP | [62 empty] | GAS | [39 empty] | 1.1659 | 0.0016829 | 10.4
54842 | WM Renewable Energy LLC | 57014 | Waste Management Arden LFGTE | PA | WASHINGTON | GEN1 | IC | OP | 0.8 | 0.8 | 0.8 |  | 2 | 2009 | LFG |  | N | Y | N | IPP Non-CHP | [62 empty] | GAS | [39 empty] | 1.1659 | 0.0016829 | 10.4
54842 | WM Renewable Energy LLC | 57014 | Waste Management Arden LFGTE | PA | WASHINGTON | GEN2 | IC | OP | 0.8 | 0.8 | 0.8 |  | 2 | 2009 | LFG |  | N | Y | N | IPP Non-CHP | [62 empty] | GAS | [39 empty] | 1.1659 | 0.0016829 | 10.4
54842 | WM Renewable Energy LLC | 57014 | Waste Management Arden LFGTE | PA | WASHINGTON | GEN3 | IC | OP | 0.8 | 0.8 | 0.8 |  | 2 | 2009 | LFG |  | N | Y | N | IPP Non-CHP | [62 empty] | GAS | [39 empty] | 1.1659 | 0.0016829 | 10.4
54842 | WM Renewable Energy LLC | 57014 | Waste Management Arden LFGTE | PA | WASHINGTON | GEN4 | IC | OP | 0.8 | 0.8 | 0.8 |  | 2 | 2009 | LFG |  | N | Y | N | IPP Non-CHP | [62 empty] | GAS | [39 empty] | 1.1659 | 0.0016829 | 10.4
54842 | WM Renewable Energy LLC | 57014 | Waste Management Arden LFGTE | PA | WASHINGTON | GEN5 | IC | OP | 0.8 | 0.8 | 0.8 |  | 2 | 2009 | LFG |  | N | Y | N | IPP Non-CHP | [62 empty] | GAS | [39 empty] | 1.1659 | 0.0016829 | 10.4
54842 | WM Renewable Energy LLC | 57014 | Waste Management Arden LFGTE | PA | WASHINGTON | GEN6 | IC | OP | 0.8 | 0.8 | 0.8 |  | 2 | 2009 | LFG |  | N | Y | N | IPP Non-CHP | [62 empty] | GAS | [39 empty] | 1.1659 | 0.0016829 | 10.4
54842 | WM Renewable Energy LLC | 57015 | Waste Management Columbia Ridge LFGTE | OR | GILLIAM | GEN1 | IC | OP | 0.8 | 0.8 | 0.8 |  | 12 | 2009 | LFG |  | N | Y | N | IPP Non-CHP |  |  |  |  | N | [57 empty] | GAS | [39 empty] | 1.1659 | 0.0016829 | 10.4
54842 | WM Renewable Energy LLC | 57015 | Waste Management Columbia Ridge LFGTE | OR | GILLIAM | GEN2 | IC | OP | 0.8 | 0.8 | 0.8 |  | 12 | 2009 | LFG |  | N | Y | N | IPP Non-CHP |  |  |  |  | N | [57 empty] | GAS | [39 empty] | 1.1659 | 0.0016829 | 10.4
54842 | WM Renewable Energy LLC | 57015 | Waste Management Columbia Ridge LFGTE | OR | GILLIAM | GEN3 | IC | OP | 0.8 | 0.8 | 0.8 |  | 12 | 2009 | LFG |  | N | Y | N | IPP Non-CHP |  |  |  |  | N | [57 empty] | GAS | [39 empty] | 1.1659 | 0.0016829 | 10.4
54842 | WM Renewable Energy LLC | 57015 | Waste Management Columbia Ridge LFGTE | OR | GILLIAM | GEN4 | IC | OP | 0.8 | 0.8 | 0.8 |  | 12 | 2009 | LFG |  | N | Y | N | IPP Non-CHP |  |  |  |  | N | [57 empty] | GAS | [39 empty] | 1.1659 | 0.0016829 | 10.4
54842 | WM Renewable Energy LLC | 57015 | Waste Management Columbia Ridge LFGTE | OR | GILLIAM | GEN5 | IC | OP | 0.8 | 0.8 | 0.8 |  | 12 | 2009 | LFG |  | N | Y | N | IPP Non-CHP |  |  |  |  | N | [57 empty] | GAS | [39 empty] | 1.1659 | 0.0016829 | 10.4
54842 | WM Renewable Energy LLC | 57015 | Waste Management Columbia Ridge LFGTE | OR | GILLIAM | GEN6 | IC | OP | 0.8 | 0.8 | 0.8 |  | 12 | 2009 | LFG |  | N | Y | N | IPP Non-CHP |  |  |  |  | N | [57 empty] | GAS | [39 empty] | 1.1659 | 0.0016829 | 10.4
54842 | WM Renewable Energy LLC | 57015 | Waste Management Columbia Ridge LFGTE | OR | GILLIAM | GEN7 | IC | OP | 0.8 | 0.8 | 0.8 |  | 12 | 2009 | LFG |  | N | Y | N | IPP Non-CHP |  |  |  |  | N | [57 empty] | GAS | [39 empty] | 1.1659 | 0.0016829 | 10.4
54842 | WM Renewable Energy LLC | 57015 | Waste Management Columbia Ridge LFGTE | OR | GILLIAM | GEN8 | IC | OP | 0.8 | 0.8 | 0.8 |  | 12 | 2009 | LFG |  | N | Y | N | IPP Non-CHP |  |  |  |  | N | [57 empty] | GAS | [39 empty] | 1.1659 | 0.0016829 | 10.4
54842 | WM Renewable Energy LLC | 57016 | Waste Management Crossroads LFGTE | ME | SOMERSET | GEN1 | IC | OP | 1.6 | 1.6 | 1.6 |  | 3 | 2009 | LFG |  | N | Y | N | IPP Non-CHP |  |  |  |  | N | [57 empty] | GAS | [39 empty] | 1.1659 | 0.0016829 | 10.4
54842 | WM Renewable Energy LLC | 57016 | Waste Management Crossroads LFGTE | ME | SOMERSET | GEN2 | IC | OP | 1.6 | 1.6 | 1.6 |  | 3 | 2009 | LFG |  | N | Y | N | IPP Non-CHP |  |  |  |  | N | [57 empty] | GAS | [39 empty] | 1.1659 | 0.0016829 | 10.4
54842 | WM Renewable Energy LLC | 57017 | Spruce Ridge Gas Recovery | MN | MCLEOD | GEN1 | IC | OP | 0.8 | 0.8 | 0.8 |  | 4 | 2008 | LFG |  | N | Y | N | IPP Non-CHP |  |  |  |  | N | [57 empty] | GAS | [39 empty] | 1.1659 | 0.0016829 | 10.4
54842 | WM Renewable Energy LLC | 57017 | Spruce Ridge Gas Recovery | MN | MCLEOD | GEN2 | IC | OP | 0.8 | 0.8 | 0.8 |  | 4 | 2008 | LFG |  | N | Y | N | IPP Non-CHP |  |  |  |  | N | [57 empty] | GAS | [39 empty] | 1.1659 | 0.0016829 | 10.4
54842 | WM Renewable Energy LLC | 57017 | Spruce Ridge Gas Recovery | MN | MCLEOD | GEN3 | IC | OP | 0.8 | 0.8 | 0.8 |  | 4 | 2008 | LFG |  | N | Y | N | IPP Non-CHP | [62 empty] | GAS | [39 empty] | 1.1659 | 0.0016829 | 10.4
54842 | WM Renewable Energy LLC | 57017 | Spruce Ridge Gas Recovery | MN | MCLEOD | GEN4 | IC | OP | 0.8 | 0.8 | 0.8 |  | 12 | 2010 | LFG |  | N | Y | N | IPP Non-CHP | [62 empty] | GAS | [39 empty] | 1.1659 | 0.0016829 | 10.4
54842 | WM Renewable Energy LLC | 57018 | Waste Management Middle Peninsula LFGTE | VA | MIDDLESEX | GEN1 | IC | OP | 0.8 | 0.8 | 0.8 |  | 9 | 2009 | LFG |  | N | Y | N | IPP Non-CHP |  |  |  |  | N | [57 empty] | GAS | [39 empty] | 1.1659 | 0.0016829 | 10.4
54842 | WM Renewable Energy LLC | 57018 | Waste Management Middle Peninsula LFGTE | VA | MIDDLESEX | GEN2 | IC | OP | 0.8 | 0.8 | 0.8 |  | 9 | 2009 | LFG |  | N | Y | N | IPP Non-CHP |  |  |  |  | N | [57 empty] | GAS | [39 empty] | 1.1659 | 0.0016829 | 10.4
54842 | WM Renewable Energy LLC | 57018 | Waste Management Middle Peninsula LFGTE | VA | MIDDLESEX | GEN3 | IC | OP | 0.8 | 0.8 | 0.8 |  | 9 | 2009 | LFG |  | N | Y | N | IPP Non-CHP |  |  |  |  | N | [57 empty] | GAS | [39 empty] | 1.1659 | 0.0016829 | 10.4
54842 | WM Renewable Energy LLC | 57018 | Waste Management Middle Peninsula LFGTE | VA | MIDDLESEX | GEN4 | IC | OP | 0.8 | 0.8 | 0.8 |  | 9 | 2009 | LFG |  | N | Y | N | IPP Non-CHP |  |  |  |  | N | [57 empty] | GAS | [39 empty] | 1.1659 | 0.0016829 | 10.4
54842 | WM Renewable Energy LLC | 57018 | Waste Management Middle Peninsula LFGTE | VA | MIDDLESEX | GEN5 | IC | OP | 0.8 | 0.8 | 0.8 |  | 9 | 2009 | LFG |  | N | Y | N | IPP Non-CHP |  |  |  |  | N | [57 empty] | GAS | [39 empty] | 1.1659 | 0.0016829 | 10.4
54842 | WM Renewable Energy LLC | 57018 | Waste Management Middle Peninsula LFGTE | VA | MIDDLESEX | GEN6 | IC | OP | 0.8 | 0.8 | 0.8 |  | 9 | 2009 | LFG |  | N | Y | N | IPP Non-CHP |  |  |  |  | N | [57 empty] | GAS | [39 empty] | 1.1659 | 0.0016829 | 10.4
54842 | WM Renewable Energy LLC | 57018 | Waste Management Middle Peninsula LFGTE | VA | MIDDLESEX | GEN7 | IC | OP | 0.8 | 0.8 | 0.8 |  | 9 | 2009 | LFG |  | N | Y | N | IPP Non-CHP |  |  |  |  | N | [57 empty] | GAS | [39 empty] | 1.1659 | 0.0016829 | 10.4
54842 | WM Renewable Energy LLC | 57018 | Waste Management Middle Peninsula LFGTE | VA | MIDDLESEX | GEN8 | IC | OP | 0.8 | 0.8 | 0.8 |  | 9 | 2009 | LFG |  | N | Y | N | IPP Non-CHP |  |  |  |  | N | [57 empty] | GAS | [39 empty] | 1.1659 | 0.0016829 | 10.4
54842 | WM Renewable Energy LLC | 57019 | Riverbend Landfill | OR | YAMHILL | GEN1 | IC | OP | 0.8 | 0.8 | 0.8 |  | 6 | 2010 | LFG |  | N | Y | N | IPP Non-CHP | [62 empty] | GAS | [39 empty] | 1.1659 | 0.0016829 | 10.4
54842 | WM Renewable Energy LLC | 57019 | Riverbend Landfill | OR | YAMHILL | GEN2 | IC | OP | 0.8 | 0.8 | 0.8 |  | 6 | 2010 | LFG |  | N | Y | N | IPP Non-CHP | [62 empty] | GAS | [39 empty] | 1.1659 | 0.0016829 | 10.4
54842 | WM Renewable Energy LLC | 57019 | Riverbend Landfill | OR | YAMHILL | GEN3 | IC | OP | 0.8 | 0.8 | 0.8 |  | 6 | 2010 | LFG |  | N | Y | N | IPP Non-CHP | [62 empty] | GAS | [39 empty] | 1.1659 | 0.0016829 | 10.4
54842 | WM Renewable Energy LLC | 57019 | Riverbend Landfill | OR | YAMHILL | GEN4 | IC | OP | 0.8 | 0.8 | 0.8 |  | 6 | 2010 | LFG |  | N | Y | N | IPP Non-CHP | [62 empty] | GAS | [39 empty] | 1.1659 | 0.0016829 | 10.4
54842 | WM Renewable Energy LLC | 57019 | Riverbend Landfill | OR | YAMHILL | GEN5 | IC | OP | 0.8 | 0.8 | 0.8 |  | 6 | 2010 | LFG |  | N | Y | N | IPP Non-CHP | [62 empty] | GAS | [39 empty] | 1.1659 | 0.0016829 | 10.4
54842 | WM Renewable Energy LLC | 57019 | Riverbend Landfill | OR | YAMHILL | GEN6 | IC | OP | 0.8 | 0.8 | 0.8 |  | 6 | 2010 | LFG |  | N | Y | N | IPP Non-CHP | [62 empty] | GAS | [39 empty] | 1.1659 | 0.0016829 | 10.4
54842 | WM Renewable Energy LLC | 57020 | Westside Landfill Gas Recovery | TX | PARKER | GEN1 | IC | OP | 1.6 | 1.6 | 1.6 |  | 3 | 2010 | LFG |  | N | Y | N | IPP Non-CHP | [62 empty] | GAS | [39 empty] | 1.1659 | 0.0016829 | 10.4
54842 | WM Renewable Energy LLC | 57020 | Westside Landfill Gas Recovery | TX | PARKER | GEN2 | IC | OP | 1.6 | 1.6 | 1.6 |  | 3 | 2010 | LFG |  | N | Y | N | IPP Non-CHP | [62 empty] | GAS | [39 empty] | 1.1659 | 0.0016829 | 10.4
54842 | WM Renewable Energy LLC | 57020 | Westside Landfill Gas Recovery | TX | PARKER | GEN3 | IC | OP | 1.6 | 1.6 | 1.6 |  | 3 | 2010 | LFG |  | N | Y | N | IPP Non-CHP | [62 empty] | GAS | [39 empty] | 1.1659 | 0.0016829 | 10.4
54842 | WM Renewable Energy LLC | 57021 | Waste Management Madison County LFGTE | NY | MADISON | GEN1 | IC | OP | 1.6 | 1.6 | 1.6 |  | 6 | 2009 | LFG |  | N | Y | N | IPP Non-CHP | [62 empty] | GAS | [39 empty] | 1.1659 | 0.0016829 | 10.4
54842 | WM Renewable Energy LLC | 57022 | Waste Management King George LFGTE | VA | KING GEORGE | GEN1 | GT | OP | 3.3 | 2.8 | 3.2 |  | 5 | 2010 | LFG |  | N | Y | N | IPP Non-CHP | [62 empty] | GAS | [39 empty] | 0.0016829 | 0.0016829 | 10.4
54842 | WM Renewable Energy LLC | 57022 | Waste Management King George LFGTE | VA | KING GEORGE | GEN2 | GT | OP | 3.3 | 2.8 | 3.2 |  | 5 | 2010 | LFG |  | N | Y | N | IPP Non-CHP | [62 empty] | GAS | [39 empty] | 0.0016829 | 0.0016829 | 10.4
54842 | WM Renewable Energy LLC | 57022 | Waste Management King George LFGTE | VA | KING GEORGE | GEN3 | GT | OP | 3.3 | 2.8 | 3.2 |  | 5 | 2010 | LFG |  | N | Y | N | IPP Non-CHP | [62 empty] | GAS | [39 empty] | 0.0016829 | 0.0016829 | 10.4
54842 | WM Renewable Energy LLC | 57022 | Waste Management King George LFGTE | VA | KING GEORGE | GEN4 | GT | OP | 3.3 | 2.9 | 3.3 |  | 6 | 2011 | LFG |  | N | Y | N | IPP Non-CHP |  |  |  |  | N | [57 empty] | GAS | [39 empty] | 0.0016829 | 0.0016829 | 10.4
54842 | WM Renewable Energy LLC | 57023 | Waste Management Rolling Meadows LFGTE | KS | SHAWNEE | GEN1 | IC | OP | 0.8 | 0.8 | 0.8 |  | 1 | 2010 | LFG |  | N | Y | N | IPP Non-CHP | [62 empty] | GAS | [39 empty] | 1.1659 | 0.0016829 | 10.4
54842 | WM Renewable Energy LLC | 57023 | Waste Management Rolling Meadows LFGTE | KS | SHAWNEE | GEN2 | IC | OP | 0.8 | 0.8 | 0.8 |  | 1 | 2010 | LFG |  | N | Y | N | IPP Non-CHP | [62 empty] | GAS | [39 empty] | 1.1659 | 0.0016829 | 10.4
54842 | WM Renewable Energy LLC | 57023 | Waste Management Rolling Meadows LFGTE | KS | SHAWNEE | GEN3 | IC | OP | 0.8 | 0.8 | 0.8 |  | 1 | 2010 | LFG |  | N | Y | N | IPP Non-CHP | [62 empty] | GAS | [39 empty] | 1.1659 | 0.0016829 | 10.4
54842 | WM Renewable Energy LLC | 57023 | Waste Management Rolling Meadows LFGTE | KS | SHAWNEE | GEN4 | IC | OP | 0.8 | 0.8 | 0.8 |  | 1 | 2010 | LFG |  | N | Y | N | IPP Non-CHP | [62 empty] | GAS | [39 empty] | 1.1659 | 0.0016829 | 10.4
54842 | WM Renewable Energy LLC | 57023 | Waste Management Rolling Meadows LFGTE | KS | SHAWNEE | GEN5 | IC | OP | 0.8 | 0.8 | 0.8 |  | 1 | 2010 | LFG |  | N | Y | N | IPP Non-CHP | [62 empty] | GAS | [39 empty] | 1.1659 | 0.0016829 | 10.4
54842 | WM Renewable Energy LLC | 57023 | Waste Management Rolling Meadows LFGTE | KS | SHAWNEE | GEN6 | IC | OP | 0.8 | 0.8 | 0.8 |  | 1 | 2010 | LFG |  | N | Y | N | IPP Non-CHP | [62 empty] | GAS | [39 empty] | 1.1659 | 0.0016829 | 10.4
54842 | WM Renewable Energy LLC | 57023 | Waste Management Rolling Meadows LFGTE | KS | SHAWNEE | GEN7 | IC | OP | 0.8 | 0.8 | 0.8 |  | 1 | 2010 | LFG |  | N | Y | N | IPP Non-CHP | [62 empty] | GAS | [39 empty] | 1.1659 | 0.0016829 | 10.4
54842 | WM Renewable Energy LLC | 57024 | Waste Management Northern Oaks LFGTE | MI | CLARE | GEN1 | IC | OP | 1.6 | 1.6 | 1.6 |  | 11 | 2010 | LFG |  | N | Y | N | IPP Non-CHP | [62 empty] | GAS | [39 empty] | 1.1659 | 0.0016829 | 10.4
54842 | WM Renewable Energy LLC | 57025 | Waste Management Eco Vista LFGTE | AR | WASHINGTON | GEN1 | IC | OP | 0.8 | 0.8 | 0.8 |  | 11 | 2010 | LFG |  | N | Y | N | IPP Non-CHP | [62 empty] | GAS | [39 empty] | 1.1659 | 0.0016829 | 10.4
54842 | WM Renewable Energy LLC | 57025 | Waste Management Eco Vista LFGTE | AR | WASHINGTON | GEN2 | IC | OP | 0.8 | 0.8 | 0.8 |  | 11 | 2010 | LFG |  | N | Y | N | IPP Non-CHP | [62 empty] | GAS | [39 empty] | 1.1659 | 0.0016829 | 10.4
54842 | WM Renewable Energy LLC | 57025 | Waste Management Eco Vista LFGTE | AR | WASHINGTON | GEN3 | IC | OP | 0.8 | 0.8 | 0.8 |  | 11 | 2010 | LFG |  | N | Y | N | IPP Non-CHP | [62 empty] | GAS | [39 empty] | 1.1659 | 0.0016829 | 10.4
54842 | WM Renewable Energy LLC | 57025 | Waste Management Eco Vista LFGTE | AR | WASHINGTON | GEN4 | IC | OP | 0.8 | 0.8 | 0.8 |  | 11 | 2010 | LFG |  | N | Y | N | IPP Non-CHP | [62 empty] | GAS | [39 empty] | 1.1659 | 0.0016829 | 10.4
54842 | WM Renewable Energy LLC | 57025 | Waste Management Eco Vista LFGTE | AR | WASHINGTON | GEN5 | IC | OP | 0.8 | 0.8 | 0.8 |  | 11 | 2010 | LFG |  | N | Y | N | IPP Non-CHP | [62 empty] | GAS | [39 empty] | 1.1659 | 0.0016829 | 10.4
54842 | WM Renewable Energy LLC | 57026 | Superior Landfill Gas Recovery | GA | CHATHAM | GEN 5 | IC | OP | 0.8 | 0.8 | 0.8 |  | 11 | 2009 | LFG |  | N | Y | N | IPP Non-CHP | [62 empty] | GAS | [39 empty] | 1.1659 | 0.0016829 | 10.4
54842 | WM Renewable Energy LLC | 57026 | Superior Landfill Gas Recovery | GA | CHATHAM | GEN1 | IC | OP | 0.8 | 0.8 | 0.8 |  | 11 | 2009 | LFG |  | N | Y | N | IPP Non-CHP | [62 empty] | GAS | [39 empty] | 1.1659 | 0.0016829 | 10.4
54842 | WM Renewable Energy LLC | 57026 | Superior Landfill Gas Recovery | GA | CHATHAM | GEN2 | IC | OP | 0.8 | 0.8 | 0.8 |  | 11 | 2009 | LFG |  | N | Y | N | IPP Non-CHP | [62 empty] | GAS | [39 empty] | 1.1659 | 0.0016829 | 10.4
54842 | WM Renewable Energy LLC | 57026 | Superior Landfill Gas Recovery | GA | CHATHAM | GEN3 | IC | OP | 0.8 | 0.8 | 0.8 |  | 11 | 2009 | LFG |  | N | Y | N | IPP Non-CHP | [62 empty] | GAS | [39 empty] | 1.1659 | 0.0016829 | 10.4
54842 | WM Renewable Energy LLC | 57026 | Superior Landfill Gas Recovery | GA | CHATHAM | GEN4 | IC | OP | 0.8 | 0.8 | 0.8 |  | 11 | 2009 | LFG |  | N | Y | N | IPP Non-CHP | [62 empty] | GAS | [39 empty] | 1.1659 | 0.0016829 | 10.4
54842 | WM Renewable Energy LLC | 57026 | Superior Landfill Gas Recovery | GA | CHATHAM | GEN6 | IC | OP | 0.8 | 0.8 | 0.8 |  | 11 | 2009 | LFG |  | N | Y | N | IPP Non-CHP | [62 empty] | GAS | [39 empty] | 1.1659 | 0.0016829 | 10.4
54842 | WM Renewable Energy LLC | 57026 | Superior Landfill Gas Recovery | GA | CHATHAM | GEN7 | IC | OP | 0.8 | 0.8 | 0.8 |  | 11 | 2009 | LFG |  | N | Y | N | IPP Non-CHP | [62 empty] | GAS | [39 empty] | 1.1659 | 0.0016829 | 10.4
54842 | WM Renewable Energy LLC | 57026 | Superior Landfill Gas Recovery | GA | CHATHAM | GEN8 | IC | OP | 0.8 | 0.8 | 0.8 |  | 11 | 2009 | LFG |  | N | Y | N | IPP Non-CHP | [62 empty] | GAS | [39 empty] | 1.1659 | 0.0016829 | 10.4
54842 | WM Renewable Energy LLC | 57165 | Farmers Branch Renewable Energy Facility | TX | DENTON | GEN1 | IC | OP | 1.6 | 1.6 | 1.6 |  | 1 | 2011 | LFG |  | N | Y | N | IPP Non-CHP | [62 empty] | GAS | [39 empty] | 1.1659 | 0.0016829 | 10.4
54842 | WM Renewable Energy LLC | 57165 | Farmers Branch Renewable Energy Facility | TX | DENTON | GEN2 | IC | OP | 1.6 | 1.6 | 1.6 |  | 1 | 2011 | LFG |  | N | Y | N | IPP Non-CHP | [62 empty] | GAS | [39 empty] | 1.1659 | 0.0016829 | 10.4
54842 | WM Renewable Energy LLC | 57167 | Mesquite Creek LFGTE Project | TX | COMAL | GEN1 | IC | OP | 1.6 | 1.6 | 1.6 |  | 12 | 2010 | LFG |  | N | Y | N | IPP Non-CHP | [62 empty] | GAS | [39 empty] | 1.1659 | 0.0016829 | 10.4
54842 | WM Renewable Energy LLC | 57167 | Mesquite Creek LFGTE Project | TX | COMAL | GEN2 | IC | OP | 1.6 | 1.6 | 1.6 |  | 12 | 2010 | LFG |  | N | Y | N | IPP Non-CHP | [62 empty] | GAS | [39 empty] | 1.1659 | 0.0016829 | 10.4
54842 | WM Renewable Energy LLC | 57168 | Waste Management Naples LFGTE Project | FL | COLLIER | GEN1 | IC | OP | 0.8 | 0.8 | 0.8 |  | 5 | 2011 | LFG |  | N | Y | N | IPP Non-CHP |  |  |  |  | N | [57 empty] | GAS | [39 empty] | 1.1659 | 0.0016829 | 10.4
54842 | WM Renewable Energy LLC | 57168 | Waste Management Naples LFGTE Project | FL | COLLIER | GEN2 | IC | OP | 0.8 | 0.8 | 0.8 |  | 5 | 2011 | LFG |  | N | Y | N | IPP Non-CHP |  |  |  |  | N | [57 empty] | GAS | [39 empty] | 1.1659 | 0.0016829 | 10.4
54842 | WM Renewable Energy LLC | 57168 | Waste Management Naples LFGTE Project | FL | COLLIER | GEN3 | IC | OP | 0.8 | 0.8 | 0.8 |  | 5 | 2011 | LFG |  | N | Y | N | IPP Non-CHP |  |  |  |  | N | [57 empty] | GAS | [39 empty] | 1.1659 | 0.0016829 | 10.4
54842 | WM Renewable Energy LLC | 57168 | Waste Management Naples LFGTE Project | FL | COLLIER | GEN4 | IC | OP | 0.8 | 0.8 | 0.8 |  | 5 | 2011 | LFG |  | N | Y | N | IPP Non-CHP |  |  |  |  | N | [57 empty] | GAS | [39 empty] | 1.1659 | 0.0016829 | 10.4
54842 | WM Renewable Energy LLC | 57168 | Waste Management Naples LFGTE Project | FL | COLLIER | GEN5 | IC | OP | 0.8 | 0.8 | 0.8 |  | 5 | 2011 | LFG |  | N | Y | N | IPP Non-CHP |  |  |  |  | N | [57 empty] | GAS | [39 empty] | 1.1659 | 0.0016829 | 10.4
54842 | WM Renewable Energy LLC | 57169 | Waste Management Piedmont LFGTE Project | NC | FORSYTH | GEN1 | IC | OP | 0.8 | 0.8 | 0.8 |  | 3 | 2011 | LFG |  | N | Y | N | IPP Non-CHP |  |  |  |  | N | [57 empty] | GAS | [39 empty] | 1.1659 | 0.0016829 | 10.4
54842 | WM Renewable Energy LLC | 57169 | Waste Management Piedmont LFGTE Project | NC | FORSYTH | GEN2 | IC | OP | 0.8 | 0.8 | 0.8 |  | 3 | 2011 | LFG |  | N | Y | N | IPP Non-CHP |  |  |  |  | N | [57 empty] | GAS | [39 empty] | 1.1659 | 0.0016829 | 10.4
54842 | WM Renewable Energy LLC | 57169 | Waste Management Piedmont LFGTE Project | NC | FORSYTH | GEN3 | IC | OP | 0.8 | 0.8 | 0.8 |  | 3 | 2011 | LFG |  | N | Y | N | IPP Non-CHP |  |  |  |  | N | [57 empty] | GAS | [39 empty] | 1.1659 | 0.0016829 | 10.4
54842 | WM Renewable Energy LLC | 57170 | Suburban Landfill Gas Recovery | OH | PERRY | GEN1 | IC | OP | 0.8 | 0.8 | 0.8 |  | 1 | 2011 | LFG |  | N | Y | N | IPP Non-CHP | [62 empty] | GAS | [39 empty] | 1.1659 | 0.0016829 | 10.4
54842 | WM Renewable Energy LLC | 57170 | Suburban Landfill Gas Recovery | OH | PERRY | GEN2 | IC | OP | 0.8 | 0.8 | 0.8 |  | 1 | 2011 | LFG |  | N | Y | N | IPP Non-CHP | [62 empty] | GAS | [39 empty] | 1.1659 | 0.0016829 | 10.4
54842 | WM Renewable Energy LLC | 57170 | Suburban Landfill Gas Recovery | OH | PERRY | GEN3 | IC | OP | 0.8 | 0.8 | 0.8 |  | 1 | 2011 | LFG |  | N | Y | N | IPP Non-CHP | [62 empty] | GAS | [39 empty] | 1.1659 | 0.0016829 | 10.4
54842 | WM Renewable Energy LLC | 57170 | Suburban Landfill Gas Recovery | OH | PERRY | GEN4 | IC | OP | 0.8 | 0.8 | 0.8 |  | 1 | 2011 | LFG |  | N | Y | N | IPP Non-CHP | [62 empty] | GAS | [39 empty] | 1.1659 | 0.0016829 | 10.4
54842 | WM Renewable Energy LLC | 57170 | Suburban Landfill Gas Recovery | OH | PERRY | GEN5 | IC | OP | 0.8 | 0.8 | 0.8 |  | 1 | 2011 | LFG |  | N | Y | N | IPP Non-CHP |  |  |  |  | N | [57 empty] | GAS | [39 empty] | 1.1659 | 0.0016829 | 10.4
54842 | WM Renewable Energy LLC | 57170 | Suburban Landfill Gas Recovery | OH | PERRY | GEN6 | IC | OP | 0.8 | 0.8 | 0.8 |  | 1 | 2011 | LFG |  | N | Y | N | IPP Non-CHP |  |  |  |  | N | [57 empty] | GAS | [39 empty] | 1.1659 | 0.0016829 | 10.4
54842 | WM Renewable Energy LLC | 57170 | Suburban Landfill Gas Recovery | OH | PERRY | GEN7 | IC | OP | 0.8 | 0.8 | 0.8 |  | 1 | 2011 | LFG |  | N | Y | N | IPP Non-CHP |  |  |  |  | N | [57 empty] | GAS | [39 empty] | 1.1659 | 0.0016829 | 10.4
54842 | WM Renewable Energy LLC | 57405 | Eagle Valley | MI | Oakland | GEN1 | IC | OP | 1.6 | 1.6 | 1.6 |  | 7 | 2011 | LFG |  | N | Y | N | IPP Non-CHP |  |  |  |  | N | [57 empty] | GAS | [39 empty] | 1.1659 | 0.0016829 | 10.4
54842 | WM Renewable Energy LLC | 57405 | Eagle Valley | MI | Oakland | GEN2 | IC | OP | 1.6 | 1.6 | 1.6 |  | 7 | 2011 | LFG |  | N | Y | N | IPP Non-CHP |  |  |  |  | N | [57 empty] | GAS | [39 empty] | 1.1659 | 0.0016829 | 10.4
54842 | WM Renewable Energy LLC | 57406 | Prairie View IL | IL | Will | GEN1 | IC | OP | 1.6 | 1.6 | 1.6 |  | 12 | 2011 | LFG |  | N | Y | N | IPP Non-CHP |  |  |  |  | N | [57 empty] | GAS | [39 empty] | 1.1659 | 0.0016829 | 10.4
54842 | WM Renewable Energy LLC | 57406 | Prairie View IL | IL | Will | GEN2 | IC | OP | 1.6 | 1.6 | 1.6 |  | 12 | 2011 | LFG |  | N | Y | N | IPP Non-CHP |  |  |  |  | N | [57 empty] | GAS | [39 empty] | 1.1659 | 0.0016829 | 10.4
54842 | WM Renewable Energy LLC | 57406 | Prairie View IL | IL | Will | GEN3 | IC | OP | 1.6 | 1.6 | 1.6 |  | 12 | 2011 | LFG |  | N | Y | N | IPP Non-CHP |  |  |  |  | N | [57 empty] | GAS | [39 empty] | 1.1659 | 0.0016829 | 10.4
54843 | WM Illinois Renewable Energy LLC | 50563 | Settlers Hill Gas Recovery | IL | Kane | GEN1 | GT | OP | 3 | 2.9 | 3.3 |  | 10 | 1988 | LFG |  | N | Y | N | IPP Non-CHP |  |  |  |  | N | [57 empty] | GAS | [39 empty] | 0.0016829 | 0.0016829 | 10.4
54843 | WM Illinois Renewable Energy LLC | 50563 | Settlers Hill Gas Recovery | IL | Kane | GEN2 | GT | OP | 3 | 2.9 | 3.3 |  | 5 | 1998 | LFG |  | N | Y | N | IPP Non-CHP |  |  |  |  | N | [57 empty] | GAS | [39 empty] | 0.0016829 | 0.0016829 | 10.4
54843 | WM Illinois Renewable Energy LLC | 50566 | Milam Gas Recovery | IL | St Clair | GEN1 | IC | OP | 0.8 | 0.8 | 0.8 |  | 4 | 1991 | LFG |  | N | Y | N | IPP Non-CHP |  |  |  |  | N | [57 empty] | GAS | [39 empty] | 1.1659 | 0.0016829 | 10.4
54843 | WM Illinois Renewable Energy LLC | 50566 | Milam Gas Recovery | IL | St Clair | GEN2 | IC | OP | 0.8 | 0.8 | 0.8 |  | 4 | 1991 | LFG |  | N | Y | N | IPP Non-CHP |  |  |  |  | N | [57 empty] | GAS | [39 empty] | 1.1659 | 0.0016829 | 10.4
54843 | WM Illinois Renewable Energy LLC | 50566 | Milam Gas Recovery | IL | St Clair | GEN3 | IC | OP | 0.8 | 0.8 | 0.8 |  | 3 | 1993 | LFG |  | N | Y | N | IPP Non-CHP |  |  |  |  | N | [57 empty] | GAS | [39 empty] | 1.1659 | 0.0016829 | 10.4
54843 | WM Illinois Renewable Energy LLC | 50573 | CID Gas Recovery | IL | COOK | GEN2 | GT | OP | 3 | 2.9 | 3.3 |  | 3 | 1989 | LFG |  | N | Y | N | IPP Non-CHP |  |  |  |  | N | [57 empty] | GAS | [39 empty] | 0.0016829 | 0.0016829 | 10.4
54843 | WM Illinois Renewable Energy LLC | 50575 | Lake Gas Recovery | IL | Cook | GEN2 | GT | OP | 3 | 2.9 | 3.3 |  | 8 | 1993 | LFG |  | N | Y | N | IPP Non-CHP |  |  |  | 2013 | N | [57 empty] | GAS | [39 empty] | 0.0016829 | 0.0016829 | 10.4
54843 | WM Illinois Renewable Energy LLC | 50575 | Lake Gas Recovery | IL | Cook | GEN3 | GT | OP | 3 | 2.9 | 3.3 |  | 8 | 1993 | LFG |  | N | Y | N | IPP Non-CHP |  |  |  |  | N | [57 empty] | GAS | [39 empty] | 0.0016829 | 0.0016829 | 10.4
54843 | WM Illinois Renewable Energy LLC | 50721 | Tazewell Gas Recovery | IL | Tazewell | GEN1 | IC | OP | 0.8 | 0.8 | 0.8 |  | 7 | 1989 | LFG |  | N | Y | N | IPP Non-CHP |  |  |  |  | N | [57 empty] | GAS | [39 empty] | 1.1659 | 0.0016829 | 10.4
54843 | WM Illinois Renewable Energy LLC | 50721 | Tazewell Gas Recovery | IL | Tazewell | GEN2 | IC | OP | 0.8 | 0.8 | 0.8 |  | 7 | 1989 | LFG |  | N | Y | N | IPP Non-CHP |  |  |  |  | N | [57 empty] | GAS | [39 empty] | 1.1659 | 0.0016829 | 10.4
54843 | WM Illinois Renewable Energy LLC | 50721 | Tazewell Gas Recovery | IL | Tazewell | GEN3 | IC | OP | 0.8 | 0.8 | 0.8 |  | 5 | 1999 | LFG |  | N | Y | N | IPP Non-CHP |  |  |  |  | N | [57 empty] | GAS | [39 empty] | 1.1659 | 0.0016829 | 10.4
54843 | WM Illinois Renewable Energy LLC | 54659 | Kankakee Gas Recovery | IL | Kankakee | GEN1 | IC | OP | 0.8 | 0.8 | 0.8 |  | 6 | 1992 | LFG |  | N | Y | N | IPP Non-CHP |  |  |  |  | N | [57 empty] | GAS | [39 empty] | 1.1659 | 0.0016829 | 10.4
54843 | WM Illinois Renewable Energy LLC | 54659 | Kankakee Gas Recovery | IL | Kankakee | GEN2 | IC | OP | 0.8 | 0.8 | 0.8 |  | 6 | 1992 | LFG |  | N | Y | N | IPP Non-CHP |  |  |  |  | N | [57 empty] | GAS | [39 empty] | 1.1659 | 0.0016829 | 10.4
54843 | WM Illinois Renewable Energy LLC | 54662 | Woodland Landfill Gas Recovery | IL | Kane | GEN1 | IC | OP | 0.8 | 0.8 | 0.8 |  | 5 | 1992 | LFG |  | N | Y | N | IPP Non-CHP |  |  |  |  | N | [57 empty] | GAS | [39 empty] | 1.1659 | 0.0016829 | 10.4
54843 | WM Illinois Renewable Energy LLC | 54662 | Woodland Landfill Gas Recovery | IL | Kane | GEN2 | IC | OP | 0.8 | 0.8 | 0.8 |  | 5 | 1992 | LFG |  | N | Y | N | IPP Non-CHP |  |  |  |  | N | [57 empty] | GAS | [39 empty] | 1.1659 | 0.0016829 | 10.4
54843 | WM Illinois Renewable Energy LLC | 54662 | Woodland Landfill Gas Recovery | IL | Kane | GEN3 | IC | OP | 1.6 | 1.6 | 1.6 |  | 5 | 2010 | LFG |  | N | Y | N | IPP Non-CHP |  |  |  |  | N | [57 empty] | GAS | [39 empty] | 1.1659 | 0.0016829 | 10.4
54843 | WM Illinois Renewable Energy LLC | 54662 | Woodland Landfill Gas Recovery | IL | Kane | GEN4 | IC | OP | 1.6 | 1.6 | 1.6 |  | 5 | 2010 | LFG |  | N | Y | N | IPP Non-CHP |  |  |  |  | N | [57 empty] | GAS | [39 empty] | 1.1659 | 0.0016829 | 10.4
54843 | WM Illinois Renewable Energy LLC | 55014 | Greene Valley Gas Recovery | IL | Du Page | GEN1 | GT | OP | 3.3 | 2.9 | 3.3 |  | 5 | 1996 | LFG |  | N | Y | N | IPP Non-CHP |  |  |  |  | N | [57 empty] | GAS | [39 empty] | 0.0016829 | 0.0016829 | 10.4
54843 | WM Illinois Renewable Energy LLC | 55014 | Greene Valley Gas Recovery | IL | Du Page | GEN2 | GT | OP | 3.3 | 2.9 | 3.3 |  | 5 | 1996 | LFG |  | N | Y | N | IPP Non-CHP |  |  |  |  | N | [57 empty] | GAS | [39 empty] | 0.0016829 | 0.0016829 | 10.4
54844 | Modern Power LLC | 55142 | Modern Landfill Production Plant | PA | York | GEN2 | IC | OP | 3 | 3 | 3 |  | 5 | 1998 | LFG |  | N | Y | N | IPP Non-CHP |  |  |  |  | N | [57 empty] | GAS | [39 empty] | 1.1659 | 0.0016829 | 10.4
54844 | Modern Power LLC | 55142 | Modern Landfill Production Plant | PA | York | GEN3 | IC | OP | 3 | 3 | 3 |  | 5 | 1998 | LFG |  | N | Y | N | IPP Non-CHP |  |  |  |  | N | [57 empty] | GAS | [39 empty] | 1.1659 | 0.0016829 | 10.4
54844 | Modern Power LLC | 55142 | Modern Landfill Production Plant | PA | York | GEN4 | IC | OP | 3 | 3 | 3 |  | 5 | 1998 | LFG |  | N | Y | N | IPP Non-CHP |  |  |  |  | N | [57 empty] | GAS | [39 empty] | 1.1659 | 0.0016829 | 10.4
54845 | Colorado & Santa Fe Energy Co | 56308 | Fossil Gulch | ID | Twin Falls | 1 | WT | OP | 10.5 | 10.5 | 10.5 |  | 2 | 2005 | WND |  | N | Y | N | IPP Non-CHP | [62 empty] | N/A | [39 empty] | 0 | 0 | 10.4
54853 | Evergreen Wind Power LLC | 56448 | Mars Hill Wind Farm Project | ME | Aroostook | 1 | WT | OP | 42 | 42 | 42 |  | 3 | 2007 | WND |  | N | Y | N | IPP Non-CHP | [62 empty] | N/A | [39 empty] | 0 | 0 | 10.4
54854 | Kaheawa Wind Power LLC | 56449 | Kaheawa Pastures Wind Farm | HI | Maui | 1 | WT | OP | 30 | 30 | 30 |  | 1 | 2006 | WND |  | N | Y | N | IPP Non-CHP | [62 empty] | N/A | [39 empty] | 0 | 0 | 10.4
54863 | U S Power Generating Company LLC | 2494 | Gowanus Gas Turbines Generating | NY | Kings | GT11 | GT | OP | 20 | 17.7 | 23.1 |  | 6 | 1971 | DFO | KER | Y | Y | N | IPP Non-CHP |  |  |  |  | N | [57 empty] | LIQUID | NY | Gowanus | 2494 | CT01-1 | 2010 | CP0001 | CAIROS | 20 | 6 | 320 |  |  | 0.824 | 1.725 |  | 4184.8 | 2 |  | Kings | Electric Utility | 4911 | Electric Services | 40.6635 | -74.0051 | Astoria Operating Services, Inc. (Operator) Astoria Generating Company, LP (Owner) |  |  | Operating | Combustion turbine | Other Oil |  |  |  |  | 299 | 10.4 | LIQUID | 16 | 278.125 | 0.824 | 0.32268 | 13.113
54863 | U S Power Generating Company LLC | 2494 | Gowanus Gas Turbines Generating | NY | Kings | GT15 | GT | OP | 20 | 16.1 | 20.2 |  | 6 | 1971 | DFO | KER | Y | Y | N | IPP Non-CHP |  |  |  |  | N | [57 empty] | LIQUID | NY | Gowanus | 2494 | CT01-5 | 2010 | CP0001 | CAIROS | 27 | 6 | 432 |  |  | 0.824 | 2.329 |  | 5651.1 | 2 |  | Kings | Electric Utility | 4911 | Electric Services | 40.6635 | -74.0051 | Astoria Operating Services, Inc. (Operator) Astoria Generating Company, LP (Owner) |  |  | Operating | Combustion turbine | Other Oil |  |  |  |  | 299 | 10.4 | LIQUID | 16 | 368.75 | 0.824 | 0.32268 | 13.113
54863 | U S Power Generating Company LLC | 2494 | Gowanus Gas Turbines Generating | NY | Kings | GT21 | GT | OP | 20 | 17.1 | 21.7 |  | 6 | 1971 | NG | DFO | Y | Y | N | IPP Non-CHP |  |  |  |  | N | [57 empty] | GAS | NY | Gowanus | 2494 | CT02-1 | 2010 | CP0001 | CAIROS | 93 | 6 | 1488 |  |  | 0.325 | 3.165 |  | 19482.9 | 2 |  | Kings | Electric Utility | 4911 | Electric Services | 40.6635 | -74.0051 | Astoria Operating Services, Inc. (Operator) Astoria Generating Company, LP (Owner) |  |  | Operating | Combustion turbine | Other Oil | Pipeline Natural Gas |  |  |  | 299 | 10.4 | LIQUID | 16 | -28.125 | 0.325 | 0.0053725 | 12.266
54863 | U S Power Generating Company LLC | 2494 | Gowanus Gas Turbines Generating | NY | Kings | GT25 | GT | OP | 20 | 18 | 23.4 |  | 6 | 1971 | NG | DFO | Y | Y | N | IPP Non-CHP |  |  |  |  | N | [57 empty] | GAS | NY | Gowanus | 2494 | CT02-5 | 2010 | CP0001 | CAIROS | 139 | 6 | 2224 |  |  | 0.325 | 4.725 |  | 29084.9 | 2 |  | Kings | Electric Utility | 4911 | Electric Services | 40.6635 | -74.0051 | Astoria Operating Services, Inc. (Operator) Astoria Generating Company, LP (Owner) |  |  | Operating | Combustion turbine | Other Oil | Pipeline Natural Gas |  |  |  | 299 | 10.4 | LIQUID | 16 | -81.25 | 0.325 | 0.0053725 | 12.266
54863 | U S Power Generating Company LLC | 2494 | Gowanus Gas Turbines Generating | NY | Kings | GT31 | GT | OP | 20 | 17.3 | 21.7 |  | 7 | 1971 | NG | DFO | Y | Y | N | IPP Non-CHP |  |  |  |  | N | [57 empty] | GAS | NY | Gowanus | 2494 | CT03-1 | 2010 | CP0001 | CAIROS | 118 | 6 | 1770 |  |  | 0.3344 | 3.874 |  | 23180.6 | 2 |  | Kings | Electric Utility | 4911 | Electric Services | 40.6635 | -74.0051 | Astoria Operating Services, Inc. (Operator) Astoria Generating Company, LP (Owner) |  |  | Operating | Combustion turbine | Other Oil | Pipeline Natural Gas |  |  |  | 299 | 10.4 | LIQUID | 15 | -73.3333 | 0.3344 | 0.0053725 | 12.266
54863 | U S Power Generating Company LLC | 2494 | Gowanus Gas Turbines Generating | NY | Kings | GT35 | GT | OP | 20 | 18.1 | 23 |  | 7 | 1971 | NG | DFO | Y | Y | N | IPP Non-CHP |  |  |  |  | N | [57 empty] | GAS | NY | Gowanus | 2494 | CT03-5 | 2010 | CP0001 | CAIROS | 164 | 6 | 2460 |  |  | 0.3273 | 5.261 |  | 32154 | 2 |  | Kings | Electric Utility | 4911 | Electric Services | 40.6635 | -74.0051 | Astoria Operating Services, Inc. (Operator) Astoria Generating Company, LP (Owner) |  |  | Operating | Combustion turbine | Other Oil | Pipeline Natural Gas |  |  |  | 299 | 10.4 | LIQUID | 15 | -116.6667 | 0.3273 | 0.0053725 | 12.266
54863 | U S Power Generating Company LLC | 2494 | Gowanus Gas Turbines Generating | NY | Kings | GT41 | GT | OP | 20 | 15.7 | 21.2 |  | 7 | 1971 | DFO | KER | Y | Y | N | IPP Non-CHP |  |  |  |  | N | [57 empty] | LIQUID | NY | Gowanus | 2494 | CT04-1 | 2010 | CP0001 | CAIROS | 33 | 6 | 495 |  |  | 0.824 | 2.671 |  | 6480.5 | 2 |  | Kings | Electric Utility | 4911 | Electric Services | 40.6635 | -74.0051 | Astoria Operating Services, Inc. (Operator) Astoria Generating Company, LP (Owner) |  |  | Operating | Combustion turbine | Other Oil |  |  |  |  | 299 | 10.4 | LIQUID | 15 | 293.3333 | 0.824 | 0.32268 | 13.113
54863 | U S Power Generating Company LLC | 2494 | Gowanus Gas Turbines Generating | NY | Kings | GT45 | GT | OP | 20 | 16.3 | 21.5 |  | 7 | 1971 | DFO | KER | Y | Y | N | IPP Non-CHP |  |  |  |  | N | [57 empty] | LIQUID | NY | Gowanus | 2494 | CT04-5 | 2010 | CP0001 | CAIROS | 33 | 6 | 495 |  |  | 0.824 | 2.671 |  | 6482.1 | 2 |  | Kings | Electric Utility | 4911 | Electric Services | 40.6635 | -74.0051 | Astoria Operating Services, Inc. (Operator) Astoria Generating Company, LP (Owner) |  |  | Operating | Combustion turbine | Other Oil |  |  |  |  | 299 | 10.4 | LIQUID | 15 | 283.3333 | 0.824 | 0.32268 | 13.113
54863 | U S Power Generating Company LLC | 2499 | Narrows Gas Turbines Generating | NY | Kings | NT11 | GT | OP | 22 | 19.3 | 23.5 |  | 5 | 1972 | NG | DFO | Y | Y | N | IPP Non-CHP |  |  |  |  | N | [57 empty] | GAS | NY | Narrows | 2499 | CT01-1 | 2010 | CP0001 | CAIROS | 453 | 6 | 7701 |  |  | 0.3901 | 22.873 |  | 117205.4 | 2 |  | Kings | Electric Utility | 4911 | Electric Services | 40.6486 | -74.0209 | Astoria Operating Services, Inc. (Operator) Astoria Generating Company, LP (Owner) |  |  | Operating | Combustion turbine | Pipeline Natural Gas | Other Oil |  |  |  | 297 | 10.4 | GAS | 17 | 308.8235 | 0.3901 | 0.0030375 | 12.3882
54863 | U S Power Generating Company LLC | 2499 | Narrows Gas Turbines Generating | NY | Kings | NT15 | GT | OP | 22 | 18.9 | 21.9 |  | 5 | 1972 | NG | DFO | Y | Y | N | IPP Non-CHP |  |  |  |  | N | [57 empty] | GAS | NY | Narrows | 2499 | CT01-5 | 2010 | CP0001 | CAIROS | 326 | 6 | 5542 |  |  | 0.3868 | 16.294 |  | 84216.6 | 2 |  | Kings | Electric Utility | 4911 | Electric Services | 40.6486 | -74.0209 | Astoria Operating Services, Inc. (Operator) Astoria Generating Company, LP (Owner) |  |  | Operating | Combustion turbine | Pipeline Natural Gas | Other Oil |  |  |  | 297 | 10.4 | GAS | 17 | 355.8824 | 0.3868 | 0.0030375 | 12.3882
54863 | U S Power Generating Company LLC | 2499 | Narrows Gas Turbines Generating | NY | Kings | NT21 | GT | OP | 22 | 20 | 22.7 |  | 6 | 1972 | NG | DFO | Y | Y | N | IPP Non-CHP |  |  |  |  | N | [57 empty] | GAS | NY | Narrows | 2499 | CT02-1 | 2010 | CP0001 | CAIROS | 533 | 6 | 9061 |  |  | 0.3901 | 26.897 |  | 137784.4 | 2 |  | Kings | Electric Utility | 4911 | Electric Services | 40.6486 | -74.0209 | Astoria Operating Services, Inc. (Operator) Astoria Generating Company, LP (Owner) |  |  | Operating | Combustion turbine | Pipeline Natural Gas | Other Oil |  |  |  | 297 | 10.4 | GAS | 17 | 332.3529 | 0.3901 | 0.0030375 | 12.3882
54863 | U S Power Generating Company LLC | 2499 | Narrows Gas Turbines Generating | NY | Kings | NT25 | GT | OP | 22 | 18.5 | 23.4 |  | 6 | 1972 | NG | DFO | Y | Y | N | IPP Non-CHP |  |  |  |  | N | [57 empty] | GAS | NY | Narrows | 2499 | CT02-5 | 2010 | CP0001 | CAIROS | 441 | 6 | 7497 |  |  | 0.3878 | 22.077 |  | 113786.4 | 2 |  | Kings | Electric Utility | 4911 | Electric Services | 40.6486 | -74.0209 | Astoria Operating Services, Inc. (Operator) Astoria Generating Company, LP (Owner) |  |  | Operating | Combustion turbine | Pipeline Natural Gas | Other Oil |  |  |  | 297 | 10.4 | GAS | 17 | 311.7647 | 0.3878 | 0.0030375 | 12.3882
54863 | U S Power Generating Company LLC | 8906 | Astoria Generating Station | NY | Queens | 2 | ST | OP | 180 | 184.6 | 183.3 |  | 3 | 1954 | NG |  | N | Y | N | IPP Non-CHP |  |  |  |  | N | [57 empty] | GAS | NY | Astoria Generating Station | 8906 | 20 | 2010 |  | ARP, CAIRNOX, CAIROS, CAIRSO2, RGGI | 625.45 | 12 | 45946.83 |  | 0.19 | 0.1307 | 50.705 | 37564.805 | 632101.319 | 2 |  | Queens | Electric Utility | 4911 | Electric Services | 40.7869 | -73.9122 | Astoria Operating Services, Inc. (Operator) Astoria Generating Company, LP (Owner) | Phase 2 |  | Operating | Dry bottom wall-fired boiler | Pipeline Natural Gas |  |  |  |  | 2300 | 12.0975 | GAS | 180 | 490.8333 | 0.1307 | 0.000601 | 12.0975
54863 | U S Power Generating Company LLC | 8906 | Astoria Generating Station | NY | Queens | 3 | ST | OP | 376 | 373.3 | 373.7 |  | 12 | 1958 | RFO | NG | Y | Y | N | IPP Non-CHP |  |  |  |  | N | [57 empty] | LIQUID | NY | Astoria Generating Station | 8906 | 31RH | 2010 | CP30 | ARP, CAIRNOX, CAIROS, CAIRSO2, RGGI | 6300.66 | 12 | 777923.06 |  | 35.168 | 0.0764 | 202.217 | 272530.904 | 4506592.244 | 2 |  | Queens | Electric Utility | 4911 | Electric Services | 40.7869 | -73.9122 | Astoria Operating Services, Inc. (Operator) Astoria Generating Company, LP (Owner) | Phase 2 |  | Operating | Dry bottom wall-fired boiler | Residual Oil | Pipeline Natural Gas |  |  |  | 3984 | 49.393 | LIQUID | 384 | -13.7811 | 0.0764 | 0.015607 | 10.2007
54863 | U S Power Generating Company LLC | 8906 | Astoria Generating Station | NY | Queens | ST5 | ST | OP | 387 | 380 | 382 |  | 12 | 1962 | RFO | NG | Y | Y | N | IPP Non-CHP |  |  |  |  | N | [57 empty] | LIQUID | NY | Astoria Generating Station | 8906 | 31RH | 2010 | CP30 | ARP, CAIRNOX, CAIROS, CAIRSO2, RGGI | 6300.66 | 12 | 777923.06 |  | 35.168 | 0.0764 | 202.217 | 272530.904 | 4506592.244 | 2 |  | Queens | Electric Utility | 4911 | Electric Services | 40.7869 | -73.9122 | Astoria Operating Services, Inc. (Operator) Astoria Generating Company, LP (Owner) | Phase 2 |  | Operating | Dry bottom wall-fired boiler | Residual Oil | Pipeline Natural Gas |  |  |  | 3984 | 49.393 | LIQUID | 384 | -2.6178 | 0.0764 | 0.015607 | 10.4053
54863 | U S Power Generating Company LLC | 2494 | Gowanus Gas Turbines Generating | NY | Kings | GT12 | GT | OP | 20 | 15.7 | 21.4 |  | 6 | 1971 | DFO | KER | Y | Y | N | IPP Non-CHP |  |  |  |  | N | [57 empty] | LIQUID | NY | Gowanus | 2494 | CT01-2 | 2010 | CP0001 | CAIROS | 27 | 6 | 432 |  |  | 0.824 | 2.331 |  | 5656.5 | 2 |  | Kings | Electric Utility | 4911 | Electric Services | 40.6635 | -74.0051 | Astoria Operating Services, Inc. (Operator) Astoria Generating Company, LP (Owner) |  |  | Operating | Combustion turbine | Other Oil |  |  |  |  | 299 | 10.4 | LIQUID | 16 | 331.25 | 0.824 | 0.32268 | 13.113
54863 | U S Power Generating Company LLC | 2494 | Gowanus Gas Turbines Generating | NY | Kings | GT13 | GT | OP | 20 | 16.2 | 21.6 |  | 6 | 1971 | DFO | KER | Y | Y | N | IPP Non-CHP |  |  |  |  | N | [57 empty] | LIQUID | NY | Gowanus | 2494 | CT01-3 | 2010 | CP0001 | CAIROS | 20 | 6 | 320 |  |  | 0.824 | 1.727 |  | 4190.2 | 2 |  | Kings | Electric Utility | 4911 | Electric Services | 40.6635 | -74.0051 | Astoria Operating Services, Inc. (Operator) Astoria Generating Company, LP (Owner) |  |  | Operating | Combustion turbine | Other Oil |  |  |  |  | 299 | 10.4 | LIQUID | 16 | 325 | 0.824 | 0.32268 | 13.113
54863 | U S Power Generating Company LLC | 2494 | Gowanus Gas Turbines Generating | NY | Kings | GT14 | GT | OP | 20 | 15.4 | 21.3 |  | 6 | 1971 | DFO | KER | Y | Y | N | IPP Non-CHP |  |  |  |  | N | [57 empty] | LIQUID | NY | Gowanus | 2494 | CT01-4 | 2010 | CP0001 | CAIROS | 30 | 6 | 480 |  |  | 0.824 | 2.591 |  | 6288 | 2 |  | Kings | Electric Utility | 4911 | Electric Services | 40.6635 | -74.0051 | Astoria Operating Services, Inc. (Operator) Astoria Generating Company, LP (Owner) |  |  | Operating | Combustion turbine | Other Oil |  |  |  |  | 299 | 10.4 | LIQUID | 16 | 334.375 | 0.824 | 0.32268 | 13.113
54863 | U S Power Generating Company LLC | 2494 | Gowanus Gas Turbines Generating | NY | Kings | GT16 | GT | OP | 20 | 17.3 | 21.6 |  | 6 | 1971 | DFO | KER | Y | Y | N | IPP Non-CHP |  |  |  |  | N | [57 empty] | LIQUID | NY | Gowanus | 2494 | CT01-6 | 2010 | CP0001 | CAIROS | 34 | 6 | 544 |  |  | 0.824 | 2.934 |  | 7119.2 | 2 |  | Kings | Electric Utility | 4911 | Electric Services | 40.6635 | -74.0051 | Astoria Operating Services, Inc. (Operator) Astoria Generating Company, LP (Owner) |  |  | Operating | Combustion turbine | Other Oil |  |  |  |  | 299 | 10.4 | LIQUID | 16 | 325 | 0.824 | 0.32268 | 13.113
54863 | U S Power Generating Company LLC | 2494 | Gowanus Gas Turbines Generating | NY | Kings | GT17 | GT | OP | 20 | 16.7 | 21.9 |  | 6 | 1971 | DFO | KER | Y | Y | N | IPP Non-CHP |  |  |  |  | N | [57 empty] | LIQUID | NY | Gowanus | 2494 | CT01-7 | 2010 | CP0001 | CAIROS | 31 | 6 | 496 |  |  | 0.824 | 2.677 |  | 6496.7 | 2 |  | Kings | Electric Utility | 4911 | Electric Services | 40.6635 | -74.0051 | Astoria Operating Services, Inc. (Operator) Astoria Generating Company, LP (Owner) |  |  | Operating | Combustion turbine | Other Oil |  |  |  |  | 299 | 10.4 | LIQUID | 16 | 315.625 | 0.824 | 0.32268 | 13.113
54863 | U S Power Generating Company LLC | 2494 | Gowanus Gas Turbines Generating | NY | Kings | GT18 | GT | OP | 20 | 15.6 | 20.4 |  | 6 | 1971 | DFO | KER | Y | Y | N | IPP Non-CHP |  |  |  |  | N | [57 empty] | LIQUID | NY | Gowanus | 2494 | CT01-8 | 2010 | CP0001 | CAIROS | 27 | 6 | 432 |  |  | 0.824 | 2.33 |  | 5652.9 | 2 |  | Kings | Electric Utility | 4911 | Electric Services | 40.6635 | -74.0051 | Astoria Operating Services, Inc. (Operator) Astoria Generating Company, LP (Owner) |  |  | Operating | Combustion turbine | Other Oil |  |  |  |  | 299 | 10.4 | LIQUID | 16 | 362.5 | 0.824 | 0.32268 | 13.113
54863 | U S Power Generating Company LLC | 2494 | Gowanus Gas Turbines Generating | NY | Kings | GT22 | GT | OP | 20 | 18.6 | 23 |  | 6 | 1971 | NG | DFO | Y | Y | N | IPP Non-CHP |  |  |  |  | N | [57 empty] | GAS | NY | Gowanus | 2494 | CT02-2 | 2010 | CP0001 | CAIROS | 124 | 6 | 1984 |  |  | 0.325 | 4.217 |  | 25961.6 | 2 |  | Kings | Electric Utility | 4911 | Electric Services | 40.6635 | -74.0051 | Astoria Operating Services, Inc. (Operator) Astoria Generating Company, LP (Owner) |  |  | Operating | Combustion turbine | Other Oil | Pipeline Natural Gas |  |  |  | 299 | 10.4 | LIQUID | 16 | -68.75 | 0.325 | 0.0053725 | 12.266
54863 | U S Power Generating Company LLC | 2494 | Gowanus Gas Turbines Generating | NY | Kings | GT23 | GT | OP | 20 | 19.5 | 24.3 |  | 6 | 1971 | NG | DFO | Y | Y | N | IPP Non-CHP |  |  |  |  | N | [57 empty] | GAS | NY | Gowanus | 2494 | CT02-3 | 2010 | CP0001 | CAIROS | 108 | 6 | 1728 |  |  | 0.325 | 3.671 |  | 22597.2 | 2 |  | Kings | Electric Utility | 4911 | Electric Services | 40.6635 | -74.0051 | Astoria Operating Services, Inc. (Operator) Astoria Generating Company, LP (Owner) |  |  | Operating | Combustion turbine | Other Oil | Pipeline Natural Gas |  |  |  | 299 | 10.4 | LIQUID | 16 | -109.375 | 0.325 | 0.0053725 | 12.266
54863 | U S Power Generating Company LLC | 2494 | Gowanus Gas Turbines Generating | NY | Kings | GT24 | GT | OP | 20 | 18 | 22 |  | 6 | 1971 | NG | DFO | Y | Y | N | IPP Non-CHP |  |  |  |  | N | [57 empty] | GAS | NY | Gowanus | 2494 | CT02-4 | 2010 | CP0001 | CAIROS | 135 | 6 | 2160 |  |  | 0.325 | 4.591 |  | 28260.9 | 2 |  | Kings | Electric Utility | 4911 | Electric Services | 40.6635 | -74.0051 | Astoria Operating Services, Inc. (Operator) Astoria Generating Company, LP (Owner) |  |  | Operating | Combustion turbine | Other Oil | Pipeline Natural Gas |  |  |  | 299 | 10.4 | LIQUID | 16 | -37.5 | 0.325 | 0.0053725 | 12.266
54863 | U S Power Generating Company LLC | 2494 | Gowanus Gas Turbines Generating | NY | Kings | GT26 | GT | OP | 20 | 19.5 | 24.8 |  | 6 | 1971 | NG | DFO | Y | Y | N | IPP Non-CHP |  |  |  |  | N | [57 empty] | GAS | NY | Gowanus | 2494 | CT02-6 | 2010 | CP0001 | CAIROS | 188 | 6 | 3008 |  |  | 0.325 | 6.386 |  | 39311.2 | 2 |  | Kings | Electric Utility | 4911 | Electric Services | 40.6635 | -74.0051 | Astoria Operating Services, Inc. (Operator) Astoria Generating Company, LP (Owner) |  |  | Operating | Combustion turbine | Other Oil | Pipeline Natural Gas |  |  |  | 299 | 10.4 | LIQUID | 16 | -125 | 0.325 | 0.0053725 | 12.266
54863 | U S Power Generating Company LLC | 2494 | Gowanus Gas Turbines Generating | NY | Kings | GT27 | GT | OP | 20 | 18.9 | 23.9 |  | 6 | 1971 | NG | DFO | Y | Y | N | IPP Non-CHP | [62 empty] | GAS | NY | Gowanus | 2494 | CT02-7 | 2010 | CP0001 | CAIROS | 162 | 6 | 2592 |  |  | 0.325 | 5.501 |  | 33865.2 | 2 |  | Kings | Electric Utility | 4911 | Electric Services | 40.6635 | -74.0051 | Astoria Operating Services, Inc. (Operator) Astoria Generating Company, LP (Owner) |  |  | Operating | Combustion turbine | Other Oil | Pipeline Natural Gas |  |  |  | 299 | 10.4 | LIQUID | 16 | -96.875 | 0.325 | 0.0053725 | 12.266
54863 | U S Power Generating Company LLC | 2494 | Gowanus Gas Turbines Generating | NY | Kings | GT28 | GT | OP | 20 | 17 | 22.7 |  | 6 | 1971 | NG | DFO | Y | Y | N | IPP Non-CHP |  |  |  |  | N | [57 empty] | GAS | NY | Gowanus | 2494 | CT02-8 | 2010 | CP0001 | CAIROS | 106 | 6 | 1696 |  |  | 0.325 | 3.603 |  | 22178 | 2 |  | Kings | Electric Utility | 4911 | Electric Services | 40.6635 | -74.0051 | Astoria Operating Services, Inc. (Operator) Astoria Generating Company, LP (Owner) |  |  | Operating | Combustion turbine | Other Oil | Pipeline Natural Gas |  |  |  | 299 | 10.4 | LIQUID | 16 | -59.375 | 0.325 | 0.0053725 | 12.266
54863 | U S Power Generating Company LLC | 2494 | Gowanus Gas Turbines Generating | NY | Kings | GT32 | GT | OP | 20 | 17.1 | 21.4 |  | 7 | 1971 | NG | DFO | Y | Y | N | IPP Non-CHP |  |  |  |  | N | [57 empty] | GAS | NY | Gowanus | 2494 | CT03-2 | 2010 | CP0001 | CAIROS | 94 | 6 | 1410 |  |  | 0.3368 | 3.109 |  | 18467.8 | 2 |  | Kings | Electric Utility | 4911 | Electric Services | 40.6635 | -74.0051 | Astoria Operating Services, Inc. (Operator) Astoria Generating Company, LP (Owner) |  |  | Operating | Combustion turbine | Other Oil | Pipeline Natural Gas |  |  |  | 299 | 10.4 | LIQUID | 15 | -63.3333 | 0.3368 | 0.0053725 | 12.266
54863 | U S Power Generating Company LLC | 2494 | Gowanus Gas Turbines Generating | NY | Kings | GT33 | GT | OP | 20 | 18.7 | 23.2 |  | 7 | 1971 | NG | DFO | Y | Y | N | IPP Non-CHP |  |  |  |  | N | [57 empty] | GAS | NY | Gowanus | 2494 | CT03-3 | 2010 | CP0001 | CAIROS | 152 | 6 | 2280 |  |  | 0.3299 | 4.917 |  | 29815.2 | 2 |  | Kings | Electric Utility | 4911 | Electric Services | 40.6635 | -74.0051 | Astoria Operating Services, Inc. (Operator) Astoria Generating Company, LP (Owner) |  |  | Operating | Combustion turbine | Other Oil | Pipeline Natural Gas |  |  |  | 299 | 10.4 | LIQUID | 15 | -123.3333 | 0.3299 | 0.0053725 | 12.266
54863 | U S Power Generating Company LLC | 2494 | Gowanus Gas Turbines Generating | NY | Kings | GT34 | GT | OP | 20 | 16.7 | 21.3 |  | 7 | 1971 | NG | DFO | Y | Y | N | IPP Non-CHP |  |  |  |  | N | [57 empty] | GAS | NY | Gowanus | 2494 | CT03-4 | 2010 | CP0001 | CAIROS | 93 | 6 | 1395 |  |  | 0.3369 | 3.073 |  | 18249.7 | 2 |  | Kings | Electric Utility | 4911 | Electric Services | 40.6635 | -74.0051 | Astoria Operating Services, Inc. (Operator) Astoria Generating Company, LP (Owner) |  |  | Operating | Combustion turbine | Other Oil | Pipeline Natural Gas |  |  |  | 299 | 10.4 | LIQUID | 15 | -60 | 0.3369 | 0.0053725 | 12.266
54863 | U S Power Generating Company LLC | 2494 | Gowanus Gas Turbines Generating | NY | Kings | GT36 | GT | OP | 20 | 15.4 | 20.2 |  | 7 | 1971 | NG | DFO | Y | Y | N | IPP Non-CHP |  |  |  |  | N | [57 empty] | GAS | NY | Gowanus | 2494 | CT03-6 | 2010 | CP0001 | CAIROS | 84 | 6 | 1260 |  |  | 0.325 | 2.679 |  | 16491.6 | 2 |  | Kings | Electric Utility | 4911 | Electric Services | 40.6635 | -74.0051 | Astoria Operating Services, Inc. (Operator) Astoria Generating Company, LP (Owner) |  |  | Operating | Combustion turbine | Other Oil | Pipeline Natural Gas |  |  |  | 299 | 10.4 | LIQUID | 15 | -23.3333 | 0.325 | 0.0053725 | 12.266
54863 | U S Power Generating Company LLC | 2494 | Gowanus Gas Turbines Generating | NY | Kings | GT37 | GT | OP | 20 | 16.8 | 22 |  | 7 | 1971 | NG | DFO | Y | Y | N | IPP Non-CHP |  |  |  |  | N | [57 empty] | GAS | NY | Gowanus | 2494 | CT03-7 | 2010 | CP0001 | CAIROS | 91 | 6 | 1365 |  |  | 0.325 | 2.902 |  | 17858.3 | 2 |  | Kings | Electric Utility | 4911 | Electric Services | 40.6635 | -74.0051 | Astoria Operating Services, Inc. (Operator) Astoria Generating Company, LP (Owner) |  |  | Operating | Combustion turbine | Other Oil | Pipeline Natural Gas |  |  |  | 299 | 10.4 | LIQUID | 15 | -83.3333 | 0.325 | 0.0053725 | 12.266
54863 | U S Power Generating Company LLC | 2494 | Gowanus Gas Turbines Generating | NY | Kings | GT38 | GT | OP | 20 | 17.9 | 22.8 |  | 7 | 1971 | NG | DFO | Y | Y | N | IPP Non-CHP |  |  |  |  | N | [57 empty] | GAS | NY | Gowanus | 2494 | CT03-8 | 2010 | CP0001 | CAIROS | 153 | 6 | 2295 |  |  | 0.3322 | 4.978 |  | 29972.5 | 2 |  | Kings | Electric Utility | 4911 | Electric Services | 40.6635 | -74.0051 | Astoria Operating Services, Inc. (Operator) Astoria Generating Company, LP (Owner) |  |  | Operating | Combustion turbine | Other Oil | Pipeline Natural Gas |  |  |  | 299 | 10.4 | LIQUID | 15 | -110 | 0.3322 | 0.0053725 | 12.266
54863 | U S Power Generating Company LLC | 2494 | Gowanus Gas Turbines Generating | NY | Kings | GT42 | GT | OP | 20 | 17.5 | 22 |  | 7 | 1971 | DFO | KER | Y | Y | N | IPP Non-CHP |  |  |  |  | N | [57 empty] | LIQUID | NY | Gowanus | 2494 | CT04-2 | 2010 | CP0001 | CAIROS | 32 | 6 | 480 |  |  | 0.824 | 2.588 |  | 6280 | 2 |  | Kings | Electric Utility | 4911 | Electric Services | 40.6635 | -74.0051 | Astoria Operating Services, Inc. (Operator) Astoria Generating Company, LP (Owner) |  |  | Operating | Combustion turbine | Other Oil |  |  |  |  | 299 | 10.4 | LIQUID | 15 | 266.6667 | 0.824 | 0.32268 | 13.113
54863 | U S Power Generating Company LLC | 2494 | Gowanus Gas Turbines Generating | NY | Kings | GT43 | GT | OP | 20 | 17.7 | 22.1 |  | 7 | 1971 | DFO | KER | Y | Y | N | IPP Non-CHP |  |  |  |  | N | [57 empty] | LIQUID | NY | Gowanus | 2494 | CT04-3 | 2010 | CP0001 | CAIROS | 33 | 6 | 495 |  |  | 0.824 | 2.669 |  | 6477.3 | 2 |  | Kings | Electric Utility | 4911 | Electric Services | 40.6635 | -74.0051 | Astoria Operating Services, Inc. (Operator) Astoria Generating Company, LP (Owner) |  |  | Operating | Combustion turbine | Other Oil |  |  |  |  | 299 | 10.4 | LIQUID | 15 | 263.3333 | 0.824 | 0.32268 | 13.113
54863 | U S Power Generating Company LLC | 2494 | Gowanus Gas Turbines Generating | NY | Kings | GT44 | GT | OP | 20 | 16.2 | 21.1 |  | 7 | 1971 | DFO | KER | Y | Y | N | IPP Non-CHP |  |  |  |  | N | [57 empty] | LIQUID | NY | Gowanus | 2494 | CT04-4 | 2010 | CP0001 | CAIROS | 31 | 6 | 465 |  |  | 0.824 | 2.509 |  | 6087.5 | 2 |  | Kings | Electric Utility | 4911 | Electric Services | 40.6635 | -74.0051 | Astoria Operating Services, Inc. (Operator) Astoria Generating Company, LP (Owner) |  |  | Operating | Combustion turbine | Other Oil |  |  |  |  | 299 | 10.4 | LIQUID | 15 | 296.6667 | 0.824 | 0.32268 | 13.113
54863 | U S Power Generating Company LLC | 2494 | Gowanus Gas Turbines Generating | NY | Kings | GT46 | GT | OP | 20 | 18.1 | 23.4 |  | 7 | 1971 | DFO | KER | Y | Y | N | IPP Non-CHP |  |  |  |  | N | [57 empty] | LIQUID | NY | Gowanus | 2494 | CT04-6 | 2010 | CP0001 | CAIROS | 24 | 6 | 360 |  |  | 0.824 | 1.942 |  | 4712.8 | 2 |  | Kings | Electric Utility | 4911 | Electric Services | 40.6635 | -74.0051 | Astoria Operating Services, Inc. (Operator) Astoria Generating Company, LP (Owner) |  |  | Operating | Combustion turbine | Other Oil |  |  |  |  | 299 | 10.4 | LIQUID | 15 | 220 | 0.824 | 0.32268 | 13.113
54863 | U S Power Generating Company LLC | 2494 | Gowanus Gas Turbines Generating | NY | Kings | GT47 | GT | OP | 20 | 16.4 | 22.1 |  | 7 | 1971 | DFO | KER | Y | Y | N | IPP Non-CHP |  |  |  |  | N | [57 empty] | LIQUID | NY | Gowanus | 2494 | CT04-7 | 2010 | CP0001 | CAIROS | 29 | 6 | 435 |  |  | 0.824 | 2.348 |  | 5697.7 | 2 |  | Kings | Electric Utility | 4911 | Electric Services | 40.6635 | -74.0051 | Astoria Operating Services, Inc. (Operator) Astoria Generating Company, LP (Owner) |  |  | Operating | Combustion turbine | Other Oil |  |  |  |  | 299 | 10.4 | LIQUID | 15 | 263.3333 | 0.824 | 0.32268 | 13.113
54863 | U S Power Generating Company LLC | 2494 | Gowanus Gas Turbines Generating | NY | Kings | GT48 | GT | OP | 20 | 16.3 | 23.4 |  | 7 | 1971 | DFO | KER | Y | Y | N | IPP Non-CHP |  |  |  |  | N | [57 empty] | LIQUID | NY | Gowanus | 2494 | CT04-8 | 2010 | CP0001 | CAIROS | 35 | 6 | 525 |  |  | 0.824 | 2.832 |  | 6871.9 | 2 |  | Kings | Electric Utility | 4911 | Electric Services | 40.6635 | -74.0051 | Astoria Operating Services, Inc. (Operator) Astoria Generating Company, LP (Owner) |  |  | Operating | Combustion turbine | Other Oil |  |  |  |  | 299 | 10.4 | LIQUID | 15 | 220 | 0.824 | 0.32268 | 13.113
54863 | U S Power Generating Company LLC | 2499 | Narrows Gas Turbines Generating | NY | Kings | NT12 | GT | OP | 22 | 17.3 | 23 |  | 5 | 1972 | NG | DFO | Y | Y | N | IPP Non-CHP |  |  |  |  | N | [57 empty] | GAS | NY | Narrows | 2499 | CT01-2 | 2010 | CP0001 | CAIROS | 382 | 6 | 6494 |  |  | 0.3889 | 19.244 |  | 98922.2 | 2 |  | Kings | Electric Utility | 4911 | Electric Services | 40.6486 | -74.0209 | Astoria Operating Services, Inc. (Operator) Astoria Generating Company, LP (Owner) |  |  | Operating | Combustion turbine | Pipeline Natural Gas | Other Oil |  |  |  | 297 | 10.4 | GAS | 17 | 323.5294 | 0.3889 | 0.0030375 | 12.3882
54863 | U S Power Generating Company LLC | 2499 | Narrows Gas Turbines Generating | NY | Kings | NT13 | GT | OP | 22 | 18.7 | 24 |  | 5 | 1972 | NG | DFO | Y | Y | N | IPP Non-CHP |  |  |  |  | N | [57 empty] | GAS | NY | Narrows | 2499 | CT01-3 | 2010 | CP0001 | CAIROS | 468 | 6 | 7956 |  |  | 0.385 | 23.298 |  | 120983.2 | 2 |  | Kings | Electric Utility | 4911 | Electric Services | 40.6486 | -74.0209 | Astoria Operating Services, Inc. (Operator) Astoria Generating Company, LP (Owner) |  |  | Operating | Combustion turbine | Pipeline Natural Gas | Other Oil |  |  |  | 297 | 10.4 | GAS | 17 | 294.1176 | 0.385 | 0.0030375 | 12.3882
54863 | U S Power Generating Company LLC | 2499 | Narrows Gas Turbines Generating | NY | Kings | NT14 | GT | OP | 22 | 19 | 23.8 |  | 5 | 1972 | NG | DFO | Y | Y | N | IPP Non-CHP |  |  |  |  | N | [57 empty] | GAS | NY | Narrows | 2499 | CT01-4 | 2010 | CP0001 | CAIROS | 397 | 6 | 6749 |  |  | 0.3895 | 19.998 |  | 102618.1 | 2 |  | Kings | Electric Utility | 4911 | Electric Services | 40.6486 | -74.0209 | Astoria Operating Services, Inc. (Operator) Astoria Generating Company, LP (Owner) |  |  | Operating | Combustion turbine | Pipeline Natural Gas | Other Oil |  |  |  | 297 | 10.4 | GAS | 17 | 300 | 0.3895 | 0.0030375 | 12.3882
54863 | U S Power Generating Company LLC | 2499 | Narrows Gas Turbines Generating | NY | Kings | NT16 | GT | OP | 22 | 17.6 | 22.2 |  | 5 | 1972 | NG | DFO | Y | Y | N | IPP Non-CHP |  |  |  |  | N | [57 empty] | GAS | NY | Narrows | 2499 | CT01-6 | 2010 | CP0001 | CAIROS | 392 | 6 | 6664 |  |  | 0.3858 | 19.526 |  | 101182.9 | 2 |  | Kings | Electric Utility | 4911 | Electric Services | 40.6486 | -74.0209 | Astoria Operating Services, Inc. (Operator) Astoria Generating Company, LP (Owner) |  |  | Operating | Combustion turbine | Pipeline Natural Gas | Other Oil |  |  |  | 297 | 10.4 | GAS | 17 | 347.0588 | 0.3858 | 0.0030375 | 12.3882
54863 | U S Power Generating Company LLC | 2499 | Narrows Gas Turbines Generating | NY | Kings | NT17 | GT | OP | 22 | 17.6 | 22 |  | 5 | 1972 | NG | DFO | Y | Y | N | IPP Non-CHP |  |  |  |  | N | [57 empty] | GAS | NY | Narrows | 2499 | CT01-7 | 2010 | CP0001 | CAIROS | 432 | 6 | 7344 |  |  | 0.3888 | 21.676 |  | 111417.8 | 2 |  | Kings | Electric Utility | 4911 | Electric Services | 40.6486 | -74.0209 | Astoria Operating Services, Inc. (Operator) Astoria Generating Company, LP (Owner) |  |  | Operating | Combustion turbine | Pipeline Natural Gas | Other Oil |  |  |  | 297 | 10.4 | GAS | 17 | 352.9412 | 0.3888 | 0.0030375 | 12.3882
54863 | U S Power Generating Company LLC | 2499 | Narrows Gas Turbines Generating | NY | Kings | NT18 | GT | OP | 22 | 17.9 | 21.9 |  | 5 | 1972 | NG | DFO | Y | Y | N | IPP Non-CHP |  |  |  |  | N | [57 empty] | GAS | NY | Narrows | 2499 | CT01-8 | 2010 | CP0001 | CAIROS | 420 | 6 | 7140 |  |  | 0.3855 | 20.905 |  | 108417.4 | 2 |  | Kings | Electric Utility | 4911 | Electric Services | 40.6486 | -74.0209 | Astoria Operating Services, Inc. (Operator) Astoria Generating Company, LP (Owner) |  |  | Operating | Combustion turbine | Pipeline Natural Gas | Other Oil |  |  |  | 297 | 10.4 | GAS | 17 | 355.8824 | 0.3855 | 0.0030375 | 12.3882
54863 | U S Power Generating Company LLC | 2499 | Narrows Gas Turbines Generating | NY | Kings | NT22 | GT | OP | 22 | 17.9 | 22.7 |  | 6 | 1972 | NG | DFO | Y | Y | N | IPP Non-CHP |  |  |  |  | N | [57 empty] | GAS | NY | Narrows | 2499 | CT02-2 | 2010 | CP0001 | CAIROS | 490 | 6 | 8330 |  |  | 0.3879 | 24.586 |  | 126699.3 | 2 |  | Kings | Electric Utility | 4911 | Electric Services | 40.6486 | -74.0209 | Astoria Operating Services, Inc. (Operator) Astoria Generating Company, LP (Owner) |  |  | Operating | Combustion turbine | Pipeline Natural Gas | Other Oil |  |  |  | 297 | 10.4 | GAS | 17 | 332.3529 | 0.3879 | 0.0030375 | 12.3882
54863 | U S Power Generating Company LLC | 2499 | Narrows Gas Turbines Generating | NY | Kings | NT23 | GT | OP | 22 | 17.5 | 21.6 |  | 6 | 1972 | NG | DFO | Y | Y | N | IPP Non-CHP |  |  |  |  | N | [57 empty] | GAS | NY | Narrows | 2499 | CT02-3 | 2010 | CP0001 | CAIROS | 212 | 6 | 3604 |  |  | 0.381 | 10.398 |  | 54575.3 | 2 |  | Kings | Electric Utility | 4911 | Electric Services | 40.6486 | -74.0209 | Astoria Operating Services, Inc. (Operator) Astoria Generating Company, LP (Owner) |  |  | Operating | Combustion turbine | Pipeline Natural Gas | Other Oil |  |  |  | 297 | 10.4 | GAS | 17 | 364.7059 | 0.381 | 0.0030375 | 12.3882
54863 | U S Power Generating Company LLC | 2499 | Narrows Gas Turbines Generating | NY | Kings | NT24 | GT | OP | 22 | 18.7 | 23.1 |  | 6 | 1972 | NG | DFO | Y | Y | N | IPP Non-CHP |  |  |  |  | N | [57 empty] | GAS | NY | Narrows | 2499 | CT02-4 | 2010 | CP0001 | CAIROS | 370 | 6 | 6290 |  |  | 0.382 | 18.238 |  | 95466.8 | 2 |  | Kings | Electric Utility | 4911 | Electric Services | 40.6486 | -74.0209 | Astoria Operating Services, Inc. (Operator) Astoria Generating Company, LP (Owner) |  |  | Operating | Combustion turbine | Pipeline Natural Gas | Other Oil |  |  |  | 297 | 10.4 | GAS | 17 | 320.5882 | 0.382 | 0.0030375 | 12.3882
54863 | U S Power Generating Company LLC | 2499 | Narrows Gas Turbines Generating | NY | Kings | NT26 | GT | OP | 22 | 16.4 | 21.9 |  | 6 | 1972 | NG | DFO | Y | Y | N | IPP Non-CHP |  |  |  |  | N | [57 empty] | GAS | NY | Narrows | 2499 | CT02-6 | 2010 | CP0001 | CAIROS | 473 | 6 | 8041 |  |  | 0.381 | 23.275 |  | 122163.6 | 2 |  | Kings | Electric Utility | 4911 | Electric Services | 40.6486 | -74.0209 | Astoria Operating Services, Inc. (Operator) Astoria Generating Company, LP (Owner) |  |  | Operating | Combustion turbine | Pipeline Natural Gas | Other Oil |  |  |  | 297 | 10.4 | GAS | 17 | 355.8824 | 0.381 | 0.0030375 | 12.3882
54863 | U S Power Generating Company LLC | 2499 | Narrows Gas Turbines Generating | NY | Kings | NT27 | GT | OP | 22 | 19.6 | 24.7 |  | 6 | 1972 | NG | DFO | Y | Y | N | IPP Non-CHP |  |  |  |  | N | [57 empty] | GAS | NY | Narrows | 2499 | CT02-7 | 2010 | CP0001 | CAIROS | 463 | 6 | 7871 |  |  | 0.3859 | 23.056 |  | 119447.9 | 2 |  | Kings | Electric Utility | 4911 | Electric Services | 40.6486 | -74.0209 | Astoria Operating Services, Inc. (Operator) Astoria Generating Company, LP (Owner) |  |  | Operating | Combustion turbine | Pipeline Natural Gas | Other Oil |  |  |  | 297 | 10.4 | GAS | 17 | 273.5294 | 0.3859 | 0.0030375 | 12.3882
54863 | U S Power Generating Company LLC | 2499 | Narrows Gas Turbines Generating | NY | Kings | NT28 | GT | OP | 22 | 17.7 | 22 |  | 6 | 1972 | NG | DFO | Y | Y | N | IPP Non-CHP |  |  |  |  | N | [57 empty] | GAS | NY | Narrows | 2499 | CT02-8 | 2010 | CP0001 | CAIROS | 385 | 6 | 6545 |  |  | 0.381 | 18.927 |  | 99344.7 | 2 |  | Kings | Electric Utility | 4911 | Electric Services | 40.6486 | -74.0209 | Astoria Operating Services, Inc. (Operator) Astoria Generating Company, LP (Owner) |  |  | Operating | Combustion turbine | Pipeline Natural Gas | Other Oil |  |  |  | 297 | 10.4 | GAS | 17 | 352.9412 | 0.381 | 0.0030375 | 12.3882
54863 | U S Power Generating Company LLC | 8906 | Astoria Generating Station | NY | Queens | 1 | GT | OP | 15 | 15.1 | 18.1 |  | 3 | 1967 | NG |  | N | Y | N | IPP Non-CHP |  |  |  |  | N | [57 empty] | GAS | NY | Astoria Generating Station | 8906 | CT0001 | 2010 |  | CAIROS | 80.52 | 6 | 1610.4 |  |  | 0.3641 | 3.563 |  | 19566.8 | 2 |  | Queens | Electric Utility | 4911 | Electric Services | 40.7869 | -73.9122 | Astoria Operating Services, Inc. (Operator) Astoria Generating Company, LP (Owner) |  |  | Operating | Combustion turbine | Pipeline Natural Gas |  |  |  |  | 243 | 10.4 | GAS | 20 | 447.5138 | 0.3641 | 0.0060947 | 11.6432
54870 | FPL Energy Red Canyon LLC | 56457 | Post Wind Farm LP | TX | Borden | 1 | WT | OP | 84 | 84 | 84 |  | 4 | 2006 | WND |  | N | Y | N | IPP Non-CHP | [62 empty] | N/A | [39 empty] | 0 | 0 | 10.4
54876 | Flambeau River Papers | 50620 | Flambeau River Papers | WI | PRICE | GEN1 | ST | OP | 5.7 | 4.7 | 4.7 |  | 9 | 1982 | WDS | DFO | Y | N | Y | Industrial CHP |  |  |  |  | N | [57 empty] | OTHER SOLID | [39 empty] | 0.46728 | 0.034634 | 14.529
54878 | Oregon Environmental Industries LLC | 56461 | Dry Creek Landfill Gas to Energy Project | OR | Jackson | DC1 | IC | OP | 1.6 | 1.5 | 1.5 |  | 7 | 2007 | LFG | NG | N | Y | N | Commercial Non-CHP |  |  |  |  | N | [57 empty] | GAS | [39 empty] | 1.1659 | 0.0016829 | 10.4
54878 | Oregon Environmental Industries LLC | 56461 | Dry Creek Landfill Gas to Energy Project | OR | Jackson | DC2 | IC | OP | 1.6 | 1.5 | 1.5 |  | 7 | 2007 | LFG | NG | N | Y | N | Commercial Non-CHP |  |  |  |  | N | [57 empty] | GAS | [39 empty] | 1.1659 | 0.0016829 | 10.4
54880 | P H Glatfelter Company | 10244 | P H Glatfelter Co -Chillicothe Facility | OH | Ross | T-10 | ST | OP | 10.6 | 9.1 | 6.4 |  | 2 | 1952 | BLQ | BIT | Y | N | Y | Industrial CHP |  |  |  |  | N | Y |  | Y | [54 empty] | LIQUID | [39 empty] | 0.092078 | 0.049001 | 10.4
54880 | P H Glatfelter Company | 10244 | P H Glatfelter Co -Chillicothe Facility | OH | Ross | T-11 | ST | OP | 24 | 10.3 | 14 |  | 2 | 1958 | BLQ | BIT | Y | N | Y | Industrial CHP |  |  |  |  | N | Y |  | Y | [54 empty] | LIQUID | [39 empty] | 0.086944 | 0.049001 | 10.4
54880 | P H Glatfelter Company | 10244 | P H Glatfelter Co -Chillicothe Facility | OH | Ross | T-12 | ST | OP | 31 | 18.3 | 18.1 |  | 2 | 1967 | BLQ | BIT | Y | N | Y | Industrial CHP |  |  |  |  | N | Y |  | Y | [54 empty] | LIQUID | [39 empty] | 0.0842 | 0.049001 | 10.4
54880 | P H Glatfelter Company | 10244 | P H Glatfelter Co -Chillicothe Facility | OH | Ross | T-13 | ST | OP | 27.2 | 18.5 | 21.4 |  | 7 | 1978 | BIT | BLQ | Y | N | Y | Industrial CHP |  |  |  |  | N | Y |  | Y | [54 empty] | COAL | [39 empty] | 0.43719 | 0.81899 | 11.6316
54881 | Horsehead Corporation | 50130 | G F Weaton Power Station | PA | Beaver | GEN1 | ST | OP | 60 | 56 | 60 |  | 8 | 1958 | SUB | BIT | Y | Y | N | Industrial Non-CHP |  |  |  |  | N | Y |  | Y | [54 empty] | COAL | PA | G F Weaton | 50130 | 35 | 2010 |  | CAIRNOX, CAIROS, CAIRSO2 | 8021.31 | 12 | 249508.21 |  | 993.947 | 0.3088 | 528.789 |  | 3723435.216 | 3 |  | Beaver | Industrial Boiler | 3339 | Primary Nonferrous Metals, Nec | 40.6672 | -80.3465 | Horsehead Corporation (Owner/Operator) |  |  | Operating | Tangentially-fired | Coal | Pipeline Natural Gas |  | Combustion Modification/Fuel Reburning | Electrostatic Precipitator | 600 | 14.3136 | COAL | 48 | -125 | 0.3088 | 0.53389 | 14.3136
54881 | Horsehead Corporation | 50130 | G F Weaton Power Station | PA | Beaver | GEN2 | ST | OP | 60 | 56 | 60 |  | 5 | 1958 | SUB | BIT | Y | Y | N | Industrial Non-CHP |  |  |  |  | N | Y |  | Y | [54 empty] | COAL | PA | G F Weaton | 50130 | 35 | 2010 |  | CAIRNOX, CAIROS, CAIRSO2 | 8021.31 | 12 | 249508.21 |  | 993.947 | 0.3088 | 528.789 |  | 3723435.216 | 3 |  | Beaver | Industrial Boiler | 3339 | Primary Nonferrous Metals, Nec | 40.6672 | -80.3465 | Horsehead Corporation (Owner/Operator) |  |  | Operating | Tangentially-fired | Coal | Pipeline Natural Gas |  | Combustion Modification/Fuel Reburning | Electrostatic Precipitator | 600 | 14.3136 | COAL | 48 | -125 | 0.3088 | 0.53389 | 14.3136
54885 | GenOn Wholesale Generation LP | 55279 | Aurora | IL | Du Page | CTG1 | GT | OP | 213 | 152 | 178 |  | 6 | 2002 | NG |  | N | Y | N | IPP Non-CHP |  |  |  |  | N | [57 empty] | GAS | IL | Aurora | 55279 | AGS01 | 2010 |  | ARP, CAIRNOX, CAIROS, CAIRSO2 | 46.25 | 12 | 5758.92 |  | 0.02 | 0.0524 | 1.284 | 4018.594 | 67614.951 | 5 |  | DuPage | Electric Utility |  |  | 41.8151 | -88.2265 | RRI Energy Wholesale Generation, LLC (Owner/Operator) (Ended Dec 31, 2010) GenOn Wholesale Generation, LP (Owner/Operator) (Started Dec 31, 2010) | Phase 2 |  | Operating | Combustion turbine | Pipeline Natural Gas |  |  | Dry Low NOx Burners |  | 2050 | 10.8842 | GAS | 170 | 476.4706 | 0.0524 | 0.000592 | 10.8842
54885 | GenOn Wholesale Generation LP | 55279 | Aurora | IL | Du Page | CTG2 | GT | OP | 213 | 152 | 178 |  | 6 | 2001 | NG |  | N | Y | N | IPP Non-CHP |  |  |  |  | N | [57 empty] | GAS | IL | Aurora | 55279 | AGS02 | 2010 |  | ARP, CAIRNOX, CAIROS, CAIRSO2 | 54.11 | 12 | 7667.6 |  | 0.025 | 0.0437 | 1.358 | 4987.009 | 83922.618 | 5 |  | DuPage | Electric Utility |  |  | 41.8151 | -88.2265 | RRI Energy Wholesale Generation, LLC (Owner/Operator) (Ended Dec 31, 2010) GenOn Wholesale Generation, LP (Owner/Operator) (Started Dec 31, 2010) | Phase 2 |  | Operating | Combustion turbine | Pipeline Natural Gas |  |  | Dry Low NOx Burners |  | 2050 | 10.3252 | GAS | 172 | 482.5581 | 0.0437 | 0.000596 | 10.3252
54885 | GenOn Wholesale Generation LP | 55279 | Aurora | IL | Du Page | CTG3 | GT | OP | 210 | 152 | 178 |  | 6 | 2001 | NG |  | N | Y | N | IPP Non-CHP |  |  |  |  | N | [57 empty] | GAS | IL | Aurora | 55279 | AGS03 | 2010 |  | ARP, CAIRNOX, CAIROS, CAIRSO2 | 50.64 | 12 | 7122.55 |  | 0.023 | 0.0531 | 1.211 | 4579.626 | 77057.994 | 5 |  | DuPage | Electric Utility |  |  | 41.8151 | -88.2265 | RRI Energy Wholesale Generation, LLC (Owner/Operator) (Ended Dec 31, 2010) GenOn Wholesale Generation, LP (Owner/Operator) (Started Dec 31, 2010) | Phase 2 |  | Operating | Combustion turbine | Pipeline Natural Gas |  |  | Dry Low NOx Burners |  | 2050 | 10.4939 | GAS | 160 | 443.75 | 0.0531 | 0.000597 | 10.4939
54885 | GenOn Wholesale Generation LP | 55279 | Aurora | IL | Du Page | CTG4 | GT | OP | 213 | 152 | 178 |  | 5 | 2001 | NG |  | N | Y | N | IPP Non-CHP |  |  |  |  | N | [57 empty] | GAS | IL | Aurora | 55279 | AGS04 | 2010 |  | ARP, CAIRNOX, CAIROS, CAIRSO2 | 23.96 | 12 | 3560.38 |  | 0.011 | 0.0424 | 0.582 | 2237.452 | 37654.292 | 5 |  | DuPage | Electric Utility |  |  | 41.8151 | -88.2265 | RRI Energy Wholesale Generation, LLC (Owner/Operator) (Ended Dec 31, 2010) GenOn Wholesale Generation, LP (Owner/Operator) (Started Dec 31, 2010) | Phase 2 |  | Operating | Combustion turbine | Pipeline Natural Gas |  |  | Dry Low NOx Burners |  | 2050 | 10.377 | GAS | 165 | 460.6061 | 0.0424 | 0.000584 | 10.377
54885 | GenOn Wholesale Generation LP | 55279 | Aurora | IL | Du Page | CTG5 | GT | OP | 71 | 45 | 49 |  | 5 | 2001 | NG |  | N | Y | N | IPP Non-CHP |  |  |  |  | N | [57 empty] | GAS | IL | Aurora | 55279 | AGS05 | 2010 |  | ARP, CAIRNOX, CAIROS, CAIRSO2 | 41.64 | 12 | 1434.78 |  | 0.004 | 0.0958 | 0.542 | 847.99 | 14269.009 | 5 |  | DuPage | Electric Utility |  |  | 41.8151 | -88.2265 | RRI Energy Wholesale Generation, LLC (Owner/Operator) (Ended Dec 31, 2010) GenOn Wholesale Generation, LP (Owner/Operator) (Started Dec 31, 2010) | Phase 2 |  | Operating | Combustion turbine | Pipeline Natural Gas |  |  | Water Injection |  | 510 | 8.8913 | GAS | 50 | 489.7959 | 0.0958 | 0.000561 | 8.8913
54885 | GenOn Wholesale Generation LP | 55279 | Aurora | IL | Du Page | CTG6 | GT | OP | 71 | 45 | 49 |  | 5 | 2001 | NG |  | N | Y | N | IPP Non-CHP |  |  |  |  | N | [57 empty] | GAS | IL | Aurora | 55279 | AGS06 | 2010 |  | ARP, CAIRNOX, CAIROS, CAIRSO2 | 47.44 | 12 | 1685.9 |  | 0.005 | 0.0827 | 0.554 | 1011.586 | 17018.535 | 5 |  | DuPage | Electric Utility |  |  | 41.8151 | -88.2265 | RRI Energy Wholesale Generation, LLC (Owner/Operator) (Ended Dec 31, 2010) GenOn Wholesale Generation, LP (Owner/Operator) (Started Dec 31, 2010) | Phase 2 |  | Operating | Combustion turbine | Pipeline Natural Gas |  |  | Water Injection |  | 510 | 8.6484 | GAS | 52 | 469.3878 | 0.0827 | 0.000588 | 8.6484
54885 | GenOn Wholesale Generation LP | 55279 | Aurora | IL | Du Page | CTG7 | GT | OP | 71 | 45 | 49 |  | 6 | 2001 | NG |  | N | Y | N | IPP Non-CHP |  |  |  |  | N | [57 empty] | GAS | IL | Aurora | 55279 | AGS07 | 2010 |  | ARP, CAIRNOX, CAIROS, CAIRSO2 | 68.34 | 12 | 2440.52 |  | 0.007 | 0.0938 | 0.936 | 1429.45 | 24047.485 | 5 |  | DuPage | Electric Utility |  |  | 41.8151 | -88.2265 | RRI Energy Wholesale Generation, LLC (Owner/Operator) (Ended Dec 31, 2010) GenOn Wholesale Generation, LP (Owner/Operator) (Started Dec 31, 2010) | Phase 2 |  | Operating | Combustion turbine | Pipeline Natural Gas |  |  | Water Injection |  | 510 | 9.1971 | GAS | 51 | 479.5918 | 0.0938 | 0.000582 | 9.1971
54885 | GenOn Wholesale Generation LP | 55279 | Aurora | IL | Du Page | CTG8 | GT | OP | 71 | 45 | 49 |  | 5 | 2001 | NG |  | N | Y | N | IPP Non-CHP |  |  |  |  | N | [57 empty] | GAS | IL | Aurora | 55279 | AGS08 | 2010 |  | ARP, CAIRNOX, CAIROS, CAIRSO2 | 64.83 | 12 | 2350.9 |  | 0.007 | 0.088 | 0.896 | 1381.837 | 23251.153 | 5 |  | DuPage | Electric Utility |  |  | 41.8151 | -88.2265 | RRI Energy Wholesale Generation, LLC (Owner/Operator) (Ended Dec 31, 2010) GenOn Wholesale Generation, LP (Owner/Operator) (Started Dec 31, 2010) | Phase 2 |  | Operating | Combustion turbine | Pipeline Natural Gas |  |  | Water Injection |  | 510 | 9.2592 | GAS | 52 | 469.3878 | 0.088 | 0.000602 | 9.2592
54885 | GenOn Wholesale Generation LP | 55279 | Aurora | IL | Du Page | CTG9 | GT | OP | 71 | 45 | 69.6 |  | 6 | 2001 | NG |  | N | Y | N | IPP Non-CHP |  |  |  |  | N | [57 empty] | GAS | IL | Aurora | 55279 | AGS09 | 2010 |  | ARP, CAIRNOX, CAIROS, CAIRSO2 | 4.34 | 12 | 135.55 |  | 0 | 0.2026 | 0.066 | 81.496 | 1371.469 | 5 |  | DuPage | Electric Utility |  |  | 41.8151 | -88.2265 | RRI Energy Wholesale Generation, LLC (Owner/Operator) (Ended Dec 31, 2010) GenOn Wholesale Generation, LP (Owner/Operator) (Started Dec 31, 2010) | Phase 2 |  | Operating | Combustion turbine | Pipeline Natural Gas |  |  | Water Injection |  | 510 | 6.2241 | GAS | 49 | 289.7959 | 0.2026 | 0.0015215 | 11.5031
54885 | GenOn Wholesale Generation LP | 55706 | Choctaw County | MS | Choctaw | CTG2 | CT | OP | 179 | 167 | 167 |  | 7 | 2003 | NG |  | N | Y | N | IPP Non-CHP |  |  |  |  | N | [57 empty] | GAS | MS | Choctaw County Gen | 55706 | CTG2 | 2010 | CP1 | ARP, CAIRNOX, CAIROS, CAIRSO2 | 711.71 | 12 | 100893.11 |  | 0.337 | 0.0488 | 15.623 | 66777.369 | 1123712.744 | 4 |  | Choctaw | Electric Utility |  |  | 33.2881 | -89.4201 | RRI Energy Wholesale Generation, LLC (Owner/Operator) (Ended Dec 31, 2010) GenOn Wholesale Generation, LP (Owner/Operator) (Started Dec 31, 2010) | Phase 2 |  | Operating | Combined cycle | Pipeline Natural Gas |  |  | Dry Low NOx Burners Selective Catalytic Reduction |  | 2126 | 10.634 | GAS | 174 | 1979.0419 | 0.0488 | 0.0006 | 10.634
54885 | GenOn Wholesale Generation LP | 55706 | Choctaw County | MS | Choctaw | CTG3 | CT | OP | 179 | 167 | 167 |  | 7 | 2003 | NG |  | N | Y | N | IPP Non-CHP |  |  |  |  | N | [57 empty] | GAS | MS | Choctaw County Gen | 55706 | CTG3 | 2010 | CP1 | ARP, CAIRNOX, CAIROS, CAIRSO2 | 699.08 | 12 | 100016.61 |  | 0.333 | 0.0498 | 15.756 | 65936.761 | 1109561.249 | 4 |  | Choctaw | Electric Utility |  |  | 33.2881 | -89.4201 | RRI Energy Wholesale Generation, LLC (Owner/Operator) (Ended Dec 31, 2010) GenOn Wholesale Generation, LP (Owner/Operator) (Started Dec 31, 2010) | Phase 2 |  | Operating | Combined cycle | Pipeline Natural Gas |  |  | Dry Low NOx Burners Selective Catalytic Reduction |  | 2126 | 10.6176 | GAS | 175 | 1976.0479 | 0.0498 | 0.0006 | 10.6176
54885 | GenOn Wholesale Generation LP | 55706 | Choctaw County | MS | Choctaw | STG1 | CA | OP | 362 | 347 | 347 |  | 7 | 2003 | NG |  | N | Y | N | IPP Non-CHP |  |  |  |  | N | [57 empty] | GAS | [39 empty] | 0 | 0 | 10.4
54885 | GenOn Wholesale Generation LP | 55976 | Hunterstown | PA | Adams | 101 | CT | OP | 179 | 165 | 165 |  | 7 | 2003 | NG |  | N | Y | N | IPP Non-CHP | [62 empty] | GAS | PA | Hunterstown Combined Cycle | 55976 | CT101 | 2010 |  | ARP, CAIRNOX, CAIROS, CAIRSO2 | 3369.92 | 12 | 511539.26 |  | 1.663 | 0.0114 | 23.549 | 329407.631 | 5542937.7 | 3 |  | Adams | Electric Utility |  |  | 39.8725 | -77.1672 | RRI Energy Wholesale Generation, LLC (Owner/Operator) (Ended Dec 09, 2010) GenOn Wholesale Generation, LP (Owner/Operator) (Started Dec 09, 2010) (Ended Dec 09, 2010) RRI Energy Wholesale Generation, LLC (Owner/Operator) (Started Dec 09, 2010) (Ended Dec 31, 2010) GenOn Wholesale Generation, LP (Owner/Operator) (Started Dec 31, 2010) | Phase 2 |  | Operating | Combined cycle | Pipeline Natural Gas |  |  | Dry Low NOx Burners Selective Catalytic Reduction |  | 2255 | 10.6875 | GAS | 190 | 424.2424 | 0.0114 | 0.0006 | 10.6875
54885 | GenOn Wholesale Generation LP | 55976 | Hunterstown | PA | Adams | 201 | CT | OP | 179 | 165 | 165 |  | 7 | 2003 | NG |  | N | Y | N | IPP Non-CHP | [62 empty] | GAS | PA | Hunterstown Combined Cycle | 55976 | CT201 | 2010 |  | ARP, CAIRNOX, CAIROS, CAIRSO2 | 3573.36 | 12 | 549431.39 |  | 1.766 | 0.0138 | 32.236 | 349813.889 | 5886269.948 | 3 |  | Adams | Electric Utility |  |  | 39.8725 | -77.1672 | RRI Energy Wholesale Generation, LLC (Owner/Operator) (Ended Dec 09, 2010) GenOn Wholesale Generation, LP (Owner/Operator) (Started Dec 09, 2010) (Ended Dec 09, 2010) RRI Energy Wholesale Generation, LLC (Owner/Operator) (Started Dec 09, 2010) (Ended Dec 31, 2010) GenOn Wholesale Generation, LP (Owner/Operator) (Started Dec 31, 2010) | Phase 2 |  | Operating | Combined cycle | Pipeline Natural Gas |  |  | Dry Low NOx Burners Selective Catalytic Reduction |  | 2255 | 10.5694 | GAS | 195 | 409.0909 | 0.0138 | 0.0006 | 10.5694
54885 | GenOn Wholesale Generation LP | 55976 | Hunterstown | PA | Adams | 301 | CT | OP | 179 | 165 | 165 |  | 7 | 2003 | NG |  | N | Y | N | IPP Non-CHP | [62 empty] | GAS | PA | Hunterstown Combined Cycle | 55976 | CT301 | 2010 |  | ARP, CAIRNOX, CAIROS, CAIRSO2 | 3201.71 | 12 | 488563.37 |  | 1.593 | 0.0131 | 26.218 | 315464.36 | 5308296.404 | 3 |  | Adams | Electric Utility |  |  | 39.8725 | -77.1672 | RRI Energy Wholesale Generation, LLC (Owner/Operator) (Ended Dec 09, 2010) GenOn Wholesale Generation, LP (Owner/Operator) (Started Dec 09, 2010) (Ended Dec 09, 2010) RRI Energy Wholesale Generation, LLC (Owner/Operator) (Started Dec 09, 2010) (Ended Dec 31, 2010) GenOn Wholesale Generation, LP (Owner/Operator) (Started Dec 31, 2010) | Phase 2 |  | Operating | Combined cycle | Pipeline Natural Gas |  |  | Dry Low NOx Burners Selective Catalytic Reduction |  | 2255 | 10.7189 | GAS | 199 | 396.9697 | 0.0131 | 0.0006 | 10.7189
54885 | GenOn Wholesale Generation LP | 55976 | Hunterstown | PA | Adams | 401 | CA | OP | 361 | 315 | 315 |  | 7 | 2003 | NG |  | N | Y | N | IPP Non-CHP | [62 empty] | GAS | [39 empty] | 0 | 0 | 10.4
54885 | GenOn Wholesale Generation LP | 3130 | Seward | PA | Indiana | FB1 | ST | OP | 585 | 525 | 525 |  | 11 | 2004 | WC | BIT | Y | Y | N | IPP Non-CHP |  |  |  |  | N |  | Y | [55 empty] | COAL | PA | Seward | 3130 | 1 | 2010 | CS1 | ARP, CAIRNOX, CAIROS, CAIRSO2 | 7951.59 | 12 |  | 14695145.9 | 4444.494 | 0.1121 | 1204.603 | 2184483.832 | 21312185.51 | 3 | Mid-Atlantic Area Council | Indiana | Electric Utility | 4911 | Electric Services | 40.4081 | -79.0339 | RRI Energy Wholesale Generation, LLC (Owner/Operator) (Ended Dec 31, 2010) GenOn Wholesale Generation, LP (Owner/Operator) (Started Dec 31, 2010) | Phase 2 |  | Operating | Circulating fluidized bed boiler | Coal Refuse |  | Fluidized Bed Limestone Injection | Selective Non-catalytic Reduction | Baghouse | 3180 | 10.4 | COAL | 309.1581 | 150.9197 | 0.1121 | 0.41708 | 9.9974
54885 | GenOn Wholesale Generation LP | 55279 | Aurora | IL | Du Page | CTG10 | GT | OP | 71 | 45 | 69.6 |  | 6 | 2001 | NG |  | N | Y | N | IPP Non-CHP |  |  |  |  | N | [57 empty] | GAS | IL | Aurora | 55279 | AGS10 | 2010 |  | ARP, CAIRNOX, CAIROS, CAIRSO2 | 7.07 | 12 | 268.78 |  | 0.001 | 0.1093 | 0.114 | 154.471 | 2600.554 | 5 |  | DuPage | Electric Utility |  |  | 41.8151 | -88.2265 | RRI Energy Wholesale Generation, LLC (Owner/Operator) (Ended Dec 31, 2010) GenOn Wholesale Generation, LP (Owner/Operator) (Started Dec 31, 2010) | Phase 2 |  | Operating | Combustion turbine | Pipeline Natural Gas |  |  | Water Injection |  | 510 | 7.5332 | GAS | 48 | 275 | 0.1093 | 0.000769 | 7.5332
54888 | NRG Texas Power LLC | 298 | Limestone | TX | Limestone | 1 | ST | OP | 910.4 | 831 | 831 |  | 12 | 1985 | LIG | SUB | Y | Y | N | IPP Non-CHP |  |  |  |  | N | Y |  | Y | [54 empty] | COAL | TX | Limestone | 298 | LIM1 | 2010 |  | ARP, CAIRNOX, CAIRSO2 | 8549.51 | 12 | 7136380.2 |  | 10977.449 | 0.1969 | 6721.354 | 7389291.67 | 67879618.21 | 6 | Electric Reliability Council of Texas | Limestone | Electric Utility | 4911 | Electric Services | 31.4219 | -96.2525 | NRG Energy, Inc (Owner/Operator) | Phase 2 | Early Election | Operating | Tangentially-fired | Coal |  | Wet Limestone | Overfire Air | Electrostatic Precipitator | 11107 | 9.482 | COAL | 896 | 460.8905 | 0.1969 | 0.32344 | 9.482
54888 | NRG Texas Power LLC | 298 | Limestone | TX | Limestone | 2 | ST | OP | 956.8 | 858 | 858 |  | 12 | 1986 | LIG | SUB | Y | Y | N | IPP Non-CHP |  |  |  |  | N | Y |  | Y | [54 empty] | COAL | TX | Limestone | 298 | LIM2 | 2010 |  | ARP, CAIRNOX, CAIRSO2 | 7616.2 | 12 | 6419812.77 |  | 10677.468 | 0.1994 | 6412.717 | 6909154.221 | 63480696.13 | 6 | Electric Reliability Council of Texas | Limestone | Electric Utility | 4911 | Electric Services | 31.4219 | -96.2525 | NRG Energy, Inc (Owner/Operator) | Phase 2 | Early Election | Operating | Tangentially-fired | Coal |  | Wet Limestone | Overfire Air | Electrostatic Precipitator | 11107 | 9.8624 | COAL | 919 | 464.4522 | 0.1994 | 0.3364 | 9.8624
54888 | NRG Texas Power LLC | 3460 | Cedar Bayou | TX | Chambers | 1 | ST | OP | 765 | 746 | 746 |  | 12 | 1970 | NG |  | N | Y | N | IPP Non-CHP |  |  |  |  | N | [57 empty] | GAS | TX | Cedar Bayou | 3460 | CBY1 | 2010 |  | ARP, CAIRNOX, CAIRSO2 | 2584.39 | 12 | 701926 |  | 2.178 | 0.0322 | 98.119 | 431393.458 | 7259075.084 | 6 | Electric Reliability Council of Texas | Chambers | Electric Utility | 4911 | Electric Services | 29.7483 | -94.9272 | NRG Energy, Inc (Owner/Operator) | Phase 2 |  | Operating | Dry bottom wall-fired boiler | Pipeline Natural Gas |  |  | Selective Catalytic Reduction |  | 8187 | 9.4579 | GAS | 768 | 485.2547 | 0.0322 | 0.0006 | 9.4579
54888 | NRG Texas Power LLC | 3460 | Cedar Bayou | TX | Chambers | 2 | ST | OP | 765 | 749 | 749 |  | 3 | 1972 | NG |  | N | Y | N | IPP Non-CHP |  |  |  |  | N | [57 empty] | GAS | TX | Cedar Bayou | 3460 | CBY2 | 2010 |  | ARP, CAIRNOX, CAIRSO2 | 2088.88 | 12 | 480929.8 |  | 1.573 | 0.0344 | 79.782 | 311602.734 | 5243300.003 | 6 | Electric Reliability Council of Texas | Chambers | Electric Utility | 4911 | Electric Services | 29.7483 | -94.9272 | NRG Energy, Inc (Owner/Operator) | Phase 2 |  | Operating | Dry bottom wall-fired boiler | Pipeline Natural Gas |  |  | Selective Catalytic Reduction |  | 8179 | 9.7579 | GAS | 766 | 488.6515 | 0.0344 | 0.0006 | 9.7579
54888 | NRG Texas Power LLC | 3464 | Greens Bayou | TX | Harris | 5 | ST | OP | 446.4 | 406 | 406 |  | 6 | 1973 | NG | DFO | Y | Y | N | IPP Non-CHP |  |  |  |  | N | [57 empty] | GAS | TX | Greens Bayou | 3464 | GBY5 | 2010 |  | ARP, CAIRNOX, CAIRSO2 | 1217.63 | 12 | 148488.68 |  | 0.544 | 0.0529 | 54.452 | 107757.324 | 1813229.814 | 6 | Electric Reliability Council of Texas | Harris | Electric Utility | 4911 | Electric Services | 29.8208 | -95.2194 | NRG Energy, Inc (Owner/Operator) | Phase 2 |  | Operating | Tangentially-fired | Pipeline Natural Gas | Residual Oil |  | Other |  | 4545 | 10.7783 | GAS | 416 | 487.6847 | 0.0529 | 0.0006 | 10.7783
54888 | NRG Texas Power LLC | 3464 | Greens Bayou | TX | Harris | 73 | GT | OP | 72 | 54 | 54 |  | 12 | 1976 | NG |  | N | Y | N | IPP Non-CHP |  |  |  |  | N | [57 empty] | GAS | TX | Greens Bayou | 3464 | GBY73 | 2010 |  | CAIRNOX, CAIRSO2 | 192.39 | 12 | 7400.04 |  | 0.058 | 0.146 | 14.073 |  | 192775.3 | 6 | Electric Reliability Council of Texas | Harris | Electric Utility | 4911 | Electric Services | 29.8208 | -95.2194 | NRG Energy, Inc (Owner/Operator) |  |  | Operating | Combustion turbine | Pipeline Natural Gas | Diesel Oil |  | Water Injection |  | 1002 | 17.881 | GAS | 62 | 425.9259 | 0.146 | 0.000602 | 17.881
54888 | NRG Texas Power LLC | 3464 | Greens Bayou | TX | Harris | 74 | GT | OP | 72 | 54 | 54 |  | 12 | 1976 | NG |  | N | Y | N | IPP Non-CHP |  |  |  |  | N | [57 empty] | GAS | TX | Greens Bayou | 3464 | GBY74 | 2010 |  | CAIRNOX, CAIRSO2 | 215.11 | 12 | 7953.42 |  | 0.065 | 0.142 | 15.305 |  | 215540.7 | 6 | Electric Reliability Council of Texas | Harris | Electric Utility | 4911 | Electric Services | 29.8208 | -95.2194 | NRG Energy, Inc (Owner/Operator) |  |  | Operating | Combustion turbine | Pipeline Natural Gas | Diesel Oil |  | Water Injection |  | 1002 | 18.4469 | GAS | 62 | 425.9259 | 0.142 | 0.000603 | 18.4469
54888 | NRG Texas Power LLC | 3464 | Greens Bayou | TX | Harris | 81 | GT | OP | 72 | 54 | 54 |  | 12 | 1976 | NG |  | N | Y | N | IPP Non-CHP |  |  |  |  | N | [57 empty] | GAS | TX | Greens Bayou | 3464 | GBY81 | 2010 |  | CAIRNOX, CAIRSO2 | 234.77 | 12 | 8609.86 |  | 0.071 | 0.199 | 23.406 |  | 235240.1 | 6 | Electric Reliability Council of Texas | Harris | Electric Utility | 4911 | Electric Services | 29.8208 | -95.2194 | NRG Energy, Inc (Owner/Operator) |  |  | Operating | Combustion turbine | Pipeline Natural Gas | Diesel Oil |  | Water Injection |  | 1002 | 18.6224 | GAS | 62 | 425.9259 | 0.199 | 0.000604 | 18.6224
54888 | NRG Texas Power LLC | 3464 | Greens Bayou | TX | Harris | 82 | GT | OP | 72 | 64 | 64 |  | 12 | 1976 | NG |  | N | Y | N | IPP Non-CHP |  |  |  |  | N | [57 empty] | GAS | TX | Greens Bayou | 3464 | GBY82 | 2010 |  | CAIRNOX, CAIRSO2 | 232.02 | 12 | 8844.92 |  | 0.07 | 0.188 | 21.856 |  | 232484.6 | 6 | Electric Reliability Council of Texas | Harris | Electric Utility | 4911 | Electric Services | 29.8208 | -95.2194 | NRG Energy, Inc (Owner/Operator) |  |  | Operating | Combustion turbine | Pipeline Natural Gas | Diesel Oil |  | Water Injection |  | 1002 | 18.0265 | GAS | 62 | 483.871 | 0.188 | 0.000602 | 18.0265
54888 | NRG Texas Power LLC | 3464 | Greens Bayou | TX | Harris | 83 | GT | OP | 72 | 64 | 64 |  | 12 | 1976 | NG |  | N | Y | N | IPP Non-CHP |  |  |  |  | N | [57 empty] | GAS | TX | Greens Bayou | 3464 | GBY83 | 2010 |  | CAIRNOX, CAIRSO2 | 250.86 | 12 | 10212.48 |  | 0.075 | 0.204 | 25.638 |  | 251362 | 6 | Electric Reliability Council of Texas | Harris | Electric Utility | 4911 | Electric Services | 29.8208 | -95.2194 | NRG Energy, Inc (Owner/Operator) |  |  | Operating | Combustion turbine | Pipeline Natural Gas | Diesel Oil |  | Water Injection |  | 1002 | 16.5057 | GAS | 68 | 468.75 | 0.204 | 0.000597 | 16.5057
54888 | NRG Texas Power LLC | 3464 | Greens Bayou | TX | Harris | 84 | GT | OP | 72 | 64 | 64 |  | 12 | 1976 | NG |  | N | Y | N | IPP Non-CHP |  |  |  |  | N | [57 empty] | GAS | TX | Greens Bayou | 3464 | GBY84 | 2010 |  | CAIRNOX, CAIRSO2 | 252.9 | 12 | 9476.02 |  | 0.076 | 0.171 | 21.662 |  | 253406 | 6 | Electric Reliability Council of Texas | Harris | Electric Utility | 4911 | Electric Services | 29.8208 | -95.2194 | NRG Energy, Inc (Owner/Operator) |  |  | Operating | Combustion turbine | Pipeline Natural Gas | Diesel Oil |  | Water Injection |  | 1002 | 17.7946 | GAS | 65 | 492.1875 | 0.171 | 0.0006 | 17.7946
54888 | NRG Texas Power LLC | 3468 | Sam Bertron | TX | Harris | 3 | ST | OP | 225.3 | 230 | 230 |  | 4 | 1959 | NG |  | N | Y | N | IPP Non-CHP |  |  |  |  | N | [57 empty] | GAS | TX | Sam Bertron | 3468 | SRB3 | 2010 |  | ARP, CAIRNOX, CAIRSO2 | 837.43 | 12 | 75344.54 |  | 0.239 | 0.0978 | 61.056 | 47419.198 | 797941.805 | 6 | Electric Reliability Council of Texas | Harris | Electric Utility | 4911 | Electric Services | 29.7268 | -95.06 | NRG Energy, Inc (Owner/Operator) | Phase 2 |  | Operating | Tangentially-fired | Pipeline Natural Gas |  |  | Overfire Air |  | 3146 | 9.9156 | GAS | 231 | 497.8261 | 0.0978 | 0.000599 | 9.9156
54888 | NRG Texas Power LLC | 3468 | Sam Bertron | TX | Harris | 4 | ST | OP | 225.3 | 230 | 230 |  | 3 | 1960 | NG |  | N | Y | N | IPP Non-CHP |  |  |  |  | N | [57 empty] | GAS | TX | Sam Bertron | 3468 | SRB4 | 2010 |  | ARP, CAIRNOX, CAIRSO2 | 819.56 | 12 | 72067.17 |  | 0.238 | 0.0932 | 51.673 | 47152.353 | 793463.117 | 6 | Electric Reliability Council of Texas | Harris | Electric Utility | 4911 | Electric Services | 29.7268 | -95.06 | NRG Energy, Inc (Owner/Operator) | Phase 2 |  | Operating | Tangentially-fired | Pipeline Natural Gas |  |  | Overfire Air |  | 3146 | 10.0903 | GAS | 229 | 497.8166 | 0.0932 | 0.0006 | 10.0903
54888 | NRG Texas Power LLC | 3468 | Sam Bertron | TX | Harris | GT2 | GT | OP | 16.3 | 13 | 13 |  | 7 | 1967 | NG |  | N | Y | N | IPP Non-CHP |  |  |  |  | N | [57 empty] | GAS | [39 empty] | 0.27187 | 0.0036429 | 11.5979
54888 | NRG Texas Power LLC | 3468 | Sam Bertron | TX | Harris | ST1 | ST | OP | 187.8 | 118 | 118 |  | 3 | 1958 | NG |  | N | Y | N | IPP Non-CHP |  |  |  |  | N | [57 empty] | GAS | TX | Sam Bertron | 3468 | SRB1 | 2010 |  | ARP, CAIRNOX, CAIRSO2 | 348.59 | 12 | 20015.38 |  | 0.091 | 0.1399 | 21.171 | 18046.485 | 303665.228 | 6 | Electric Reliability Council of Texas | Harris | Electric Utility | 4911 | Electric Services | 29.7268 | -95.06 | NRG Energy, Inc (Owner/Operator) | Phase 2 |  | Operating | Dry bottom wall-fired boiler | Pipeline Natural Gas |  |  | Overfire Air |  | 2336 | 11.3124 | GAS | 126 | 466.1017 | 0.1399 | 0.000599 | 11.3124
54888 | NRG Texas Power LLC | 3468 | Sam Bertron | TX | Harris | ST2 | ST | OP | 187.8 | 174 | 174 |  | 4 | 1956 | NG |  | N | Y | N | IPP Non-CHP |  |  |  |  | N | [57 empty] | GAS | TX | Sam Bertron | 3468 | SRB2 | 2010 |  | ARP, CAIRNOX, CAIRSO2 | 81.48 | 12 | 4612.82 |  | 0.015 | 0.178 | 5.011 | 2994.924 | 50397.136 | 6 | Electric Reliability Council of Texas | Harris | Electric Utility | 4911 | Electric Services | 29.7268 | -95.06 | NRG Energy, Inc (Owner/Operator) | Phase 2 |  | Operating | Dry bottom wall-fired boiler | Pipeline Natural Gas |  |  | Overfire Air |  | 2196 | 9.4013 | GAS | 174 | 500 | 0.178 | 0.000595 | 9.4013
54888 | NRG Texas Power LLC | 3469 | T H Wharton | TX | Harris | 3 | CA | OP | 113.1 | 104 | 104 | THW3 | 8 | 1974 | NG |  | N | Y | N | IPP Non-CHP |  |  |  |  | N | [57 empty] | GAS | [39 empty] | 0 | 0 | 10.4
54888 | NRG Texas Power LLC | 3469 | T H Wharton | TX | Harris | 31 | CT | OP | 51.3 | 57 | 57 | THW3 | 7 | 1972 | NG |  | N | Y | N | IPP Non-CHP |  |  |  |  | N | [57 empty] | GAS | TX | T H Wharton | 3469 | THW31 | 2010 |  | CAIRNOX, CAIRSO2 | 1602.24 | 12 | 83775.28 |  | 0.326 | 0.026 | 9.158 |  | 1086530.005 | 6 | Electric Reliability Council of Texas | Harris | Electric Utility | 4911 | Electric Services | 29.9414 | -95.5333 | NRG Energy, Inc (Owner/Operator) |  |  | Operating | Combined cycle | Pipeline Natural Gas |  |  | Combustion Modification/Fuel Reburning |  | 952 | 12.8004 | GAS | 73 | 359.6491 | 0.026 | 0.0006 | 12.8004
54888 | NRG Texas Power LLC | 3469 | T H Wharton | TX | Harris | 32 | CT | OP | 51.3 | 57 | 57 | THW3 | 7 | 1972 | NG |  | N | Y | N | IPP Non-CHP |  |  |  |  | N | [57 empty] | GAS | TX | T H Wharton | 3469 | THW32 | 2010 |  | CAIRNOX, CAIRSO2 | 1000.9 | 12 | 51089.15 |  | 0.343 | 0.0597 | 34.388 |  | 1146369.5 | 6 | Electric Reliability Council of Texas | Harris | Electric Utility | 4911 | Electric Services | 29.9414 | -95.5333 | NRG Energy, Inc (Owner/Operator) |  |  | Operating | Combined cycle | Pipeline Natural Gas |  |  | Combustion Modification/Fuel Reburning |  | 952 | 19.2534 | GAS | 71 | 377.193 | 0.0597 | 0.000598 | 19.2534
54888 | NRG Texas Power LLC | 3469 | T H Wharton | TX | Harris | 33 | CT | OP | 51.3 | 57 | 57 | THW3 | 7 | 1972 | NG |  | N | Y | N | IPP Non-CHP |  |  |  |  | N | [57 empty] | GAS | TX | T H Wharton | 3469 | THW33 | 2010 |  | CAIRNOX, CAIRSO2 | 1574.73 | 12 | 83013.71 |  | 0.327 | 0.0225 | 8.387 |  | 1089177.198 | 6 | Electric Reliability Council of Texas | Harris | Electric Utility | 4911 | Electric Services | 29.9414 | -95.5333 | NRG Energy, Inc (Owner/Operator) |  |  | Operating | Combined cycle | Pipeline Natural Gas |  |  |  |  | 952 | 12.7796 | GAS | 72 | 368.4211 | 0.0225 | 0.0006 | 12.7796
54888 | NRG Texas Power LLC | 3469 | T H Wharton | TX | Harris | 34 | CT | OP | 51.3 | 57 | 57 | THW3 | 7 | 1972 | NG |  | N | Y | N | IPP Non-CHP |  |  |  |  | N | [57 empty] | GAS | TX | T H Wharton | 3469 | THW34 | 2010 |  | CAIRNOX, CAIRSO2 | 1550.63 | 12 | 81386.31 |  | 0.33 | 0.0237 | 8.327 |  | 1101447.399 | 6 | Electric Reliability Council of Texas | Harris | Electric Utility | 4911 | Electric Services | 29.9414 | -95.5333 | NRG Energy, Inc (Owner/Operator) |  |  | Operating | Combined cycle | Pipeline Natural Gas |  |  |  |  | 952 | 13.4125 | GAS | 72 | 368.4211 | 0.0237 | 0.000599 | 13.4125
54888 | NRG Texas Power LLC | 3469 | T H Wharton | TX | Harris | 4 | CA | OP | 113.1 | 104 | 104 | THW4 | 8 | 1974 | NG |  | N | Y | N | IPP Non-CHP |  |  |  |  | N | [57 empty] | GAS | [39 empty] | 0 | 0 | 10.4
54888 | NRG Texas Power LLC | 3469 | T H Wharton | TX | Harris | 41 | CT | OP | 51.3 | 57 | 57 | THW4 | 7 | 1972 | NG |  | N | Y | N | IPP Non-CHP |  |  |  |  | N | [57 empty] | GAS | TX | T H Wharton | 3469 | THW41 | 2010 |  | CAIRNOX, CAIRSO2 | 1476.94 | 12 | 78393.05 |  | 0.334 | 0.0272 | 9.608 |  | 1112175.254 | 6 | Electric Reliability Council of Texas | Harris | Electric Utility | 4911 | Electric Services | 29.9414 | -95.5333 | NRG Energy, Inc (Owner/Operator) |  |  | Operating | Combined cycle | Pipeline Natural Gas |  |  |  |  | 952 | 14.04 | GAS | 70 | 385.9649 | 0.0272 | 0.000601 | 14.04
54888 | NRG Texas Power LLC | 3469 | T H Wharton | TX | Harris | 42 | CT | OP | 51.3 | 57 | 57 | THW4 | 7 | 1972 | NG |  | N | Y | N | IPP Non-CHP |  |  |  |  | N | [57 empty] | GAS | TX | T H Wharton | 3469 | THW42 | 2010 |  | CAIRNOX, CAIRSO2 | 1453.83 | 12 | 77127.74 |  | 0.323 | 0.0236 | 8.076 |  | 1076519.467 | 6 | Electric Reliability Council of Texas | Harris | Electric Utility | 4911 | Electric Services | 29.9414 | -95.5333 | NRG Energy, Inc (Owner/Operator) |  |  | Operating | Combined cycle | Pipeline Natural Gas |  |  |  |  | 952 | 13.81 | GAS | 70 | 385.9649 | 0.0236 | 0.0006 | 13.81
54888 | NRG Texas Power LLC | 3469 | T H Wharton | TX | Harris | 43 | CT | OP | 56.7 | 57 | 57 | THW4 | 8 | 1974 | NG |  | N | Y | N | IPP Non-CHP |  |  |  |  | N | [57 empty] | GAS | TX | T H Wharton | 3469 | THW43 | 2010 |  | CAIRNOX, CAIRSO2 | 1565.54 | 12 | 83062.02 |  | 0.354 | 0.0242 | 9.708 |  | 1180131.237 | 6 | Electric Reliability Council of Texas | Harris | Electric Utility | 4911 | Electric Services | 29.9414 | -95.5333 | NRG Energy, Inc (Owner/Operator) |  |  | Operating | Combined cycle | Pipeline Natural Gas |  |  |  |  | 952 | 14.036 | GAS | 71 | 377.193 | 0.0242 | 0.0006 | 14.036
54888 | NRG Texas Power LLC | 3469 | T H Wharton | TX | Harris | 44 | CT | OP | 56.7 | 57 | 57 | THW4 | 8 | 1974 | NG |  | N | Y | N | IPP Non-CHP |  |  |  |  | N | [57 empty] | GAS | TX | T H Wharton | 3469 | THW44 | 2010 |  | CAIRNOX, CAIRSO2 | 1448.07 | 12 | 76640.73 |  | 0.32 | 0.0731 | 38.631 |  | 1058462.5 | 6 | Electric Reliability Council of Texas | Harris | Electric Utility | 4911 | Electric Services | 29.9414 | -95.5333 | NRG Energy, Inc (Owner/Operator) |  |  | Operating | Combined cycle | Pipeline Natural Gas |  |  | Combustion Modification/Fuel Reburning |  | 952 | 13.8053 | GAS | 70 | 385.9649 | 0.0731 | 0.000605 | 13.8053
54888 | NRG Texas Power LLC | 3469 | T H Wharton | TX | Harris | 51 | GT | OP | 85 | 58 | 58 |  | 11 | 1975 | NG |  | N | Y | N | IPP Non-CHP |  |  |  |  | N | [57 empty] | GAS | TX | T H Wharton | 3469 | THW51 | 2010 |  | CAIRNOX, CAIRSO2 | 143.67 | 12 | 1231.04 |  | 0.049 | 0.1703 | 13.359 |  | 156140.3 | 6 | Electric Reliability Council of Texas | Harris | Electric Utility | 4911 | Electric Services | 29.9414 | -95.5333 | NRG Energy, Inc (Owner/Operator) |  |  | Operating | Combustion turbine | Pipeline Natural Gas |  |  | Water Injection |  | 1086.8 | 18.82 | GAS | 67 | 422.4138 | 0.1703 | 0.000628 | 18.82
54888 | NRG Texas Power LLC | 3469 | T H Wharton | TX | Harris | 52 | GT | OP | 85 | 58 | 58 |  | 11 | 1975 | NG |  | N | Y | N | IPP Non-CHP |  |  |  |  | N | [57 empty] | GAS | TX | T H Wharton | 3469 | THW52 | 2010 |  | CAIRNOX, CAIRSO2 | 152.15 | 12 | 1178.4 |  | 0.052 | 0.169 | 13.974 |  | 165356.2 | 6 | Electric Reliability Council of Texas | Harris | Electric Utility | 4911 | Electric Services | 29.9414 | -95.5333 | NRG Energy, Inc (Owner/Operator) |  |  | Operating | Combustion turbine | Pipeline Natural Gas |  |  | Water Injection |  | 1086.8 | 19.6108 | GAS | 64 | 448.2759 | 0.169 | 0.000629 | 19.6108
54888 | NRG Texas Power LLC | 3469 | T H Wharton | TX | Harris | 53 | GT | OP | 85 | 58 | 58 |  | 11 | 1975 | NG |  | N | Y | N | IPP Non-CHP |  |  |  |  | N | [57 empty] | GAS | TX | T H Wharton | 3469 | THW53 | 2010 |  | CAIRNOX, CAIRSO2 | 132.12 | 12 | 793.7 |  | 0.045 | 0.137 | 9.836 |  | 143587.9 | 6 | Electric Reliability Council of Texas | Harris | Electric Utility | 4911 | Electric Services | 29.9414 | -95.5333 | NRG Energy, Inc (Owner/Operator) |  |  | Operating | Combustion turbine | Pipeline Natural Gas |  |  | Water Injection |  | 1086.8 | 19.5881 | GAS | 65 | 439.6552 | 0.137 | 0.000627 | 19.5881
54888 | NRG Texas Power LLC | 3469 | T H Wharton | TX | Harris | 54 | GT | OP | 85 | 58 | 58 |  | 11 | 1975 | NG |  | N | Y | N | IPP Non-CHP |  |  |  |  | N | [57 empty] | GAS | TX | T H Wharton | 3469 | THW54 | 2010 |  | CAIRNOX, CAIRSO2 | 146.49 | 12 | 0 |  | 0.05 | 0.14 | 11.147 |  | 159205.5 | 6 | Electric Reliability Council of Texas | Harris | Electric Utility | 4911 | Electric Services | 29.9414 | -95.5333 | NRG Energy, Inc (Owner/Operator) |  |  | Operating | Combustion turbine | Pipeline Natural Gas |  |  | Water Injection |  | 1086.8 | 10.4 | GAS | 104.5 | 99.1379 | 0.14 | 0.000628 | 15.0875
54888 | NRG Texas Power LLC | 3469 | T H Wharton | TX | Harris | 55 | GT | OP | 85 | 58 | 58 |  | 11 | 1975 | NG |  | N | Y | N | IPP Non-CHP |  |  |  |  | N | [57 empty] | GAS | TX | T H Wharton | 3469 | THW55 | 2010 |  | CAIRNOX, CAIRSO2 | 179.74 | 12 | 1419.23 |  | 0.061 | 0.128 | 12.501 |  | 195341.1 | 6 | Electric Reliability Council of Texas | Harris | Electric Utility | 4911 | Electric Services | 29.9414 | -95.5333 | NRG Energy, Inc (Owner/Operator) |  |  | Operating | Combustion turbine | Pipeline Natural Gas |  |  | Water Injection |  | 1086.8 | 19.4197 | GAS | 68 | 413.7931 | 0.128 | 0.000625 | 19.4197
54888 | NRG Texas Power LLC | 3469 | T H Wharton | TX | Harris | 56 | GT | OP | 85 | 58 | 58 |  | 11 | 1975 | NG |  | N | Y | N | IPP Non-CHP |  |  |  |  | N | [57 empty] | GAS | TX | T H Wharton | 3469 | THW56 | 2010 |  | CAIRNOX, CAIRSO2 | 181.32 | 12 | 1464.29 |  | 0.062 | 0.1411 | 13.891 |  | 197058.5 | 6 | Electric Reliability Council of Texas | Harris | Electric Utility | 4911 | Electric Services | 29.9414 | -95.5333 | NRG Energy, Inc (Owner/Operator) |  |  | Operating | Combustion turbine | Pipeline Natural Gas |  |  | Water Injection |  | 1086.8 | 18.9068 | GAS | 68 | 413.7931 | 0.1411 | 0.000629 | 18.9068
54888 | NRG Texas Power LLC | 3469 | T H Wharton | TX | Harris | GT1 | GT | OP | 16.3 | 13 | 13 |  | 7 | 1967 | NG |  | N | Y | N | IPP Non-CHP |  |  |  |  | N | [57 empty] | GAS | [39 empty] | 0.27063 | 0.0036077 | 11.6033
54888 | NRG Texas Power LLC | 3470 | W A Parish | TX | Fort Bend | 1 | ST | OP | 187.8 | 169 | 169 |  | 6 | 1958 | NG |  | N | Y | N | IPP Non-CHP |  |  |  |  | N | [57 empty] | GAS | TX | W A Parish | 3470 | WAP1 | 2010 |  | ARP, CAIRNOX, CAIRSO2 | 711.93 | 12 | 53579.51 |  | 0.188 | 0.1646 | 67.972 | 37223.231 | 626360.959 | 6 | Electric Reliability Council of Texas | Fort Bend | Electric Utility | 4911 | Electric Services | 29.4828 | -95.6311 | NRG Energy, Inc (Owner/Operator) | Phase 2 |  | Operating | Dry bottom wall-fired boiler | Pipeline Natural Gas |  |  | Overfire Air |  | 2047 | 10.6423 | GAS | 171 | 494.0828 | 0.1646 | 0.0006 | 10.6423
54888 | NRG Texas Power LLC | 3470 | W A Parish | TX | Fort Bend | 2 | ST | OP | 187.8 | 169 | 169 |  | 12 | 1958 | NG |  | N | Y | N | IPP Non-CHP |  |  |  |  | N | [57 empty] | GAS | TX | W A Parish | 3470 | WAP2 | 2010 |  | ARP, CAIRNOX, CAIRSO2 | 738.14 | 12 | 53424.54 |  | 0.184 | 0.0919 | 36.132 | 36510.519 | 614343.239 | 6 | Electric Reliability Council of Texas | Fort Bend | Electric Utility | 4911 | Electric Services | 29.4828 | -95.6311 | NRG Energy, Inc (Owner/Operator) | Phase 2 |  | Operating | Dry bottom wall-fired boiler | Pipeline Natural Gas |  |  | Overfire Air |  | 1968 | 10.4215 | GAS | 177 | 476.3314 | 0.0919 | 0.000599 | 10.4215
54888 | NRG Texas Power LLC | 3470 | W A Parish | TX | Fort Bend | 3 | ST | OP | 299.2 | 273 | 273 |  | 3 | 1961 | NG |  | N | Y | N | IPP Non-CHP |  |  |  |  | N | [57 empty] | GAS | TX | W A Parish | 3470 | WAP3 | 2010 |  | ARP, CAIRNOX, CAIRSO2 | 463.2 | 12 | 30409.85 |  | 0.113 | 0.0727 | 22.08 | 22394.551 | 376833.983 | 6 | Electric Reliability Council of Texas | Fort Bend | Electric Utility | 4911 | Electric Services | 29.4828 | -95.6311 | NRG Energy, Inc (Owner/Operator) | Phase 2 |  | Operating | Dry bottom wall-fired boiler | Pipeline Natural Gas |  |  | Overfire Air |  | 3003 | 10.5836 | GAS | 257 | 468.8716 | 0.0727 | 0.0006 | 10.5836
54888 | NRG Texas Power LLC | 3470 | W A Parish | TX | Fort Bend | 4 | ST | OP | 580.5 | 552 | 552 |  | 6 | 1968 | NG |  | N | Y | N | IPP Non-CHP |  |  |  |  | N | [57 empty] | GAS | TX | W A Parish | 3470 | WAP4 | 2010 |  | ARP, CAIRNOX, CAIRSO2 | 2178.92 | 12 | 397276.08 |  | 1.35 | 0.0869 | 228.225 | 267339.073 | 4498485.485 | 6 | Electric Reliability Council of Texas | Fort Bend | Electric Utility | 4911 | Electric Services | 29.4828 | -95.6311 | NRG Energy, Inc (Owner/Operator) | Phase 2 |  | Operating | Tangentially-fired | Pipeline Natural Gas |  |  | Overfire Air |  | 5825 | 10.0079 | GAS | 560 | 492.7536 | 0.0869 | 0.0006 | 10.0079
54888 | NRG Texas Power LLC | 3470 | W A Parish | TX | Fort Bend | 5 | ST | OP | 734.1 | 659 | 659 |  | 12 | 1977 | SUB | NG | Y | Y | N | IPP Non-CHP |  |  |  |  | N | Y |  | Y | [54 empty] | COAL | TX | W A Parish | 3470 | WAP5 | 2010 |  | ARP, CAIRNOX, CAIRSO2 | 8567.53 | 12 | 4804743.28 |  | 16232.32 | 0.0519 | 1229.838 | 5004839.438 | 47829753.33 | 6 | Electric Reliability Council of Texas | Fort Bend | Electric Utility | 4911 | Electric Services | 29.4828 | -95.6311 | NRG Energy, Inc (Owner/Operator) | Phase 2 | Early Election | Operating | Dry bottom wall-fired boiler | Coal | Pipeline Natural Gas |  | Selective Catalytic Reduction | Baghouse | 8545 | 9.8954 | COAL | 692 | 474.9621 | 0.0519 | 0.67875 | 9.8954
54888 | NRG Texas Power LLC | 3470 | W A Parish | TX | Fort Bend | 6 | ST | OP | 734.1 | 653 | 653 |  | 12 | 1978 | SUB | NG | Y | Y | N | IPP Non-CHP |  |  |  |  | N | Y |  | Y | [54 empty] | COAL | TX | W A Parish | 3470 | WAP6 | 2010 |  | ARP, CAIRNOX, CAIRSO2 | 8493.13 | 12 | 4730967.53 |  | 17149.13 | 0.0511 | 1153.982 | 4772029.067 | 45639410.31 | 6 | Electric Reliability Council of Texas | Fort Bend | Electric Utility | 4911 | Electric Services | 29.4828 | -95.6311 | NRG Energy, Inc (Owner/Operator) | Phase 2 | Early Election | Operating | Dry bottom wall-fired boiler | Coal | Pipeline Natural Gas |  | Selective Catalytic Reduction | Baghouse | 8840 | 9.5043 | COAL | 699 | 464.7779 | 0.0511 | 0.75151 | 9.5043
54888 | NRG Texas Power LLC | 3470 | W A Parish | TX | Fort Bend | 7 | ST | OP | 614.6 | 577 | 577 |  | 6 | 1980 | SUB | NG | Y | Y | N | IPP Non-CHP |  |  |  |  | N | Y |  | Y | [54 empty] | COAL | TX | W A Parish | 3470 | WAP7 | 2010 |  | ARP, CAIRNOX, CAIRSO2 | 7995.87 | 12 | 4294369.87 |  | 13200.469 | 0.0543 | 992.608 | 3827431.469 | 36564428.2 | 6 | Electric Reliability Council of Texas | Fort Bend | Electric Utility | 4911 | Electric Services | 29.4828 | -95.6311 | NRG Energy, Inc (Owner/Operator) | Phase 2 | Early Election | Operating | Tangentially-fired | Coal | Pipeline Natural Gas |  | Selective Catalytic Reduction | Baghouse | 8351 | 8.4372 | COAL | 616 | 466.2045 | 0.0543 | 0.72204 | 8.4372
54888 | NRG Texas Power LLC | 3470 | W A Parish | TX | Fort Bend | 8 | ST | OP | 654 | 610 | 610 |  | 12 | 1982 | SUB | NG | N | Y | N | IPP Non-CHP |  |  |  |  | N | Y |  | Y | [54 empty] | COAL | TX | W A Parish | 3470 | WAP8 | 2010 |  | ARP, CAIRNOX, CAIRSO2 | 7787.52 | 12 | 4313201.74 |  | 2649.556 | 0.0407 | 796.175 | 4156583.151 | 39699436.57 | 6 | Electric Reliability Council of Texas | Fort Bend | Electric Utility | 4911 | Electric Services | 29.4828 | -95.6311 | NRG Energy, Inc (Owner/Operator) | Phase 2 | Early Election | Operating | Tangentially-fired | Coal | Pipeline Natural Gas | Wet Lime FGD | Selective Catalytic Reduction | Baghouse | 6896 | 9.1495 | COAL | 655 | 463.1148 | 0.0407 | 0.13348 | 9.1495
54888 | NRG Texas Power LLC | 3470 | W A Parish | TX | Fort Bend | GT1 | GT | OP | 16.3 | 13 | 13 |  | 7 | 1967 | NG |  | N | Y | N | IPP Non-CHP |  |  |  |  | N | [57 empty] | GAS | [39 empty] | 0.27037 | 0.0036002 | 11.5917
54888 | NRG Texas Power LLC | 7325 | San Jacinto Steam Electric Station | TX | Harris | 1 | GT | OP | 88.2 | 81 | 81 |  | 4 | 1995 | NG |  | N | Y | N | IPP Non-CHP |  |  |  |  | N | [57 empty] | GAS | TX | San Jacinto Steam Electric Station | 7325 | SJS1 | 2010 | CP1 | ARP, CAIRNOX, CAIRSO2 | 7855.86 | 12 | 538103.81 |  | 2.468 | 0.0218 | 90.396 | 488939.349 | 8226525.3 | 6 | Electric Reliability Council of Texas | Harris | Electric Utility | 4911 | Electric Services | 29.6967 | -95.0411 | NRG Energy, Inc (Owner/Operator) | Phase 2 |  | Operating | Combined cycle | Pipeline Natural Gas |  |  | Water Injection |  | 1400 | 15.3693 | GAS | 90 | 444.4444 | 0.0218 | 0.0006 | 15.288
54888 | NRG Texas Power LLC | 7325 | San Jacinto Steam Electric Station | TX | Harris | 2 | GT | OP | 88.2 | 81 | 81 |  | 4 | 1995 | NG |  | N | Y | N | IPP Non-CHP |  |  |  |  | N | [57 empty] | GAS | TX | San Jacinto Steam Electric Station | 7325 | SJS2 | 2010 | CP1 | ARP, CAIRNOX, CAIRSO2 | 3232.07 | 12 | 200905.1 |  | 0.853 | 0.023 | 27.482 | 169044.812 | 2844206.189 | 6 | Electric Reliability Council of Texas | Harris | Electric Utility | 4911 | Electric Services | 29.6967 | -95.0411 | NRG Energy, Inc (Owner/Operator) | Phase 2 |  | Operating | Combined cycle | Pipeline Natural Gas |  |  | Water Injection |  | 1400 | 13.9877 | GAS | 87 | 462.963 | 0.023 | 0.0006 | 13.9877
54889 | Carlyle/Riverstone Renewable Energy | 10381 | Coastal Carolina Clean Power | NC | Duplin | GEN1 | ST | OP | 44.1 | 27 | 27 |  | 4 | 1986 | WDS | BIT | Y | Y | Y | IPP CHP |  |  |  |  | N | [57 empty] | OTHER SOLID | NC | Coastal Carolina Clean Power LLC | 10381 | BLR01A | 2010 | CS001 | CAIROS | 7985.44 | 12 |  | 1042690.63 |  | 0.1917 | 157.599 |  | 1662239.292 | 4 | Southeastern Electric Reliability Council | Duplin | Cogeneration |  |  | 35.0225 | -77.8575 | Coastal Carolina Clean Power LLC (Owner/Operator) |  |  | Operating | Stoker | Wood | Coal |  | Overfire Air | Baghouse | 215 | 10.4 | OTHER SOLID | 22.452 | 398.7171 | 0.1917 | 0.031991 | 13.3661
54894 | Roseburg Forest Products | 56469 | Roseburg Forest Products Biomass | CA | SISKIYOU | 1 | ST | OP | 13.4 | 9 | 9 |  | 12 | 1989 | WDS |  | N | Y | Y | Industrial CHP |  |  |  |  | N | [57 empty] | OTHER SOLID | [39 empty] | 0.5034 | 0.029864 | 13.9538
54895 | FirstLight Power Resources Services LLC | 539 | Rocky River | CT | Litchfield | 3 | PS | OP | 24 | 25.4 | 25 |  | 1 | 1928 | WAT |  | N | Y | N | IPP Non-CHP | [62 empty] | N/A | [39 empty] | 0 | 0 | 10.4
54895 | FirstLight Power Resources Services LLC | 541 | Bulls Bridge | CT | Litchfield | 1 | HY | OP | 1.2 | 1.4 | 1.4 |  | 1 | 1903 | WAT |  | N | Y | N | IPP Non-CHP | [62 empty] | N/A | [39 empty] | 0 | 0 | 10.4
54895 | FirstLight Power Resources Services LLC | 547 | Northfield Mountain | MA | Franklin | 1 | PS | OP | 235 | 270 | 270 |  | 2 | 1973 | WAT |  | N | Y | N | IPP Non-CHP | [62 empty] | N/A | [39 empty] | 0 | 0 | 10.4
54895 | FirstLight Power Resources Services LLC | 547 | Northfield Mountain | MA | Franklin | 2 | PS | OP | 235 | 270 | 270 |  | 10 | 1973 | WAT |  | N | Y | N | IPP Non-CHP | [62 empty] | N/A | [39 empty] | 0 | 0 | 10.4
54895 | FirstLight Power Resources Services LLC | 547 | Northfield Mountain | MA | Franklin | 3 | PS | OP | 235 | 270 | 270 |  | 7 | 1973 | WAT |  | N | Y | N | IPP Non-CHP | [62 empty] | N/A | [39 empty] | 0 | 0 | 10.4
54895 | FirstLight Power Resources Services LLC | 547 | Northfield Mountain | MA | Franklin | 4 | PS | OP | 235 | 270 | 270 |  | 11 | 1972 | WAT |  | N | Y | N | IPP Non-CHP | [62 empty] | N/A | [39 empty] | 0 | 0 | 10.4
54895 | FirstLight Power Resources Services LLC | 552 | Shepaug | CT | New Haven | 1 | HY | OP | 37.2 | 41.5 | 42.6 |  | 1 | 1955 | WAT |  | N | Y | N | IPP Non-CHP | [62 empty] | N/A | [39 empty] | 0 | 0 | 10.4
54895 | FirstLight Power Resources Services LLC | 553 | Stevenson | CT | Fairfield | 1 | HY | OP | 7.5 | 7.1 | 7.2 |  | 1 | 1919 | WAT |  | N | Y | N | IPP Non-CHP | [62 empty] | N/A | [39 empty] | 0 | 0 | 10.4
54895 | FirstLight Power Resources Services LLC | 553 | Stevenson | CT | Fairfield | 2 | HY | OP | 7.5 | 7.1 | 7.2 |  | 1 | 1919 | WAT |  | N | Y | N | IPP Non-CHP | [62 empty] | N/A | [39 empty] | 0 | 0 | 10.4
54895 | FirstLight Power Resources Services LLC | 553 | Stevenson | CT | Fairfield | 3 | HY | OP | 7.5 | 7.1 | 7.2 |  | 1 | 1919 | WAT |  | N | Y | N | IPP Non-CHP | [62 empty] | N/A | [39 empty] | 0 | 0 | 10.4
54895 | FirstLight Power Resources Services LLC | 553 | Stevenson | CT | Fairfield | 4 | HY | OP | 8 | 7.1 | 7.2 |  | 1 | 1936 | WAT |  | N | Y | N | IPP Non-CHP | [62 empty] | N/A | [39 empty] | 0 | 0 | 10.4
54895 | FirstLight Power Resources Services LLC | 560 | Falls Village | CT | Litchfield | 1 | HY | OP | 3 | 3.3 | 3.7 |  | 1 | 1914 | WAT |  | N | Y | N | IPP Non-CHP | [62 empty] | N/A | [39 empty] | 0 | 0 | 10.4
54895 | FirstLight Power Resources Services LLC | 1606 | Mount Tom | MA | Hampden | 1 | ST | OP | 136 | 143.6 | 145.7 |  | 11 | 1960 | BIT | DFO | N | Y | N | IPP Non-CHP | [7 empty] | Y | [54 empty] | COAL | MA | Mount Tom | 1606 | 1 | 2010 |  | ARP, CAIROS, RGGI | 5259.75 | 12 | 533186.75 |  | 550.677 | 0.1117 | 287.488 | 523436.25 | 5101765.65 | 1 | Northeast Power Coordinating Council | Hampden | Electric Utility | 4911 | Electric Services | 42.2814 | -72.6053 | Mt. Tom Generating Company LLC (Owner) FirstLight Power Resources (Operator) | Phase 2 | Phase II Group 1 | Operating | Dry bottom wall-fired boiler | Coal |  |  | Overfire Air Low NOx Burner Technology (Dry Bottom only) Selective Catalytic Reduction | Electrostatic Precipitator | 1480 | 8.8994 | COAL | 157 | 1961.2217 | 0.1117 | 0.21588 | 8.8994
54895 | FirstLight Power Resources Services LLC | 1629 | Cabot | MA | Franklin | 1 | HY | OP | 10.3 | 10.3 | 10.3 |  | 1 | 1915 | WAT |  | N | Y | N | IPP Non-CHP | [62 empty] | N/A | [39 empty] | 0 | 0 | 10.4
54895 | FirstLight Power Resources Services LLC | 1629 | Cabot | MA | Franklin | 2 | HY | OP | 10.3 | 10.3 | 10.3 |  | 1 | 1915 | WAT |  | N | Y | N | IPP Non-CHP | [62 empty] | N/A | [39 empty] | 0 | 0 | 10.4
54895 | FirstLight Power Resources Services LLC | 1629 | Cabot | MA | Franklin | 3 | HY | OP | 10.3 | 10.3 | 10.3 |  | 1 | 1916 | WAT |  | N | Y | N | IPP Non-CHP | [62 empty] | N/A | [39 empty] | 0 | 0 | 10.4
54895 | FirstLight Power Resources Services LLC | 1629 | Cabot | MA | Franklin | 4 | HY | OP | 10.3 | 10.3 | 10.3 |  | 1 | 1916 | WAT |  | N | Y | N | IPP Non-CHP | [62 empty] | N/A | [39 empty] | 0 | 0 | 10.4
54895 | FirstLight Power Resources Services LLC | 1629 | Cabot | MA | Franklin | 5 | HY | OP | 10.3 | 10.3 | 10.3 |  | 1 | 1917 | WAT |  | N | Y | N | IPP Non-CHP | [62 empty] | N/A | [39 empty] | 0 | 0 | 10.4
54895 | FirstLight Power Resources Services LLC | 1629 | Cabot | MA | Franklin | 6 | HY | OP | 10.3 | 10.3 | 10.3 |  | 1 | 1917 | WAT |  | N | Y | N | IPP Non-CHP | [62 empty] | N/A | [39 empty] | 0 | 0 | 10.4
54895 | FirstLight Power Resources Services LLC | 541 | Bulls Bridge | CT | Litchfield | 2 | HY | OP | 1.2 | 1.4 | 1.4 |  | 1 | 1903 | WAT |  | N | Y | N | IPP Non-CHP | [62 empty] | N/A | [39 empty] | 0 | 0 | 10.4
54895 | FirstLight Power Resources Services LLC | 541 | Bulls Bridge | CT | Litchfield | 3 | HY | OP | 1.2 | 1.4 | 1.4 |  | 1 | 1903 | WAT |  | N | Y | N | IPP Non-CHP | [62 empty] | N/A | [39 empty] | 0 | 0 | 10.4
54895 | FirstLight Power Resources Services LLC | 541 | Bulls Bridge | CT | Litchfield | 4 | HY | OP | 1.2 | 1.4 | 1.4 |  | 1 | 1903 | WAT |  | N | Y | N | IPP Non-CHP | [62 empty] | N/A | [39 empty] | 0 | 0 | 10.4
54895 | FirstLight Power Resources Services LLC | 541 | Bulls Bridge | CT | Litchfield | 5 | HY | OP | 1.2 | 1.4 | 1.4 |  | 1 | 1903 | WAT |  | N | Y | N | IPP Non-CHP | [62 empty] | N/A | [39 empty] | 0 | 0 | 10.4
54895 | FirstLight Power Resources Services LLC | 541 | Bulls Bridge | CT | Litchfield | 6 | HY | OP | 1.2 | 1.4 | 1.4 |  | 1 | 1903 | WAT |  | N | Y | N | IPP Non-CHP | [62 empty] | N/A | [39 empty] | 0 | 0 | 10.4
54895 | FirstLight Power Resources Services LLC | 551 | Scotland Dam | CT | Windham | 1 | HY | OP | 2 | 1.7 | 2.2 |  | 1 | 1937 | WAT |  | N | N | N | IPP Non-CHP | [62 empty] | N/A | [39 empty] | 0 | 0 | 10.4
54895 | FirstLight Power Resources Services LLC | 554 | Taftville | CT | New London | 1 | HY | OP | 0.4 | 0.4 | 0.4 |  | 1 | 1926 | WAT |  | N | N | N | IPP Non-CHP | [62 empty] | N/A | [39 empty] | 0 | 0 | 10.4
54895 | FirstLight Power Resources Services LLC | 554 | Taftville | CT | New London | 2 | HY | OP | 0.3 | 0.4 | 0.4 |  | 1 | 1906 | WAT |  | N | N | N | IPP Non-CHP | [62 empty] | N/A | [39 empty] | 0 | 0 | 10.4
54895 | FirstLight Power Resources Services LLC | 554 | Taftville | CT | New London | 3 | HY | OP | 0.3 | 0.4 | 0.4 |  | 1 | 1906 | WAT |  | N | N | N | IPP Non-CHP | [62 empty] | N/A | [39 empty] | 0 | 0 | 10.4
54895 | FirstLight Power Resources Services LLC | 554 | Taftville | CT | New London | 4 | HY | OP | 0.3 | 0.4 | 0.4 |  | 1 | 1949 | WAT |  | N | N | N | IPP Non-CHP | [62 empty] | N/A | [39 empty] | 0 | 0 | 10.4
54895 | FirstLight Power Resources Services LLC | 554 | Taftville | CT | New London | 5 | HY | OP | 0.3 | 0.4 | 0.4 |  | 1 | 1949 | WAT |  | N | N | N | IPP Non-CHP | [62 empty] | N/A | [39 empty] | 0 | 0 | 10.4
54895 | FirstLight Power Resources Services LLC | 557 | Tunnel | CT | New London | 1 | HY | OP | 1 | 0.8 | 1.1 |  | 1 | 1919 | WAT |  | N | Y | N | IPP Non-CHP | [62 empty] | N/A | [39 empty] | 0 | 0 | 10.4
54895 | FirstLight Power Resources Services LLC | 557 | Tunnel | CT | New London | 2 | HY | OP | 1 | 0.8 | 1.1 |  | 1 | 1949 | WAT |  | N | Y | N | IPP Non-CHP | [62 empty] | N/A | [39 empty] | 0 | 0 | 10.4
54895 | FirstLight Power Resources Services LLC | 560 | Falls Village | CT | Litchfield | 2 | HY | OP | 3 | 3.3 | 3.7 |  | 1 | 1914 | WAT |  | N | Y | N | IPP Non-CHP | [62 empty] | N/A | [39 empty] | 0 | 0 | 10.4
54895 | FirstLight Power Resources Services LLC | 560 | Falls Village | CT | Litchfield | 3 | HY | OP | 3 | 3.3 | 3.7 |  | 1 | 1914 | WAT |  | N | Y | N | IPP Non-CHP | [62 empty] | N/A | [39 empty] | 0 | 0 | 10.4
54895 | FirstLight Power Resources Services LLC | 6388 | Turners Falls | MA | Franklin | 1 | HY | OP | 1.3 | 1.9 | 1.9 |  | 1 | 1913 | WAT |  | N | N | N | IPP Non-CHP | [62 empty] | N/A | [39 empty] | 0 | 0 | 10.4
54895 | FirstLight Power Resources Services LLC | 6388 | Turners Falls | MA | Franklin | 2 | HY | OP | 0.3 | 0.4 | 0.4 |  | 1 | 1913 | WAT |  | N | N | N | IPP Non-CHP | [62 empty] | N/A | [39 empty] | 0 | 0 | 10.4
54895 | FirstLight Power Resources Services LLC | 6388 | Turners Falls | MA | Franklin | 3 | HY | OP | 1.2 | 1.3 | 1.3 |  | 1 | 1910 | WAT |  | N | N | N | IPP Non-CHP | [62 empty] | N/A | [39 empty] | 0 | 0 | 10.4
54895 | FirstLight Power Resources Services LLC | 6388 | Turners Falls | MA | Franklin | 5 | HY | OP | 1.2 | 1.4 | 1.4 |  | 1 | 1905 | WAT |  | N | N | N | IPP Non-CHP | [62 empty] | N/A | [39 empty] | 0 | 0 | 10.4
54895 | FirstLight Power Resources Services LLC | 6388 | Turners Falls | MA | Franklin | 7 | HY | OP | 1.2 | 1.4 | 1.4 |  | 1 | 1910 | WAT |  | N | N | N | IPP Non-CHP | [62 empty] | N/A | [39 empty] | 0 | 0 | 10.4
54895 | FirstLight Power Resources Services LLC | 56629 | Waterbury Generation | CT | New Haven | 10 | GT | OP | 96 | 95 | 100 |  | 6 | 2009 | NG | DFO | Y | Y | N | IPP Non-CHP |  |  |  |  | N | [5 empty] | N | [51 empty] | GAS | CT | Waterbury Generation | 56629 | 10 | 2010 |  | ARP, CAIROS, RGGI | 1053.32 | 12 | 89941.91 |  | 0.207 | 0.022 | 4.68 | 41322.187 | 695320.818 | 1 |  | New Haven | Electric Utility |  |  | 41.5444 | -73.0416 | Waterbury Generation, LLC (Owner/Operator) | Phase 2 |  | Operating | Combustion turbine | Pipeline Natural Gas | Diesel Oil |  | Water Injection Selective Catalytic Reduction |  | 1800 | 7.1944 | GAS | 106 | 1970 | 0.022 | 0.000595 | 7.1944
54899 | NAES Corporation - (DE) | 599 | McKee Run | DE | Kent | 1 | ST | OP | 18.8 | 17 | 17 |  | 1 | 1962 | NG | DFO | Y | Y | N | IPP Non-CHP |  |  |  |  | N | [57 empty] | GAS | DE | McKee Run | 599 | 1 | 2010 |  | SIPNOX | 45 | 6 | 377.28 |  |  | 0.2321 | 0.641 |  | 5058.456 | 3 | Mid-Atlantic Area Council | Kent | Electric Utility | 4911 | Electric Services | 39.1748 | -75.5455 | City of Dover (Owner/Operator) |  |  | Operating | Dry bottom wall-fired boiler | Pipeline Natural Gas | Diesel Oil |  | Low NOx Burner Technology (Dry Bottom only) |  | 225 | 10.4 | GAS | 19 | 1941.1765 | 0.2321 | 0.0024586 | 12.4698
54899 | NAES Corporation - (DE) | 599 | McKee Run | DE | Kent | 2 | ST | OP | 18.8 | 17 | 17 |  | 3 | 1962 | NG | DFO | Y | Y | N | IPP Non-CHP |  |  |  |  | N | [57 empty] | GAS | DE | McKee Run | 599 | 2 | 2010 |  | SIPNOX | 157.72 | 6 | 1417.67 |  |  | 0.24 | 2.254 |  | 18786.73 | 3 | Mid-Atlantic Area Council | Kent | Electric Utility | 4911 | Electric Services | 39.1748 | -75.5455 | City of Dover (Owner/Operator) |  |  | Operating | Dry bottom wall-fired boiler | Pipeline Natural Gas | Diesel Oil |  | Low NOx Burner Technology (Dry Bottom only) |  | 225 | 10.4 | GAS | 19 | 1941.1765 | 0.24 | 0.0024586 | 12.4698
54899 | NAES Corporation - (DE) | 599 | McKee Run | DE | Kent | 3 | ST | OP | 113.6 | 102 | 102 |  | 5 | 1975 | NG | DFO | Y | Y | N | IPP Non-CHP |  |  |  |  | N | [57 empty] | GAS | DE | McKee Run | 599 | 3 | 2010 |  | ARP, CAIRNOX, CAIROS, CAIRSO2, RGGI | 739.05 | 12 | 48041.7 |  | 0.26 | 0.4687 | 119.149 | 29286.784 | 488651.708 | 3 | Mid-Atlantic Area Council | Kent | Electric Utility | 4911 | Electric Services | 39.1748 | -75.5455 | City of Dover (Owner/Operator) | Phase 2 |  | Operating | Dry bottom wall-fired boiler | Pipeline Natural Gas | Diesel Oil |  | Overfire Air |  | 1180 | 9.828 | GAS | 110 | 1960.7843 | 0.4687 | 0.0010642 | 9.828
54899 | NAES Corporation - (DE) | 7318 | Van Sant Station | DE | Kent | 1 | GT | OP | 45.1 | 39 | 39 |  | 5 | 1991 | NG | DFO | Y | Y | N | IPP Non-CHP |  |  |  |  | N | [57 empty] | GAS | DE | Van Sant | 7318 | **11 | 2010 |  | ARP, CAIRNOX, CAIROS, CAIRSO2, RGGI | 206.27 | 12 | 4613.19 |  | 0.062 | 0.1059 | 3.272 | 3683.57 | 61742.099 | 3 | Mid-Atlantic Area Council | Kent | Electric Utility | 4911 | Electric Services | 39.15 | -75.5466 | City of Dover (Owner/Operator) | Phase 2 |  | Operating | Combustion turbine | Diesel Oil | Pipeline Natural Gas |  | Water Injection |  | 546.7 | 12.2382 | LIQUID | 42 | -388.4615 | 0.1059 | 0.0020084 | 12.2382
54900 | Stimson Lumber Company | 55090 | Plummer Cogen | ID | Benewah | GEN1 | ST | OP | 6.2 | 5.8 | 5.8 |  | 12 | 1982 | WDS |  | N | Y | Y | IPP CHP | [62 empty] | OTHER SOLID | [39 empty] | 0.5034 | 0.034634 | 14.4839
54902 | SunE Alamosa1 LLC | 56481 | SunE Alamosa | CO | Alamosa | 1 | PV | OP | 1 | 1 | 1 |  | 12 | 2007 | SUN |  | N | Y | N | IPP Non-CHP | [62 empty] | N/A | [39 empty] | 0 | 0 | 10.4
54902 | SunE Alamosa1 LLC | 56481 | SunE Alamosa | CO | Alamosa | 2 | PV | OP | 7.2 | 6.7 | 6.7 |  | 12 | 2007 | SUN |  | N | Y | N | IPP Non-CHP | [62 empty] | N/A | [39 empty] | 0 | 0 | 10.4
54904 | High Prairie Wind Farm II LLC | 56494 | Prairie Star Wind Farm | MN | Mower | HP2 | WT | OP | 100.6 | 100.6 | 100.6 |  | 12 | 2007 | WND |  | N | Y | N | IPP Non-CHP | [62 empty] | N/A | [39 empty] | 0 | 0 | 10.4
54907 | ReNu Power Holdings LLC | 3443 | Victoria | TX | Victoria | 7 | CT | OP | 196.9 | 160 | 168 |  | 5 | 2009 | NG |  | N | Y | N | IPP Non-CHP |  |  |  |  | N | [57 empty] | GAS | TX | Victoria Power Station | 3443 | 9 | 2010 |  | ARP, CAIRNOX, CAIRSO2 | 4512.5 | 12 | 973532.87 |  | 2.2 | 0.0177 | 60.256 | 435723.062 | 7331853.866 | 6 | Electric Reliability Council of Texas | Victoria | Electric Utility | 4911 | Electric Services | 28.7883 | -97.01 | Victoria WLE, LP (Owner/Operator) | Phase 2 |  | Operating | Combined cycle | Pipeline Natural Gas |  |  | Dry Low NOx Burners Selective Catalytic Reduction |  | 2444 | 7.447 | GAS | 300 | 107.1429 | 0.0177 | 0.0006 | 7.447
54907 | ReNu Power Holdings LLC | 3443 | Victoria | TX | Victoria | 5 | CA | OP | 180 | 125 | 132 |  | 3 | 1963 | NG |  | N | Y | N | IPP Non-CHP |  |  |  |  | N | [57 empty] | GAS | [39 empty] | 0 | 0 | 10.4
54909 | GE Energy Services | 56031 | Fox Energy Center | WI | Outagamie | CTG1 | CT | OP | 185 | 155 | 200 |  | 6 | 2006 | NG | DFO | Y | Y | N | IPP Non-CHP |  |  |  |  | N | [57 empty] | GAS | WI | Fox Energy Company LLC | 56031 | CTG-1 | 2010 |  | ARP, CAIRNOX, CAIROS, CAIRSO2 | 1560.1 | 12 | 345694.91 |  | 0.642 | 0.0234 | 13.541 | 125739.264 | 2115423.809 | 5 |  | Outagamie | Industrial Turbine |  |  | 44.3204 | -88.2089 | Fox Energy Company, LLC (Owner) GE Contractual Services (Operator) | Phase 2 |  | Operating | Combined cycle | Pipeline Natural Gas | Diesel Oil |  | Dry Low NOx Burners Water Injection Selective Catalytic Reduction |  | 2587 | 5.9286 | GAS | 346 | 135 | 0.0234 | 0.000607 | 9.0683
54909 | GE Energy Services | 56031 | Fox Energy Center | WI | Outagamie | CTG2 | CT | OP | 185 | 155 | 200 |  | 6 | 2005 | NG | DFO | Y | Y | N | IPP Non-CHP |  |  |  |  | N | [57 empty] | GAS | WI | Fox Energy Company LLC | 56031 | CTG-2 | 2010 |  | ARP, CAIRNOX, CAIROS, CAIRSO2 | 1280.04 | 12 | 242106.32 |  | 0.536 | 0.0269 | 12.767 | 105260.399 | 1770968.209 | 5 |  | Outagamie | Industrial Turbine |  |  | 44.3204 | -88.2089 | Fox Energy Company, LLC (Owner) GE Contractual Services (Operator) | Phase 2 |  | Operating | Combined cycle | Pipeline Natural Gas | Diesel Oil |  | Dry Low NOx Burners Water Injection Selective Catalytic Reduction |  | 2587 | 6.9835 | GAS | 287 | 282.5 | 0.0269 | 0.000605 | 9.1191
54909 | GE Energy Services | 56031 | Fox Energy Center | WI | Outagamie | STG | CA | OP | 250 | 238 | 238 |  | 6 | 2005 | NG | DFO | N | Y | N | IPP Non-CHP |  |  |  |  | N | [57 empty] | GAS | [39 empty] | 0 | 0 | 10.4
54911 | Tesoro Refng Marketing Co Mntn Region | 56509 | Tesoro SLC Cogeneration Plant | UT | Salt Lake | 1 | GT | OP | 12.5 | 11 | 12.5 |  | 7 | 2004 | NG |  | N | Y | Y | Industrial CHP |  |  |  |  | N | [57 empty] | GAS | [39 empty] | 0.092497 | 0.0008658 | 10.6232
54911 | Tesoro Refng Marketing Co Mntn Region | 56509 | Tesoro SLC Cogeneration Plant | UT | Salt Lake | 2 | GT | OP | 12.5 | 11 | 12.5 |  | 7 | 2004 | NG |  | N | Y | Y | Industrial CHP |  |  |  |  | N | [57 empty] | GAS | [39 empty] | 0.092497 | 0.0008658 | 10.6232
54915 | Dogwood Power Management, LLC | 55178 | Dogwood Energy Facility | MO | Cass | CT-1 | CT | OP | 206 | 191.8 | 208.1 |  | 6 | 2001 | NG |  | N | Y | N | IPP Non-CHP |  |  |  |  | N | [57 empty] | GAS | MO | Dogwood Energy Facility | 55178 | CT-1 | 2010 |  | ARP, CAIRNOX, CAIROS, CAIRSO2 | 2093.25 | 12 | 421934.75 |  | 1.084 | 0.02 | 27.225 | 214724.225 | 3613161.5 | 7 | Southwest Power Pool | Cass | Electric Utility | 4911 | Electric Services | 38.7931 | -94.3006 | Dogwood Energy, LLC (Owner) North American Energy Services (Operator) | Phase 2 |  | Operating | Combined cycle | Pipeline Natural Gas |  |  | Selective Catalytic Reduction |  | 2370 | 7.0196 | GAS | 306 | 1764.7766 | 0.02 | 0.0006 | 7.0196
54915 | Dogwood Power Management, LLC | 55178 | Dogwood Energy Facility | MO | Cass | CT-2 | CT | OP | 206 | 174.4 | 208.6 |  | 6 | 2001 | NG |  | N | Y | N | IPP Non-CHP |  |  |  |  | N | [57 empty] | GAS | MO | Dogwood Energy Facility | 55178 | CT-2 | 2010 |  | ARP, CAIRNOX, CAIROS, CAIRSO2 | 1734.5 | 12 | 370920 |  | 0.871 | 0.0189 | 20.941 | 173419.875 | 2918098.625 | 7 | Southwest Power Pool | Cass | Electric Utility | 4911 | Electric Services | 38.7931 | -94.3006 | Dogwood Energy, LLC (Owner) North American Energy Services (Operator) | Phase 2 |  | Operating | Combined cycle | Pipeline Natural Gas |  |  | Selective Catalytic Reduction |  | 2370 | 6.9475 | GAS | 319 | 1735.3787 | 0.0189 | 0.000597 | 9.3868
54915 | Dogwood Power Management, LLC | 55178 | Dogwood Energy Facility | MO | Cass | ST-1 | CA | OP | 265 | 248.1 | 276.3 |  | 2 | 2002 | NG |  | N | Y | N | IPP Non-CHP |  |  |  |  | N | [57 empty] | GAS | [39 empty] | 0 | 0 | 10.4
55184 | Cleco Power | 55173 | Acadia Energy Center | LA | Acadia | CT11 | CT | OP | 212 | 170.6 | 204.7 |  | 7 | 2002 | NG |  | N | Y | N | IPP Non-CHP |  |  |  |  | N | [57 empty] | GAS | LA | Acadia Power Station | 55173 | CT2 | 2010 |  | ARP, CAIRNOX, CAIROS, CAIRSO2 | 4465.06 | 12 | 980227.78 |  | 2.079 | 0.0215 | 59.846 | 411719.839 | 6927998.943 | 6 |  | Acadia | Electric Utility | 4911 | Electric Services | 30.4284 | -92.4112 | Acadia Power Partners, LLC (Owner) (Ended Feb 24, 2010) Cleco Generation Services, LLC (Operator) (Ended Feb 24, 2010) Cleco Power LLC (Owner/Operator) (Started Feb 24, 2010) | Phase 2 |  | Operating | Combined cycle | Pipeline Natural Gas |  |  | Selective Catalytic Reduction |  | 2500 | 6.9438 | GAS | 298 | 272.1055 | 0.0215 | 0.0006 | 9.4981
55184 | Cleco Power | 55173 | Acadia Energy Center | LA | Acadia | CT12 | CT | OP | 212 | 170.6 | 204.7 |  | 7 | 2002 | NG |  | N | Y | N | IPP Non-CHP |  |  |  |  | N | [57 empty] | GAS | LA | Acadia Power Station | 55173 | CT2 | 2010 |  | ARP, CAIRNOX, CAIROS, CAIRSO2 | 4465.06 | 12 | 980227.78 |  | 2.079 | 0.0215 | 59.846 | 411719.839 | 6927998.943 | 6 |  | Acadia | Electric Utility | 4911 | Electric Services | 30.4284 | -92.4112 | Acadia Power Partners, LLC (Owner) (Ended Feb 24, 2010) Cleco Generation Services, LLC (Operator) (Ended Feb 24, 2010) Cleco Power LLC (Owner/Operator) (Started Feb 24, 2010) | Phase 2 |  | Operating | Combined cycle | Pipeline Natural Gas |  |  | Selective Catalytic Reduction |  | 2500 | 6.9438 | GAS | 298 | 272.1055 | 0.0215 | 0.0006 | 9.4981
55184 | Cleco Power | 55173 | Acadia Energy Center | LA | Acadia | CT24 | CT | OP | 212 | 170.6 | 204.7 |  | 8 | 2002 | NG |  | N | Y | N | IPP Non-CHP |  |  |  |  | N | [57 empty] | GAS | LA | Acadia Power Station | 55173 | CT2 | 2010 |  | ARP, CAIRNOX, CAIROS, CAIRSO2 | 4465.06 | 12 | 980227.78 |  | 2.079 | 0.0215 | 59.846 | 411719.839 | 6927998.943 | 6 |  | Acadia | Electric Utility | 4911 | Electric Services | 30.4284 | -92.4112 | Acadia Power Partners, LLC (Owner) (Ended Feb 24, 2010) Cleco Generation Services, LLC (Operator) (Ended Feb 24, 2010) Cleco Power LLC (Owner/Operator) (Started Feb 24, 2010) | Phase 2 |  | Operating | Combined cycle | Pipeline Natural Gas |  |  | Selective Catalytic Reduction |  | 2500 | 6.9438 | GAS | 298 | 272.1055 | 0.0215 | 0.0006 | 9.4981
55184 | Cleco Power | 55173 | Acadia Energy Center | LA | Acadia | CT25 | CT | OP | 212 | 170.6 | 204.7 |  | 8 | 2002 | NG |  | N | Y | N | IPP Non-CHP |  |  |  |  | N | [57 empty] | GAS | LA | Acadia Power Station | 55173 | CT2 | 2010 |  | ARP, CAIRNOX, CAIROS, CAIRSO2 | 4465.06 | 12 | 980227.78 |  | 2.079 | 0.0215 | 59.846 | 411719.839 | 6927998.943 | 6 |  | Acadia | Electric Utility | 4911 | Electric Services | 30.4284 | -92.4112 | Acadia Power Partners, LLC (Owner) (Ended Feb 24, 2010) Cleco Generation Services, LLC (Operator) (Ended Feb 24, 2010) Cleco Power LLC (Owner/Operator) (Started Feb 24, 2010) | Phase 2 |  | Operating | Combined cycle | Pipeline Natural Gas |  |  | Selective Catalytic Reduction |  | 2500 | 6.9438 | GAS | 298 | 272.1055 | 0.0215 | 0.0006 | 9.4981
55184 | Cleco Power | 55173 | Acadia Energy Center | LA | Acadia | ST13 | CA | OP | 264 | 190.3 | 211.8 |  | 7 | 2002 | NG |  | N | Y | N | IPP Non-CHP |  |  |  |  | N | [57 empty] | GAS | [39 empty] | 0 | 0 | 10.4
55184 | Cleco Power | 55173 | Acadia Energy Center | LA | Acadia | ST26 | CA | OP | 264 | 190.3 | 211.8 |  | 8 | 2002 | NG |  | N | Y | N | IPP Non-CHP |  |  |  |  | N | [57 empty] | GAS | [39 empty] | 0 | 0 | 10.4
55269 | NextEra Energy Duane Arnold LLC | 1060 | Duane Arnold Energy Center | IA | Linn | 1 | ST | OP | 679.5 | 601.4 | 622.1 |  | 2 | 1975 | NUC |  | N | Y | N | IPP Non-CHP |  |  |  |  | N | [57 empty] | N/A | [39 empty] | 0 | 0 | 10.4
55307 | Colorado Energy Management | 10682 | Brush Generation Facility | CO | MORGAN | GT1 | CT | OP | 25 | 25 | 30 |  | 10 | 1990 | NG |  | N | Y | N | IPP Non-CHP |  |  |  |  | N | [57 empty] | GAS | CO | Brush Power Projects | 10682 | GT2 | 2010 |  | ARP | 242.76 | 12 | 5862.85 |  | 0.026 | 0.0986 | 4.2 | 5185.416 | 87243.456 | 8 | Western Electricity Coordinating Council | Morgan | Electric Utility | 4931 | Elec & Other Services Combined | 40.2415 | -103.631 | Colorado Energy Management, LLC (Operator) Colorado Power Partnership (Owner) | Phase 2 |  | Operating | Combustion turbine | Pipeline Natural Gas |  |  | Water Injection |  | 734 | 14.3679 | GAS | 32 | 466.6667 | 0.0986 | 0.000596 | 14.3679
55307 | Colorado Energy Management | 10682 | Brush Generation Facility | CO | MORGAN | GT2 | GT | OP | 25 | 25 | 30 |  | 10 | 1990 | NG |  | N | Y | N | IPP Non-CHP |  |  |  |  | N | [57 empty] | GAS | CO | Brush Power Projects | 10682 | GT2 | 2010 |  | ARP | 242.76 | 12 | 5862.85 |  | 0.026 | 0.0986 | 4.2 | 5185.416 | 87243.456 | 8 | Western Electricity Coordinating Council | Morgan | Electric Utility | 4931 | Elec & Other Services Combined | 40.2415 | -103.631 | Colorado Energy Management, LLC (Operator) Colorado Power Partnership (Owner) | Phase 2 |  | Operating | Combustion turbine | Pipeline Natural Gas |  |  | Water Injection |  | 734 | 14.3679 | GAS | 32 | 1966.6667 | 0.0986 | 0.000596 | 14.3679
55307 | Colorado Energy Management | 10682 | Brush Generation Facility | CO | MORGAN | ST1 | CA | OP | 38 | 30 | 30 |  | 10 | 1990 | NG |  | N | Y | N | IPP Non-CHP |  |  |  |  | N | [57 empty] | GAS | [39 empty] | 0 | 0 | 10.4
55307 | Colorado Energy Management | 10682 | Brush Generation Facility | CO | MORGAN | GT3 | CT | OP | 37 | 32 | 38 |  | 1 | 1994 | NG |  | N | Y | N | IPP Non-CHP | [62 empty] | GAS | CO | Brush Power Projects | 10682 | GT2 | 2010 |  | ARP | 242.76 | 12 | 5862.85 |  | 0.026 | 0.0986 | 4.2 | 5185.416 | 87243.456 | 8 | Western Electricity Coordinating Council | Morgan | Electric Utility | 4931 | Elec & Other Services Combined | 40.2415 | -103.631 | Colorado Energy Management, LLC (Operator) Colorado Power Partnership (Owner) | Phase 2 |  | Operating | Combustion turbine | Pipeline Natural Gas |  |  | Water Injection |  | 734 | 14.3679 | GAS | 32 | 406.25 | 0.0986 | 0.000596 | 14.3679
55307 | Colorado Energy Management | 10682 | Brush Generation Facility | CO | MORGAN | GT4 | CT | OP | 23.8 | 25 | 30 |  | 6 | 1999 | NG |  | N | Y | N | IPP Non-CHP |  |  |  |  | N | [57 empty] | GAS | CO | Brush Power Projects | 10682 | GT4 | 2010 | MS4A, MS4B | ARP | 693.08 | 12 | 31075.96 |  | 0.103 | 0.0937 | 15.244 | 20397.794 | 343242.642 | 8 | Western Electricity Coordinating Council | Morgan | Electric Utility | 4931 | Elec & Other Services Combined | 40.2415 | -103.631 | BIV Generation Company, LLC (Owner) Colorado Energy Management, LLC (Operator) | Phase 2 |  | Operating | Combined cycle | Pipeline Natural Gas |  |  | Water Injection |  | 827 | 10.5368 | GAS | 75 | 1250 | 0.0937 | 0.0006 | 10.5368
55307 | Colorado Energy Management | 10682 | Brush Generation Facility | CO | MORGAN | GT5 | CT | OP | 23.8 | 25 | 30 |  | 6 | 1999 | NG |  | N | Y | N | IPP Non-CHP |  |  |  |  | N | [57 empty] | GAS | CO | Brush Power Projects | 10682 | GT5 | 2010 | MS5A, MS5B | ARP | 683.59 | 12 | 31058.23 |  | 0.099 | 0.0906 | 13.955 | 19552.097 | 328981.849 | 8 | Western Electricity Coordinating Council | Morgan | Electric Utility | 4931 | Elec & Other Services Combined | 40.2415 | -103.631 | BIV Generation Company, LLC (Owner) Colorado Energy Management, LLC (Operator) | Phase 2 |  | Operating | Combined cycle | Pipeline Natural Gas |  |  | Water Injection |  | 804 | 10.3216 | GAS | 75 | 1250 | 0.0906 | 0.000602 | 10.3216
55307 | Colorado Energy Management | 10682 | Brush Generation Facility | CO | MORGAN | ST2 | CA | OP | 37 | 40 | 40 |  | 1 | 1994 | NG |  | N | Y | N | IPP Non-CHP |  |  |  |  | N | [57 empty] | GAS | [39 empty] | 0 | 0 | 10.4
55307 | Colorado Energy Management | 10682 | Brush Generation Facility | CO | MORGAN | ST4 | CA | OP | 90 | 90 | 90 |  | 9 | 2002 | NG |  | N | Y | N | IPP Non-CHP |  |  |  |  | N | [57 empty] | GAS | [39 empty] | 0 | 0 | 10.4
55397 | NRG Energy Inc | 56649 | South Trent Wind Farm | TX | Nolan | 1 | WT | OP | 101.2 | 101.2 | 101.2 |  | 1 | 2009 | WND |  | N | Y | N | IPP Non-CHP | [62 empty] | N/A | [39 empty] | 0 | 0 | 10.4
55510 | Tiverton Power Inc | 55048 | Tiverton Power Plant | RI | Newport | UNT1 | CT | OP | 179.3 | 159.4 | 189.7 |  | 3 | 2000 | NG |  | N | Y | N | IPP Non-CHP |  |  |  |  | N | [57 empty] | GAS | RI | Tiverton Power | 55048 | 1 | 2010 |  | ARP, RGGI, SIPNOX | 5734.29 | 12 | 1127051.96 |  | 2.437 | 0.0135 | 43.017 | 482242.045 | 8114624.358 | 1 | Northeast Power Coordinating Council | Newport | Electric Utility | 4911 | Electric Services | 41.6417 | -71.17 | General Electric International, Inc. (Operator) (Ended May 27, 2010) Tiverton Power (Owner) Wood Group Power Operations, Inc. (Operator) (Started May 27, 2010) | Phase 2 |  | Operating | Combined cycle | Pipeline Natural Gas |  |  | Selective Catalytic Reduction |  | 1943.4 | 7.0178 | GAS | 277 | 269.8998 | 0.0135 | 0.000601 | 7.0178
55510 | Tiverton Power Inc | 55048 | Tiverton Power Plant | RI | Newport | UNT2 | CA | OP | 93.2 | 90.6 | 94.9 |  | 6 | 2000 | NG |  | N | Y | N | IPP Non-CHP |  |  |  |  | N | [57 empty] | GAS | [39 empty] | 0 | 0 | 10.4
55600 | Cadillac Renewable Energy LLC | 54415 | Cadillac Renewable Energy | MI | Wexford | GEN1 | ST | OP | 44 | 39.6 | 39.6 |  | 8 | 1993 | WDS |  | N | Y | N | IPP Non-CHP |  |  |  |  | N | [57 empty] | OTHER SOLID | MI | Cadillac Renewable Energy | 54415 | EUBLR | 2010 |  | CAIRNOX, CAIROS, CAIRSO2 | 8529.86 | 12 | 223706 |  | 86.501 | 0.1253 | 234.35 |  | 3728632.915 | 5 |  | Wexford | Small Power Producer |  |  | 44.2634 | -85.4348 | Cadillac Renewable Energy (Owner) Delta Power Services (Operator) |  |  | Operating | Stoker | Wood |  |  | Selective Non-catalytic Reduction | Cyclone Electrostatic Precipitator | 650 | 15.7835 | OTHER SOLID | 40 | -5.0505 | 0.1253 | 0.046398 | 15.7835
55649 | Ontelaunee Energy Center | 55193 | Ontelaunee Energy Center | PA | Berks | CTG1 | CT | OP | 250 | 164 | 198 |  | 5 | 2002 | NG |  | N | Y | N | IPP Non-CHP |  |  |  |  | N | [57 empty] | GAS | PA | Ontelaunee Energy Center | 55193 | CT1 | 2010 |  | ARP, CAIRNOX, CAIROS, CAIRSO2 | 6116.93 | 12 | 1226760.76 |  | 2.545 | 0.0084 | 32.338 | 504141.448 | 8483100.568 | 3 |  | Berks | Electric Utility | 4911 | Electric Services | 40.4219 | -75.9353 | Ontelaunee Power Operating Company, LLC (Owner/Operator) | Phase 2 |  | Operating | Combined cycle | Pipeline Natural Gas |  |  | Dry Low NOx Burners Selective Catalytic Reduction |  | 2100 | 6.6911 | GAS | 317 | 199.4949 | 0.0084 | 0.0006 | 9.2385
55649 | Ontelaunee Energy Center | 55193 | Ontelaunee Energy Center | PA | Berks | CTG2 | CT | OP | 250 | 164 | 198 |  | 5 | 2002 | NG |  | N | Y | N | IPP Non-CHP |  |  |  |  | N | [57 empty] | GAS | PA | Ontelaunee Energy Center | 55193 | CT2 | 2010 |  | ARP, CAIRNOX, CAIROS, CAIRSO2 | 5926.3 | 12 | 1177829.12 |  | 2.441 | 0.0086 | 31.655 | 483562.694 | 8136874.572 | 3 |  | Berks | Electric Utility | 4911 | Electric Services | 40.4219 | -75.9353 | Ontelaunee Power Operating Company, LLC (Owner/Operator) | Phase 2 |  | Operating | Combined cycle | Pipeline Natural Gas |  |  | Dry Low NOx Burners Selective Catalytic Reduction |  | 2100 | 6.6711 | GAS | 312 | 212.1212 | 0.0086 | 0.0006 | 9.2385
55649 | Ontelaunee Energy Center | 55193 | Ontelaunee Energy Center | PA | Berks | STG | CA | OP | 228 | 188 | 206 |  | 5 | 2002 | NG |  | N | Y | N | IPP Non-CHP |  |  |  |  | N | [57 empty] | GAS | [39 empty] | 0 | 0 | 10.4
55696 | FPL Energy Oliver County Wind | 56392 | FPL Energy Oliver Wind I LLC | ND | Oliver | 1 | WT | OP | 50.6 | 50.6 | 50.6 |  | 12 | 2006 | WND |  | N | Y | N | IPP Non-CHP | [62 empty] | N/A | [39 empty] | 0 | 0 | 10.4
55698 | Hawks Nest Hydro LLC | 50010 | Glen Ferris Hydro | WV | FAYETTE | GEN7 | HY | OP | 1.4 | 1.3 | 1.3 |  | 1 | 1917 | WAT |  | N | Y | N | Industrial Non-CHP |  |  |  |  | N | [57 empty] | N/A | [39 empty] | 0 | 0 | 10.4
55698 | Hawks Nest Hydro LLC | 50010 | Glen Ferris Hydro | WV | FAYETTE | GEN8 | HY | OP | 1.4 | 1.3 | 1.3 |  | 1 | 1917 | WAT |  | N | Y | N | Industrial Non-CHP |  |  |  |  | N | [57 empty] | N/A | [39 empty] | 0 | 0 | 10.4
55698 | Hawks Nest Hydro LLC | 50011 | Hawks Nest Hydro | WV | Fayette | GEN1 | HY | OP | 25.5 | 24.2 | 23.5 |  | 6 | 1936 | WAT |  | N | Y | N | Industrial Non-CHP |  |  |  |  | N | [57 empty] | N/A | [39 empty] | 0 | 0 | 10.4
55698 | Hawks Nest Hydro LLC | 50011 | Hawks Nest Hydro | WV | Fayette | GEN2 | HY | OP | 25.5 | 24.2 | 23.5 |  | 6 | 1936 | WAT |  | N | Y | N | Industrial Non-CHP |  |  |  |  | N | [57 empty] | N/A | [39 empty] | 0 | 0 | 10.4
55698 | Hawks Nest Hydro LLC | 50011 | Hawks Nest Hydro | WV | Fayette | GEN3 | HY | OP | 25.5 | 24.2 | 23.5 |  | 6 | 1936 | WAT |  | N | Y | N | Industrial Non-CHP |  |  |  |  | N | [57 empty] | N/A | [39 empty] | 0 | 0 | 10.4
55698 | Hawks Nest Hydro LLC | 50011 | Hawks Nest Hydro | WV | Fayette | GEN4 | HY | OP | 25.5 | 24.2 | 23.5 |  | 6 | 1936 | WAT |  | N | Y | N | Industrial Non-CHP |  |  |  |  | N | [57 empty] | N/A | [39 empty] | 0 | 0 | 10.4
55703 | Otsego Paper Inc | 55799 | Otsego Mill Power Plant | MI | Allegan | SOTH | GT | OP | 10.6 | 8.8 | 10.5 |  | 11 | 1995 | NG |  | N | N | Y | Industrial CHP |  |  |  |  | N | [57 empty] | GAS | [39 empty] | 0.20314 | 0.0026277 | 10.643
55704 | Tiber Montana LLC | 56499 | Tiber Dam Hydroelectric Plant | MT | LIBERTY | HY1 | HY | OP | 7.5 | 7.5 | 7.5 |  | 6 | 2004 | WAT |  | N | Y | N | IPP Non-CHP |  |  |  |  | N | [57 empty] | N/A | [39 empty] | 0 | 0 | 10.4
55710 | Barrick Goldstrike Mines Inc | 56500 | Western 102 Power Plant | NV | Storey | A101 | IC | OP | 8.4 | 7.9 | 8.4 |  | 12 | 2005 | NG |  | N | Y | N | Industrial Non-CHP | [62 empty] | GAS | [39 empty] | 1.1659 | 0.0016829 | 10.4
55710 | Barrick Goldstrike Mines Inc | 56500 | Western 102 Power Plant | NV | Storey | B102 | IC | OP | 8.4 | 7.9 | 8.4 |  | 12 | 2005 | NG |  | N | Y | N | Industrial Non-CHP | [62 empty] | GAS | [39 empty] | 1.1659 | 0.0016829 | 10.4
55710 | Barrick Goldstrike Mines Inc | 56500 | Western 102 Power Plant | NV | Storey | B202 | IC | OP | 8.4 | 7.9 | 8.4 |  | 12 | 2005 | NG |  | N | Y | N | Industrial Non-CHP | [62 empty] | GAS | [39 empty] | 1.1659 | 0.0016829 | 10.4
55710 | Barrick Goldstrike Mines Inc | 56500 | Western 102 Power Plant | NV | Storey | C102 | IC | OP | 8.4 | 7.9 | 8.4 |  | 12 | 2005 | NG |  | N | Y | N | Industrial Non-CHP | [62 empty] | GAS | [39 empty] | 1.1659 | 0.0016829 | 10.4
55710 | Barrick Goldstrike Mines Inc | 56500 | Western 102 Power Plant | NV | Storey | C202 | IC | OP | 8.4 | 7.9 | 8.4 |  | 12 | 2005 | NG |  | N | Y | N | Industrial Non-CHP | [62 empty] | GAS | [39 empty] | 1.1659 | 0.0016829 | 10.4
55710 | Barrick Goldstrike Mines Inc | 56500 | Western 102 Power Plant | NV | Storey | D101 | IC | OP | 8.4 | 7.9 | 8.4 |  | 12 | 2005 | NG |  | N | Y | N | Industrial Non-CHP | [62 empty] | GAS | [39 empty] | 1.1659 | 0.0016829 | 10.4
55710 | Barrick Goldstrike Mines Inc | 56500 | Western 102 Power Plant | NV | Storey | E102 | IC | OP | 8.4 | 7.9 | 8.4 |  | 12 | 2005 | NG |  | N | Y | N | Industrial Non-CHP | [62 empty] | GAS | [39 empty] | 1.1659 | 0.0016829 | 10.4
55710 | Barrick Goldstrike Mines Inc | 56500 | Western 102 Power Plant | NV | Storey | E202 | IC | OP | 8.4 | 7.9 | 8.4 |  | 12 | 2005 | NG |  | N | Y | N | Industrial Non-CHP | [62 empty] | GAS | [39 empty] | 1.1659 | 0.0016829 | 10.4
55710 | Barrick Goldstrike Mines Inc | 56500 | Western 102 Power Plant | NV | Storey | F102 | IC | OP | 8.4 | 7.9 | 8.4 |  | 12 | 2005 | NG |  | N | Y | N | Industrial Non-CHP | [62 empty] | GAS | [39 empty] | 1.1659 | 0.0016829 | 10.4
55710 | Barrick Goldstrike Mines Inc | 56500 | Western 102 Power Plant | NV | Storey | F202 | IC | OP | 8.4 | 7.9 | 8.4 |  | 12 | 2005 | NG |  | N | Y | N | Industrial Non-CHP | [62 empty] | GAS | [39 empty] | 1.1659 | 0.0016829 | 10.4
55710 | Barrick Goldstrike Mines Inc | 56500 | Western 102 Power Plant | NV | Storey | G102 | IC | OP | 8.4 | 7.9 | 8.4 |  | 12 | 2005 | NG |  | N | Y | N | Industrial Non-CHP | [62 empty] | GAS | [39 empty] | 1.1659 | 0.0016829 | 10.4
55710 | Barrick Goldstrike Mines Inc | 56500 | Western 102 Power Plant | NV | Storey | G202 | IC | OP | 8.4 | 7.9 | 8.4 |  | 12 | 2005 | NG |  | N | Y | N | Industrial Non-CHP | [62 empty] | GAS | [39 empty] | 1.1659 | 0.0016829 | 10.4
55710 | Barrick Goldstrike Mines Inc | 56500 | Western 102 Power Plant | NV | Storey | H102 | IC | OP | 8.4 | 7.9 | 8.4 |  | 12 | 2005 | NG |  | N | Y | N | Industrial Non-CHP | [62 empty] | GAS | [39 empty] | 1.1659 | 0.0016829 | 10.4
55710 | Barrick Goldstrike Mines Inc | 56500 | Western 102 Power Plant | NV | Storey | H202 | IC | OP | 8.4 | 7.9 | 8.4 |  | 12 | 2005 | NG |  | N | Y | N | Industrial Non-CHP | [62 empty] | GAS | [39 empty] | 1.1659 | 0.0016829 | 10.4
55710 | Barrick Goldstrike Mines Inc | 56500 | Western 102 Power Plant | NV | Storey | PV1 | PV | OP | 1 | 1 | 1 |  | 12 | 2007 | SUN |  | N | Y | N | Industrial Non-CHP | [62 empty] | N/A | [39 empty] | 0 | 0 | 10.4
55711 | FPL Energy Operating Services Inc | 10439 | SEGS III | CA | San Bernardino | GEN1 | ST | OP | 34.2 | 36 | 34 |  | 12 | 1986 | SUN | NG | N | Y | N | IPP Non-CHP |  |  |  |  | N | [57 empty] | N/A | [39 empty] | 0 | 0 | 10.4
55711 | FPL Energy Operating Services Inc | 10440 | SEGS IV | CA | San Bernardino | GEN1 | ST | OP | 34.2 | 36 | 34 |  | 12 | 1986 | SUN | NG | N | Y | N | IPP Non-CHP |  |  |  |  | N | [57 empty] | N/A | [39 empty] | 0 | 0 | 10.4
55711 | FPL Energy Operating Services Inc | 10441 | SEGS V | CA | San Bernardino | GEN1 | ST | OP | 34.2 | 36 | 34 |  | 10 | 1987 | SUN | NG | N | Y | N | IPP Non-CHP |  |  |  |  | N | [57 empty] | N/A | [39 empty] | 0 | 0 | 10.4
55711 | FPL Energy Operating Services Inc | 10442 | SEGS VI | CA | San Bernardino | GEN1 | ST | OP | 35 | 36 | 35 |  | 12 | 1988 | SUN | NG | N | Y | N | IPP Non-CHP |  |  |  |  | N | [57 empty] | N/A | [39 empty] | 0 | 0 | 10.4
55711 | FPL Energy Operating Services Inc | 10443 | SEGS VII | CA | San Bernardino | GEN1 | ST | OP | 35 | 36 | 35 |  | 12 | 1988 | SUN | NG | N | Y | N | IPP Non-CHP |  |  |  |  | N | [57 empty] | N/A | [39 empty] | 0 | 0 | 10.4
55711 | FPL Energy Operating Services Inc | 10444 | SEGS VIII | CA | San Bernardino | GEN1 | ST | OP | 92 | 88 | 64 |  | 12 | 1989 | SUN | NG | N | Y | N | IPP Non-CHP |  |  |  |  | N | [57 empty] | N/A | [39 empty] | 0 | 0 | 10.4
55711 | FPL Energy Operating Services Inc | 10446 | SEGS IX | CA | San Bernardino | GEN1 | ST | OP | 92 | 88 | 64 |  | 9 | 1990 | SUN | NG | N | Y | N | IPP Non-CHP |  |  |  |  | N | [57 empty] | N/A | [39 empty] | 0 | 0 | 10.4
55713 | FPL Energy OSI Blythe | 55295 | Blythe Energy LLC | CA | Riverside | CT1 | CT | OP | 182 | 156.5 | 160.5 |  | 12 | 2003 | NG |  | N | Y | N | IPP Non-CHP |  |  |  |  | N | [57 empty] | GAS | CA | Blythe Energy | 55295 | 1 | 2010 |  | ARP | 3080.71 | 12 | 437754.6 |  | 1.362 | 0.0141 | 22.785 | 269763.565 | 4539258.398 | 9 |  | Riverside | Electric Utility |  |  | 33.6157 | -114.6865 | Blythe Energy, LLC (Owner/Operator) | Phase 2 |  | Operating | Combined cycle | Pipeline Natural Gas |  |  | Selective Catalytic Reduction |  | 1896 | 10.1324 | GAS | 186 | 420.5607 | 0.0141 | 0.0006 | 10.1324
55713 | FPL Energy OSI Blythe | 55295 | Blythe Energy LLC | CA | Riverside | CT2 | CT | OP | 182 | 156.5 | 160.5 |  | 12 | 2003 | NG |  | N | Y | N | IPP Non-CHP | [62 empty] | GAS | CA | Blythe Energy | 55295 | 2 | 2010 |  | ARP | 3128.19 | 12 | 447244.87 |  | 1.397 | 0.0153 | 23.95 | 276801.701 | 4657698.826 | 9 |  | Riverside | Electric Utility |  |  | 33.6157 | -114.6865 | Blythe Energy, LLC (Owner/Operator) | Phase 2 |  | Operating | Combined cycle | Pipeline Natural Gas |  |  | Selective Catalytic Reduction |  | 1896 | 10.2159 | GAS | 185 | 423.676 | 0.0153 | 0.0006 | 10.2159
55713 | FPL Energy OSI Blythe | 55295 | Blythe Energy LLC | CA | Riverside | ST1 | CA | OP | 227 | 201 | 204 |  | 12 | 2003 | NG |  | N | Y | N | IPP Non-CHP | [62 empty] | GAS | [39 empty] | 0 | 0 | 10.4
55723 | PPL Renewable Energy LLC | 56510 | Frey Farm Landfill | PA | Lancaster | GEN1 | IC | OP | 1.6 | 1.6 | 1.6 |  | 1 | 2006 | LFG |  | N | Y | Y | IPP CHP |  |  |  |  | N | [57 empty] | GAS | [39 empty] | 1.1659 | 0.0016829 | 10.4
55723 | PPL Renewable Energy LLC | 56510 | Frey Farm Landfill | PA | Lancaster | GEN2 | IC | OP | 1.6 | 1.6 | 1.6 |  | 1 | 2006 | LFG |  | N | Y | Y | IPP CHP |  |  |  |  | N | [57 empty] | GAS | [39 empty] | 1.1659 | 0.0016829 | 10.4
55723 | PPL Renewable Energy LLC | 56511 | Pennsauken Landfill | NJ | Camden | GEN1 | IC | OP | 0.9 | 0.9 | 0.9 |  | 12 | 2004 | LFG |  | N | Y | N | IPP Non-CHP |  |  |  |  | N | [57 empty] | GAS | [39 empty] | 1.1659 | 0.0016829 | 10.4
55723 | PPL Renewable Energy LLC | 56511 | Pennsauken Landfill | NJ | Camden | GEN2 | IC | OP | 0.9 | 0.9 | 0.9 |  | 12 | 2004 | LFG |  | N | Y | N | IPP Non-CHP |  |  |  |  | N | [57 empty] | GAS | [39 empty] | 1.1659 | 0.0016829 | 10.4
55723 | PPL Renewable Energy LLC | 56511 | Pennsauken Landfill | NJ | Camden | GEN3 | IC | OP | 0.9 | 0.9 | 0.9 |  | 12 | 2004 | LFG |  | N | Y | N | IPP Non-CHP |  |  |  |  | N | [57 empty] | GAS | [39 empty] | 1.1659 | 0.0016829 | 10.4
55723 | PPL Renewable Energy LLC | 56512 | GLRA Landfill | PA | Lebanon | GEN1 | IC | OP | 1.6 | 1.6 | 1.6 |  | 9 | 2007 | LFG |  | N | Y | N | IPP Non-CHP |  |  |  |  | N | [57 empty] | GAS | [39 empty] | 1.1659 | 0.0016829 | 10.4
55723 | PPL Renewable Energy LLC | 56512 | GLRA Landfill | PA | Lebanon | GEN2 | IC | OP | 1.6 | 1.6 | 1.6 |  | 9 | 2007 | LFG |  | N | Y | N | IPP Non-CHP |  |  |  |  | N | [57 empty] | GAS | [39 empty] | 1.1659 | 0.0016829 | 10.4
55723 | PPL Renewable Energy LLC | 56513 | Whitemarsh Central Utility Plant | PA | Montgomery | CGE | IC | OP | 1.6 | 1.6 | 1.6 |  | 5 | 2007 | NG |  | N | Y | Y | IPP CHP |  |  |  |  | N | [57 empty] | GAS | [39 empty] | 1.1659 | 0.0016829 | 10.4
55723 | PPL Renewable Energy LLC | 56701 | Haworth Water Treatment Plant | NJ | Cumberland | GEN1 | IC | OP | 2 | 2 | 2 |  | 12 | 2004 | NG |  | N | Y | N | IPP Non-CHP |  |  |  |  | N | [57 empty] | GAS | [39 empty] | 1.1659 | 0.0016829 | 10.4
55723 | PPL Renewable Energy LLC | 56701 | Haworth Water Treatment Plant | NJ | Cumberland | GEN2 | IC | OP | 2 | 2 | 2 |  | 12 | 2004 | NG |  | N | Y | N | IPP Non-CHP |  |  |  |  | N | [57 empty] | GAS | [39 empty] | 1.1659 | 0.0016829 | 10.4
55723 | PPL Renewable Energy LLC | 56701 | Haworth Water Treatment Plant | NJ | Cumberland | GEN3 | IC | OP | 2 | 2 | 2 |  | 12 | 2004 | NG |  | N | Y | N | IPP Non-CHP |  |  |  |  | N | [57 empty] | GAS | [39 empty] | 1.1659 | 0.0016829 | 10.4
55723 | PPL Renewable Energy LLC | 56701 | Haworth Water Treatment Plant | NJ | Cumberland | GEN4 | IC | OP | 2 | 2 | 2 |  | 12 | 2004 | NG |  | N | Y | N | IPP Non-CHP |  |  |  |  | N | [57 empty] | GAS | [39 empty] | 1.1659 | 0.0016829 | 10.4
55723 | PPL Renewable Energy LLC | 56883 | Pennsauken Solar | NJ | Camden | GEN 1 | PV | OP | 0.2 | 0.2 | 0.2 |  | 6 | 2006 | SUN |  | N | Y | N | IPP Non-CHP |  |  |  |  | N | [57 empty] | N/A | [39 empty] | 0 | 0 | 10.4
55723 | PPL Renewable Energy LLC | 56883 | Pennsauken Solar | NJ | Camden | GEN 2 | PV | OP | 0.2 | 0.2 | 0.2 |  | 6 | 2006 | SUN |  | N | Y | N | IPP Non-CHP |  |  |  |  | N | [57 empty] | N/A | [39 empty] | 0 | 0 | 10.4
55723 | PPL Renewable Energy LLC | 56883 | Pennsauken Solar | NJ | Camden | GEN 3 | PV | OP | 0.1 | 0.1 | 0.1 |  | 12 | 2007 | SUN |  | N | Y | N | IPP Non-CHP |  |  |  |  | N | [57 empty] | N/A | [39 empty] | 0 | 0 | 10.4
55723 | PPL Renewable Energy LLC | 56883 | Pennsauken Solar | NJ | Camden | GEN 4 | PV | OP | 0.2 | 0.2 | 0.2 |  | 12 | 2007 | SUN |  | N | Y | N | IPP Non-CHP | [62 empty] | N/A | [39 empty] | 0 | 0 | 10.4
55723 | PPL Renewable Energy LLC | 56883 | Pennsauken Solar | NJ | Camden | GEN 5 | PV | OP | 0.1 | 0.1 | 0.1 |  | 12 | 2007 | SUN |  | N | Y | N | IPP Non-CHP | [62 empty] | N/A | [39 empty] | 0 | 0 | 10.4
55723 | PPL Renewable Energy LLC | 56883 | Pennsauken Solar | NJ | Camden | GEN 6 | PV | OP | 0.2 | 0.2 | 0.2 |  | 12 | 2007 | SUN |  | N | Y | N | IPP Non-CHP | [62 empty] | N/A | [39 empty] | 0 | 0 | 10.4
55723 | PPL Renewable Energy LLC | 56883 | Pennsauken Solar | NJ | Camden | GEN 7 | PV | OP | 0.2 | 0.2 | 0.2 |  | 12 | 2007 | SUN |  | N | Y | N | IPP Non-CHP | [62 empty] | N/A | [39 empty] | 0 | 0 | 10.4
55723 | PPL Renewable Energy LLC | 56883 | Pennsauken Solar | NJ | Camden | GEN 8 | PV | OP | 0.2 | 0.2 | 0.2 |  | 12 | 2007 | SUN |  | N | Y | N | IPP Non-CHP | [62 empty] | N/A | [39 empty] | 0 | 0 | 10.4
55723 | PPL Renewable Energy LLC | 56883 | Pennsauken Solar | NJ | Camden | GEN 9 | PV | OP | 0.1 | 0.1 | 0.1 |  | 12 | 2007 | SUN |  | N | Y | N | IPP Non-CHP | [62 empty] | N/A | [39 empty] | 0 | 0 | 10.4
55723 | PPL Renewable Energy LLC | 56884 | Cumberland County Solid Waste Complex | NJ | Cumberland | GEN 2 | IC | OP | 1.6 | 1.6 | 1.6 |  | 11 | 2008 | LFG |  | N | Y | N | IPP Non-CHP |  |  |  |  | N | [57 empty] | GAS | [39 empty] | 1.1659 | 0.0016829 | 10.4
55723 | PPL Renewable Energy LLC | 56884 | Cumberland County Solid Waste Complex | NJ | Cumberland | GEN 3 | IC | OP | 1.6 | 1.6 | 1.6 |  | 11 | 2008 | LFG |  | N | Y | N | IPP Non-CHP |  |  |  |  | N | [57 empty] | GAS | [39 empty] | 1.1659 | 0.0016829 | 10.4
55723 | PPL Renewable Energy LLC | 56884 | Cumberland County Solid Waste Complex | NJ | Cumberland | GEN1 | IC | OP | 1.6 | 1.6 | 1.6 |  | 11 | 2008 | LFG |  | N | Y | N | IPP Non-CHP |  |  |  |  | N | [57 empty] | GAS | [39 empty] | 1.1659 | 0.0016829 | 10.4
55723 | PPL Renewable Energy LLC | 56887 | Cumberland County PA LFG Recovery | PA | Cumberland | GEN 1 | IC | OP | 1.6 | 1.6 | 1.6 |  | 1 | 2009 | LFG |  | N | Y | N | IPP Non-CHP |  |  |  |  | N | [57 empty] | GAS | [39 empty] | 1.1659 | 0.0016829 | 10.4
55723 | PPL Renewable Energy LLC | 56887 | Cumberland County PA LFG Recovery | PA | Cumberland | GEN 2 | IC | OP | 1.6 | 1.6 | 1.6 |  | 1 | 2009 | LFG |  | N | Y | N | IPP Non-CHP |  |  |  |  | N | [57 empty] | GAS | [39 empty] | 1.1659 | 0.0016829 | 10.4
55723 | PPL Renewable Energy LLC | 56887 | Cumberland County PA LFG Recovery | PA | Cumberland | GEN 3 | IC | OP | 1.6 | 1.6 | 1.6 |  | 1 | 2009 | LFG |  | N | Y | N | IPP Non-CHP |  |  |  |  | N | [57 empty] | GAS | [39 empty] | 1.1659 | 0.0016829 | 10.4
55723 | PPL Renewable Energy LLC | 56887 | Cumberland County PA LFG Recovery | PA | Cumberland | GEN 4 | IC | OP | 1.6 | 1.6 | 1.6 |  | 1 | 2009 | LFG |  | N | Y | N | IPP Non-CHP |  |  |  |  | N | [57 empty] | GAS | [39 empty] | 1.1659 | 0.0016829 | 10.4
55723 | PPL Renewable Energy LLC | 56889 | PPL Renewable Energy Merck Solar | NJ | Union | GEN 1 | PV | OP | 1.7 | 1.7 | 1.7 |  | 5 | 2009 | SUN |  | N | Y | N | IPP Non-CHP |  |  |  |  | N | [57 empty] | N/A | [39 empty] | 0 | 0 | 10.4
55723 | PPL Renewable Energy LLC | 56890 | Norther Tier Landfill | PA | Bradford | GEN 1 | IC | OP | 1.6 | 1.6 | 1.6 |  | 1 | 2009 | LFG |  | N | Y | N | IPP Non-CHP |  |  |  |  | N | [57 empty] | GAS | [39 empty] | 1.1659 | 0.0016829 | 10.4
55723 | PPL Renewable Energy LLC | 56891 | Moretown | VT | Washington | GEN 1 | IC | OP | 1.6 | 1.6 | 1.6 |  | 12 | 2008 | LFG |  | N | Y | N | IPP Non-CHP |  |  |  |  | N | [57 empty] | GAS | [39 empty] | 1.1659 | 0.0016829 | 10.4
55723 | PPL Renewable Energy LLC | 56891 | Moretown | VT | Washington | GEN 2 | IC | OP | 1.6 | 1.6 | 1.6 |  | 12 | 2008 | LFG |  | N | Y | N | IPP Non-CHP |  |  |  |  | N | [57 empty] | GAS | [39 empty] | 1.1659 | 0.0016829 | 10.4
55723 | PPL Renewable Energy LLC | 57182 | PPL Frey Farm Landfill Wind | PA | Lancaster | 1 | WT | OP | 3.2 | 3.2 | 3.2 |  | 1 | 2011 | WND |  | N | Y | N | IPP Non-CHP |  |  |  |  | N | [57 empty] | N/A | [39 empty] | 0 | 0 | 10.4
55723 | PPL Renewable Energy LLC | 57183 | PPL Glendon LFGTE Plant | PA | Northampton | 1 | IC | OP | 1.6 | 1.6 | 1.6 |  | 6 | 2011 | LFG |  | N | Y | N | IPP Non-CHP | [62 empty] | GAS | [39 empty] | 1.1659 | 0.0016829 | 10.4
55723 | PPL Renewable Energy LLC | 57183 | PPL Glendon LFGTE Plant | PA | Northampton | 2 | IC | OP | 1.6 | 1.6 | 1.6 |  | 6 | 2011 | LFG |  | N | Y | N | IPP Non-CHP | [62 empty] | GAS | [39 empty] | 1.1659 | 0.0016829 | 10.4
55727 | Degussa Engineered Carbon LP | 10072 | Engineered Carbons Borger Cogen | TX | Hutchinson | GEN1 | ST | OP | 20 | 18.8 | 18.8 |  | 10 | 1982 | OG | NG | Y | Y | N | Industrial Non-CHP |  |  |  |  | N | [57 empty] | GAS | [39 empty] | 0.1167 | 0.0044251 | 10.4
55727 | Degussa Engineered Carbon LP | 10187 | Engineered Carbons Echo Cogeneration | TX | ORANGE | GEN1 | ST | OP | 10 | 8.9 | 8.9 |  | 5 | 1985 | OG | NG | Y | Y | N | Industrial Non-CHP |  |  |  |  | N | [57 empty] | GAS | [39 empty] | 0.1167 | 0.0044251 | 10.4
55728 | Bright Light Capital LLC | 55782 | Wilmont Hills LLC | MN | Nobles | WH01 | WT | OP | 1.5 | 1.5 | 1.5 |  | 12 | 2001 | WND |  | N | Y | N | IPP Non-CHP |  |  |  |  | N | [57 empty] | N/A | [39 empty] | 0 | 0 | 10.4
55729 | Duke Energy Kentucky Inc | 6018 | East Bend | KY | Boone | 2 | ST | OP | 669.3 | 600 | 600 |  | 3 | 1981 | BIT |  | N | Y | N | Electric Utility | [5 empty] | Y | [56 empty] | COAL | KY | East Bend | 6018 | 2 | 2010 |  | ARP, CAIRNOX, CAIROS, CAIRSO2 | 8071.62 | 12 | 4848374.37 |  | 1710.252 | 0.1196 | 2563.808 | 4538737.332 | 44237244.26 | 4 | East Central Area Reliability Coordination Agreement | Boone | Electric Utility | 4911 | Electric Services | 38.9031 | -84.8511 | Duke Energy Corporation (Owner/Operator) | Phase 2 | Phase 1 Group 1 | Operating | Dry bottom wall-fired boiler | Coal |  | Wet Lime FGD | Selective Catalytic Reduction Overfire Air | Electrostatic Precipitator | 7886 | 9.108 | COAL | 663 | 1947.5 | 0.1196 | 0.077322 | 9.108
55729 | Duke Energy Kentucky Inc | 7158 | Woodsdale | OH | Butler | GT1 | GT | OP | 81.6 | 77 | 94 |  | 5 | 1993 | NG | PG | Y | Y | N | Electric Utility | [62 empty] | GAS | OH | Woodsdale | 7158 | **GT1 | 2010 |  | ARP, CAIRNOX, CAIROS, CAIRSO2 | 980.75 | 12 | 10263 |  | 0.113 | 0.083 | 15.871 | 22318.769 | 375576.697 | 5 | East Central Area Reliability Coordination Agreement | Butler | Electric Utility | 4911 | Electric Services | 39.4492 | -84.4611 | Duke Energy Corporation (Owner/Operator) | Phase 2 |  | Operating | Combustion turbine | Pipeline Natural Gas | Liquified Petroleum Gas |  | Water Injection |  | 1314 | 13.4063 | GAS | 75 | 373.3333 | 0.083 | 0.000602 | 13.4063
55729 | Duke Energy Kentucky Inc | 7158 | Woodsdale | OH | Butler | GT2 | GT | OP | 81.6 | 77 | 94 |  | 7 | 1992 | NG | PG | Y | Y | N | Electric Utility | [62 empty] | GAS | OH | Woodsdale | 7158 | **GT2 | 2010 |  | ARP, CAIRNOX, CAIROS, CAIRSO2 | 448.22 | 12 | 5665.28 |  | 0.057 | 0.045 | 5.002 | 10771.682 | 180440.776 | 5 | East Central Area Reliability Coordination Agreement | Butler | Electric Utility | 4911 | Electric Services | 39.4492 | -84.4611 | Duke Energy Corporation (Owner/Operator) | Phase 2 |  | Operating | Combustion turbine | Pipeline Natural Gas | Liquified Petroleum Gas |  | Water Injection (Began Jun 01, 2010) |  | 1314 | 13.0381 | GAS | 81 | 419.7531 | 0.045 | 0.000632 | 13.0381
55729 | Duke Energy Kentucky Inc | 7158 | Woodsdale | OH | Butler | GT3 | GT | OP | 81.6 | 77 | 94 |  | 5 | 1992 | NG | PG | Y | Y | N | Electric Utility | [62 empty] | GAS | OH | Woodsdale | 7158 | **GT3 | 2010 |  | ARP, CAIRNOX, CAIROS, CAIRSO2 | 915.09 | 12 | 9864.86 |  | 0.106 | 0.0962 | 17.087 | 21040.318 | 354063.051 | 5 | East Central Area Reliability Coordination Agreement | Butler | Electric Utility | 4911 | Electric Services | 39.4492 | -84.4611 | Duke Energy Corporation (Owner/Operator) | Phase 2 |  | Operating | Combustion turbine | Pipeline Natural Gas | Liquified Petroleum Gas |  | Water Injection |  | 1314 | 13.5166 | GAS | 74 | 364.8649 | 0.0962 | 0.000599 | 13.5166
55729 | Duke Energy Kentucky Inc | 7158 | Woodsdale | OH | Butler | GT4 | GT | OP | 81.6 | 77 | 94 |  | 7 | 1992 | NG | PG | Y | Y | N | Electric Utility | [62 empty] | GAS | OH | Woodsdale | 7158 | **GT4 | 2010 |  | ARP, CAIRNOX, CAIROS, CAIRSO2 | 804.44 | 12 | 8034.37 |  | 0.092 | 0.1106 | 17.005 | 18154.306 | 305486.317 | 5 | East Central Area Reliability Coordination Agreement | Butler | Electric Utility | 4911 | Electric Services | 39.4492 | -84.4611 | Duke Energy Corporation (Owner/Operator) | Phase 2 |  | Operating | Combustion turbine | Pipeline Natural Gas | Liquified Petroleum Gas |  | Water Injection |  | 3200 | 13.3104 | GAS | 75 | 373.3333 | 0.1106 | 0.000602 | 13.3104
55729 | Duke Energy Kentucky Inc | 7158 | Woodsdale | OH | Butler | GT5 | GT | OP | 81.6 | 77 | 94 |  | 5 | 1992 | NG | PG | Y | Y | N | Electric Utility | [62 empty] | GAS | OH | Woodsdale | 7158 | **GT5 | 2010 |  | ARP, CAIRNOX, CAIROS, CAIRSO2 | 755.98 | 12 | 8398.97 |  | 0.09 | 0.0767 | 12.165 | 17804.233 | 299586.543 | 5 | East Central Area Reliability Coordination Agreement | Butler | Electric Utility | 4911 | Electric Services | 39.4492 | -84.4611 | Duke Energy Corporation (Owner/Operator) | Phase 2 |  | Operating | Combustion turbine | Pipeline Natural Gas | Liquified Petroleum Gas |  | Water Injection |  | 1314 | 13.4944 | GAS | 76 | 381.5789 | 0.0767 | 0.000601 | 13.4944
55729 | Duke Energy Kentucky Inc | 7158 | Woodsdale | OH | Butler | GT6 | GT | OP | 81.6 | 77 | 94 |  | 5 | 1992 | NG | PG | Y | Y | N | Electric Utility | [62 empty] | GAS | OH | Woodsdale | 7158 | **GT6 | 2010 |  | ARP, CAIRNOX, CAIROS, CAIRSO2 | 402.5 | 12 | 6524.34 |  | 0.054 | 0.1052 | 9.278 | 10105.951 | 169206.19 | 5 | East Central Area Reliability Coordination Agreement | Butler | Electric Utility | 4911 | Electric Services | 39.4492 | -84.4611 | Duke Energy Corporation (Owner/Operator) | Phase 2 |  | Operating | Combustion turbine | Pipeline Natural Gas | Liquified Petroleum Gas |  | Water Injection (Began May 26, 2010) |  | 1314 | 12.4212 | GAS | 81 | 419.7531 | 0.1052 | 0.000638 | 12.4212
55733 | Waste Management Energy Solutions Inc | 56533 | Bradley Gas Recovery | CA | Los Angeles | GEN1 | IC | OP | 1.3 | 1.3 | 1.3 |  | 12 | 2004 | LFG |  | N | Y | N | IPP Non-CHP |  |  |  |  | N | [57 empty] | GAS | [39 empty] | 1.1659 | 0.0016829 | 10.4
55733 | Waste Management Energy Solutions Inc | 56533 | Bradley Gas Recovery | CA | Los Angeles | GEN2 | IC | OP | 1.3 | 1.3 | 1.3 |  | 12 | 2004 | LFG |  | N | Y | N | IPP Non-CHP |  |  |  |  | N | [57 empty] | GAS | [39 empty] | 1.1659 | 0.0016829 | 10.4
55733 | Waste Management Energy Solutions Inc | 56533 | Bradley Gas Recovery | CA | Los Angeles | GEN3 | IC | OP | 1.3 | 1.3 | 1.3 |  | 12 | 2004 | LFG |  | N | Y | N | IPP Non-CHP |  |  |  |  | N | [57 empty] | GAS | [39 empty] | 1.1659 | 0.0016829 | 10.4
55733 | Waste Management Energy Solutions Inc | 56533 | Bradley Gas Recovery | CA | Los Angeles | GEN4 | IC | OP | 1.3 | 1.3 | 1.3 |  | 12 | 2004 | LFG |  | N | Y | N | IPP Non-CHP |  |  |  |  | N | [57 empty] | GAS | [39 empty] | 1.1659 | 0.0016829 | 10.4
55733 | Waste Management Energy Solutions Inc | 56533 | Bradley Gas Recovery | CA | Los Angeles | GEN5 | IC | OP | 1.3 | 1.3 | 1.3 |  | 12 | 2004 | LFG |  | N | Y | N | IPP Non-CHP |  |  |  |  | N | [57 empty] | GAS | [39 empty] | 1.1659 | 0.0016829 | 10.4
55733 | Waste Management Energy Solutions Inc | 56534 | El Sobrante Gas Recovery | CA | Riverside | GEN1 | IC | OP | 1.3 | 1.3 | 1.3 |  | 12 | 2004 | LFG |  | N | Y | N | IPP Non-CHP |  |  |  |  | N | [57 empty] | GAS | [39 empty] | 1.1659 | 0.0016829 | 10.4
55733 | Waste Management Energy Solutions Inc | 56534 | El Sobrante Gas Recovery | CA | Riverside | GEN2 | IC | OP | 1.3 | 1.3 | 1.3 |  | 12 | 2004 | LFG |  | N | Y | N | IPP Non-CHP |  |  |  |  | N | [57 empty] | GAS | [39 empty] | 1.1659 | 0.0016829 | 10.4
55733 | Waste Management Energy Solutions Inc | 56534 | El Sobrante Gas Recovery | CA | Riverside | GEN3 | IC | OP | 1.3 | 1.3 | 1.3 |  | 12 | 2004 | LFG |  | N | Y | N | IPP Non-CHP |  |  |  |  | N | [57 empty] | GAS | [39 empty] | 1.1659 | 0.0016829 | 10.4
55733 | Waste Management Energy Solutions Inc | 56535 | Waste Management Simi Valley LFGTE | CA | VENTURA | GEN1 | IC | OP | 1.3 | 1.3 | 1.3 |  | 12 | 2004 | LFG |  | N | Y | N | IPP Non-CHP |  |  |  |  | N | [57 empty] | GAS | [39 empty] | 1.1659 | 0.0016829 | 10.4
55733 | Waste Management Energy Solutions Inc | 56535 | Waste Management Simi Valley LFGTE | CA | VENTURA | GEN2 | IC | OP | 1.3 | 1.3 | 1.3 |  | 12 | 2004 | LFG |  | N | Y | N | IPP Non-CHP |  |  |  |  | N | [57 empty] | GAS | [39 empty] | 1.1659 | 0.0016829 | 10.4
55734 | Cow Branch | 56536 | Cow Branch Wind Power LLC | MO | Atchison | 1 | WT | OP | 50.4 | 50.4 | 50.4 |  | 4 | 2008 | WND |  | N | Y | N | IPP Non-CHP |  |  |  |  | N | [57 empty] | N/A | [39 empty] | 0 | 0 | 10.4
55735 | Conception | 56537 | CR Clearing LLC | MO | Nodaway | 1 | WT | OP | 50.4 | 50.4 | 50.4 |  | 4 | 2008 | WND |  | N | Y | N | IPP Non-CHP |  |  |  |  | N | [57 empty] | N/A | [39 empty] | 0 | 0 | 10.4
55736 | Loess Hills | 56538 | Loess Hills Wind Farm LLC | MO | Atchison | 1 | WT | OP | 5 | 5 | 5 |  | 2 | 2008 | WND |  | N | Y | N | IPP Non-CHP |  |  |  |  | N | [57 empty] | N/A | [39 empty] | 0 | 0 | 10.4
55737 | Wind Capital Holdings LLC | 56555 | Wind Capital Holdings LLC | MO | Gentry | 1 | WT | OP | 56.7 | 56.7 | 56.7 |  | 6 | 2007 | WND |  | N | Y | N | IPP Non-CHP | [62 empty] | N/A | [39 empty] | 0 | 0 | 10.4
55738 | Verso Paper Androscoggin LLC | 50080 | Otis Hydro | ME | Franklin | GEN1 | HY | OP | 5.1 | 5.1 | 5.1 |  | 1 | 1985 | WAT |  | N | Y | N | Industrial Non-CHP | [62 empty] | N/A | [39 empty] | 0 | 0 | 10.4
55738 | Verso Paper Androscoggin LLC | 50080 | Otis Hydro | ME | Franklin | GEN2 | HY | OP | 5.1 | 5.1 | 5.1 |  | 1 | 1985 | WAT |  | N | Y | N | Industrial Non-CHP | [62 empty] | N/A | [39 empty] | 0 | 0 | 10.4
55738 | Verso Paper Androscoggin LLC | 54085 | Androscoggin Mill | ME | Franklin | GEN1 | ST | OP | 25 | 25 | 25 |  | 1 | 1964 | BLQ | RFO | Y | Y | Y | Industrial CHP |  |  |  |  | N | [57 empty] | LIQUID | [39 empty] | 0.0842 | 0.049001 | 10.4
55738 | Verso Paper Androscoggin LLC | 54085 | Androscoggin Mill | ME | Franklin | GEN2 | ST | OP | 25 | 25 | 25 |  | 1 | 1966 | BLQ | RFO | Y | Y | Y | Industrial CHP |  |  |  |  | N | [57 empty] | LIQUID | [39 empty] | 0.0842 | 0.049001 | 10.4
55738 | Verso Paper Androscoggin LLC | 54085 | Androscoggin Mill | ME | Franklin | GEN3 | ST | OP | 30 | 30 | 30 |  | 1 | 1974 | BLQ | RFO | Y | Y | Y | Industrial CHP |  |  |  |  | N | [57 empty] | LIQUID | [39 empty] | 0.0842 | 0.049001 | 10.4
55738 | Verso Paper Androscoggin LLC | 55031 | Androscoggin Energy Center | ME | Franklin | CT01 | GT | OP | 54.5 | 47.2 | 58.4 |  | 10 | 1999 | NG | KER | Y | Y | Y | Industrial CHP |  |  |  |  | N | [57 empty] | GAS | ME | Androscoggin Energy | 55031 | CT01 | 2010 |  | ARP, RGGI | 4588.04 | 12 | 216422.74 |  | 0.761 | 0.0141 | 16.174 | 144309.952 | 2427859.989 | 1 |  | Franklin | Cogeneration | 4911 | Electric Services | 44.5047 | -70.2403 | Verso Paper (Owner/Operator) | Phase 2 |  | Operating | Combustion turbine | Pipeline Natural Gas | Diesel Oil |  | Selective Catalytic Reduction |  | 979 | 11.1879 | GAS | 56 | 1978.5714 | 0.0141 | 0.000627 | 11.1879
55738 | Verso Paper Androscoggin LLC | 55031 | Androscoggin Energy Center | ME | Franklin | CT02 | GT | OP | 54.5 | 45.3 | 56.4 |  | 11 | 1999 | NG | KER | Y | Y | Y | Industrial CHP |  |  |  |  | N | [57 empty] | GAS | ME | Androscoggin Energy | 55031 | CT02 | 2010 |  | ARP, RGGI | 5650.54 | 12 | 251437.15 |  | 0.869 | 0.0135 | 19.171 | 172137.388 | 2896568.175 | 1 |  | Franklin | Cogeneration | 4911 | Electric Services | 44.5047 | -70.2403 | Verso Paper (Owner/Operator) | Phase 2 |  | Operating | Combustion turbine | Pipeline Natural Gas | Diesel Oil |  | Selective Catalytic Reduction |  | 979 | 11.5046 | GAS | 55 | 1987.2727 | 0.0135 | 0.0006 | 11.5046
55738 | Verso Paper Androscoggin LLC | 50047 | International Paper Jay Hydro | ME | Franklin | GEN1 | HY | OP | 0.5 | 0.5 | 0.5 |  | 1 | 1912 | WAT |  | N | Y | N | Industrial Non-CHP |  |  |  |  | N | [57 empty] | N/A | [39 empty] | 0 | 0 | 10.4
55738 | Verso Paper Androscoggin LLC | 50047 | International Paper Jay Hydro | ME | Franklin | GEN2 | HY | OP | 0.5 | 0.5 | 0.5 |  | 1 | 1912 | WAT |  | N | Y | N | Industrial Non-CHP |  |  |  |  | N | [57 empty] | N/A | [39 empty] | 0 | 0 | 10.4
55738 | Verso Paper Androscoggin LLC | 50047 | International Paper Jay Hydro | ME | Franklin | GEN3 | HY | OP | 0.5 | 0.5 | 0.5 |  | 1 | 1912 | WAT |  | N | Y | N | Industrial Non-CHP |  |  |  |  | N | [57 empty] | N/A | [39 empty] | 0 | 0 | 10.4
55738 | Verso Paper Androscoggin LLC | 50047 | International Paper Jay Hydro | ME | Franklin | GEN4 | HY | OP | 0.5 | 0.5 | 0.5 |  | 1 | 1912 | WAT |  | N | Y | N | Industrial Non-CHP |  |  |  |  | N | [57 empty] | N/A | [39 empty] | 0 | 0 | 10.4
55738 | Verso Paper Androscoggin LLC | 50047 | International Paper Jay Hydro | ME | Franklin | GEN5 | HY | OP | 0.5 | 0.5 | 0.5 |  | 1 | 1912 | WAT |  | N | Y | N | Industrial Non-CHP |  |  |  |  | N | [57 empty] | N/A | [39 empty] | 0 | 0 | 10.4
55738 | Verso Paper Androscoggin LLC | 50047 | International Paper Jay Hydro | ME | Franklin | GEN6 | HY | OP | 0.6 | 0.6 | 0.6 |  | 1 | 1912 | WAT |  | N | Y | N | Industrial Non-CHP |  |  |  |  | N | [57 empty] | N/A | [39 empty] | 0 | 0 | 10.4
55738 | Verso Paper Androscoggin LLC | 50081 | International Paper Riley Hydro | ME | Franklin | GEN1 | HY | OP | 1.1 | 1.1 | 1.1 |  | 12 | 1981 | WAT |  | N | Y | N | Industrial Non-CHP | [62 empty] | N/A | [39 empty] | 0 | 0 | 10.4
55738 | Verso Paper Androscoggin LLC | 50081 | International Paper Riley Hydro | ME | Franklin | GEN2 | HY | OP | 1.1 | 1.1 | 1.1 |  | 12 | 1981 | WAT |  | N | Y | N | Industrial Non-CHP | [62 empty] | N/A | [39 empty] | 0 | 0 | 10.4
55738 | Verso Paper Androscoggin LLC | 50081 | International Paper Riley Hydro | ME | Franklin | GEN3 | HY | OP | 1.1 | 1.1 | 1.1 |  | 12 | 1981 | WAT |  | N | Y | N | Industrial Non-CHP | [62 empty] | N/A | [39 empty] | 0 | 0 | 10.4
55738 | Verso Paper Androscoggin LLC | 50081 | International Paper Riley Hydro | ME | Franklin | GEN4 | HY | OP | 1.1 | 1.1 | 1.1 |  | 12 | 1981 | WAT |  | N | Y | N | Industrial Non-CHP | [62 empty] | N/A | [39 empty] | 0 | 0 | 10.4
55738 | Verso Paper Androscoggin LLC | 50081 | International Paper Riley Hydro | ME | Franklin | GEN5 | HY | OP | 1.1 | 1.1 | 1.1 |  | 12 | 1981 | WAT |  | N | Y | N | Industrial Non-CHP | [62 empty] | N/A | [39 empty] | 0 | 0 | 10.4
55738 | Verso Paper Androscoggin LLC | 50081 | International Paper Riley Hydro | ME | Franklin | GEN6 | HY | OP | 1.1 | 1.1 | 1.1 |  | 12 | 1981 | WAT |  | N | Y | N | Industrial Non-CHP | [62 empty] | N/A | [39 empty] | 0 | 0 | 10.4
55738 | Verso Paper Androscoggin LLC | 50082 | International Paper Livermore Hydro | ME | Andrscoggin | GEN1 | HY | OP | 1.1 | 1.1 | 1.1 |  | 1 | 1910 | WAT |  | N | Y | N | Industrial Non-CHP | [62 empty] | N/A | [39 empty] | 0 | 0 | 10.4
55738 | Verso Paper Androscoggin LLC | 50082 | International Paper Livermore Hydro | ME | Andrscoggin | GEN2 | HY | OP | 1.1 | 1.1 | 1.1 |  | 1 | 1910 | WAT |  | N | Y | N | Industrial Non-CHP | [62 empty] | N/A | [39 empty] | 0 | 0 | 10.4
55738 | Verso Paper Androscoggin LLC | 50082 | International Paper Livermore Hydro | ME | Andrscoggin | GEN3 | HY | OP | 1.1 | 1.1 | 1.1 |  | 1 | 1910 | WAT |  | N | Y | N | Industrial Non-CHP | [62 empty] | N/A | [39 empty] | 0 | 0 | 10.4
55738 | Verso Paper Androscoggin LLC | 50082 | International Paper Livermore Hydro | ME | Andrscoggin | GEN5 | HY | OP | 1.1 | 1.1 | 1.1 |  | 1 | 1910 | WAT |  | N | Y | N | Industrial Non-CHP | [62 empty] | N/A | [39 empty] | 0 | 0 | 10.4
55738 | Verso Paper Androscoggin LLC | 50082 | International Paper Livermore Hydro | ME | Andrscoggin | GEN6 | HY | OP | 0.7 | 0.7 | 0.7 |  | 1 | 1910 | WAT |  | N | Y | N | Industrial Non-CHP | [62 empty] | N/A | [39 empty] | 0 | 0 | 10.4
55738 | Verso Paper Androscoggin LLC | 50082 | International Paper Livermore Hydro | ME | Andrscoggin | GEN7 | HY | OP | 0.9 | 0.9 | 0.9 |  | 1 | 1910 | WAT |  | N | Y | N | Industrial Non-CHP |  |  |  |  | N | [57 empty] | N/A | [39 empty] | 0 | 0 | 10.4
55738 | Verso Paper Androscoggin LLC | 50082 | International Paper Livermore Hydro | ME | Andrscoggin | GEN8 | HY | OP | 1 | 1 | 1 |  | 1 | 1910 | WAT |  | N | Y | N | Industrial Non-CHP | [62 empty] | N/A | [39 empty] | 0 | 0 | 10.4
55738 | Verso Paper Androscoggin LLC | 50082 | International Paper Livermore Hydro | ME | Andrscoggin | GEN9 | HY | OP | 1 | 1 | 0.9 |  | 9 | 2004 | WAT |  | N | Y | N | Industrial Non-CHP | [62 empty] | N/A | [39 empty] | 0 | 0 | 10.4
55739 | Edgecombe Operating Services LLC | 10384 | Edgecombe Genco LLC | NC | Edgecombe | GEN1 | ST | OP | 57.4 | 57.8 | 57.8 |  | 10 | 1990 | BIT |  | N | Y | Y | IPP CHP |  |  |  |  | N |  |  | Y |  |  | N | [51 empty] | COAL | NC | Edgecombe Genco, LLC | 10384 | BLR01A | 2010 | CS001 | CAIRNOX, CAIROS, CAIRSO2 | 8346.76 | 12 |  | 1542427.95 | 83.19 | 0.4669 | 455.868 | 223782.003 | 2181118.39 | 4 |  | Edgecombe | Cogeneration | 4911 | Electric Services | 36.0378 | -77.7542 | Cogentrix Energy, LLC (Owner/Operator) (Ended Oct 18, 2010) Edgecombe Genco, LLC (Owner/Operator) (Started Oct 18, 2010) |  |  | Operating | Stoker | Coal | Tire Derived Fuel | Dry Lime FGD | Overfire Air | Baghouse | 550 | 10.4 | COAL | 44.7563 | 354.2805 | 0.4669 | 0.076282 | 11.1109
55739 | Edgecombe Operating Services LLC | 10384 | Edgecombe Genco LLC | NC | Edgecombe | GEN2 | ST | OP | 57.4 | 57.8 | 57.8 |  | 10 | 1990 | BIT |  | N | Y | Y | IPP CHP |  |  |  |  | N |  |  | Y |  |  | N | [51 empty] | COAL | NC | Edgecombe Genco, LLC | 10384 | BLR02A | 2010 | CS002 | CAIRNOX, CAIROS, CAIRSO2 | 8146.17 | 12 |  | 1548705.96 | 109.993 | 0.4401 | 459.509 | 233489.393 | 2275747.921 | 4 |  | Edgecombe | Cogeneration | 4911 | Electric Services | 36.0378 | -77.7542 | Cogentrix Energy, LLC (Owner/Operator) (Ended Oct 18, 2010) Edgecombe Genco, LLC (Owner/Operator) (Started Oct 18, 2010) |  |  | Operating | Stoker | Coal | Tire Derived Fuel | Dry Lime FGD | Overfire Air | Baghouse | 550 | 10.4 | COAL | 44.7563 | 354.2805 | 0.4401 | 0.096665 | 11.1109
55740 | Spruance Operating Services LLC | 54081 | Spruance Genco LLC | VA | City of Richmond | GEN1 | ST | OP | 57.4 | 52.5 | 52.5 |  | 5 | 1992 | BIT |  | N | Y | Y | IPP CHP |  |  |  |  | N |  |  | Y | [54 empty] | COAL | VA | Spruance Genco, LLC | 54081 | BLR01B | 2010 | CS001 | CAIRNOX, CAIROS, CAIRSO2 | 7468.49 | 12 |  | 1906946.43 | 123.311 | 0.3059 | 405.823 | 272813.397 | 2659011.493 | 3 |  | Richmond (City) | Cogeneration | 4911 | Electric Services | 37.4556 | -77.4308 | Cogentrix Energy, LLC (Owner/Operator) (Ended Oct 18, 2010) Spruance Genco LLC (Owner/Operator) (Started Oct 18, 2010) |  |  | Operating | Stoker | Coal | Tire Derived Fuel | Dry Lime FGD | Other | Baghouse | 525 | 10.4 | COAL | 47.7105 | 449.8065 | 0.3059 | 0.09275 | 11.0419
55740 | Spruance Operating Services LLC | 54081 | Spruance Genco LLC | VA | City of Richmond | GEN2 | ST | OP | 57.4 | 52.5 | 52.5 |  | 5 | 1992 | BIT |  | N | Y | Y | IPP CHP |  |  |  |  | N |  |  | Y | [54 empty] | COAL | VA | Spruance Genco, LLC | 54081 | BLR02A | 2010 | CS002 | CAIRNOX, CAIROS, CAIRSO2 | 7654.74 | 12 |  | 1949982.74 | 127.215 | 0.2942 | 393.755 | 275813.03 | 2688247.037 | 3 |  | Richmond (City) | Cogeneration | 4911 | Electric Services | 37.4556 | -77.4308 | Cogentrix Energy, LLC (Owner/Operator) (Ended Oct 18, 2010) Spruance Genco LLC (Owner/Operator) (Started Oct 18, 2010) |  |  | Operating | Stoker | Coal | Tire Derived Fuel | Dry Lime FGD | Other | Baghouse | 525 | 10.4 | COAL | 47.1196 | 442.9075 | 0.2942 | 0.094645 | 11.0419
55740 | Spruance Operating Services LLC | 54081 | Spruance Genco LLC | VA | City of Richmond | GEN3 | ST | OP | 57.4 | 42.5 | 42.5 |  | 8 | 1992 | BIT | TDF | N | Y | Y | IPP CHP |  |  |  |  | N |  |  | Y | [54 empty] | COAL | VA | Spruance Genco, LLC | 54081 | BLR03B | 2010 | CS003 | CAIRNOX, CAIROS, CAIRSO2 | 7536.78 | 12 |  | 1878069.39 | 142.375 | 0.2931 | 412.291 | 289894.797 | 2825486.707 | 3 |  | Richmond (City) | Cogeneration | 4911 | Electric Services | 37.4556 | -77.4308 | Cogentrix Energy, LLC (Owner/Operator) (Ended Oct 18, 2010) Spruance Genco LLC (Owner/Operator) (Started Oct 18, 2010) |  |  | Operating | Stoker | Coal | Tire Derived Fuel | Dry Lime FGD | Other | Baghouse | 525 | 10.4 | COAL | 45.7903 | 461.2912 | 0.2931 | 0.10078 | 11.0419
55740 | Spruance Operating Services LLC | 54081 | Spruance Genco LLC | VA | City of Richmond | GEN4 | ST | OP | 57.4 | 42.5 | 42.5 |  | 8 | 1992 | BIT | TDF | N | Y | Y | IPP CHP |  |  |  |  | N |  |  | Y | [54 empty] | COAL | VA | Spruance Genco, LLC | 54081 | BLR04B | 2010 | CS004 | CAIRNOX, CAIROS, CAIRSO2 | 7520.46 | 12 |  | 1860846.94 | 141.702 | 0.2832 | 384.028 | 279276.446 | 2721990.425 | 3 |  | Richmond (City) | Cogeneration | 4911 | Electric Services | 37.4556 | -77.4308 | Cogentrix Energy, LLC (Owner/Operator) (Ended Oct 18, 2010) Spruance Genco LLC (Owner/Operator) (Started Oct 18, 2010) |  |  | Operating | Stoker | Coal | Tire Derived Fuel | Dry Lime FGD | Other | Baghouse | 525 | 10.4 | COAL | 46.0857 | 457.8156 | 0.2832 | 0.10412 | 11.0419
55744 | Acciona Solar Power | 56405 | Nevada Solar One | NV | Clark | ONE | ST | OP | 75.7 | 64 | 40 |  | 6 | 2007 | SUN | NG | N | Y | N | IPP Non-CHP |  |  |  |  | N | [57 empty] | N/A | [39 empty] | 0 | 0 | 10.4
55749 | Pleasants Energy LLC | 55349 | Pleasants Energy LLC | WV | Pleasants | 1 | GT | OP | 172 | 144 | 144 |  | 3 | 2002 | NG | DFO | Y | Y | N | IPP Non-CHP |  |  |  |  | N | [57 empty] | GAS | WV | Pleasants Energy, LLC | 55349 | 1 | 2010 |  | ARP, CAIRNOX, CAIROS, CAIRSO2 | 81.04 | 12 | 12314.73 |  | 0.352 | 0.0915 | 5.056 | 8010.805 | 124506.819 | 3 |  | Pleasants | Electric Utility | 4911 | Electric Services | 39.3328 | -81.3639 | IPA Operations, Inc. (Operator) Pleasants Energy, LLC (Owner) | Phase 2 |  | Operating | Combustion turbine | Pipeline Natural Gas | Diesel Oil |  | Dry Low NOx Burners Water Injection |  | 1989 | 9.9541 | GAS | 186 | 1854.1667 | 0.0915 | 0.0056543 | 9.9541
55749 | Pleasants Energy LLC | 55349 | Pleasants Energy LLC | WV | Pleasants | 2 | GT | OP | 172 | 144 | 144 |  | 3 | 2002 | NG | DFO | Y | Y | N | IPP Non-CHP |  |  |  |  | N | [57 empty] | GAS | WV | Pleasants Energy, LLC | 55349 | 2 | 2010 |  | ARP, CAIRNOX, CAIROS, CAIRSO2 | 113.61 | 12 | 16903.46 |  | 0.436 | 0.0701 | 5.802 | 11208.914 | 176093.481 | 3 |  | Pleasants | Electric Utility | 4911 | Electric Services | 39.3328 | -81.3639 | IPA Operations, Inc. (Operator) Pleasants Energy, LLC (Owner) | Phase 2 |  | Operating | Combustion turbine | Pipeline Natural Gas | Diesel Oil |  | Dry Low NOx Burners Water Injection |  | 1989 | 10.2866 | GAS | 181 | 1871.5278 | 0.0701 | 0.0049519 | 10.2866
55753 | Essex Hydro Associates LLC | 10523 | Benton Falls Associates | ME | Kennebec | GEN1 | HY | OP | 3.5 | 3.3 | 3.2 |  | 12 | 1987 | WAT |  | N | Y | N | IPP Non-CHP |  |  |  |  | N | [57 empty] | N/A | [39 empty] | 0 | 0 | 10.4
55753 | Essex Hydro Associates LLC | 10523 | Benton Falls Associates | ME | Kennebec | GEN2 | HY | OP | 0.7 | 0.7 | 0.6 |  | 12 | 1987 | WAT |  | N | Y | N | IPP Non-CHP |  |  |  |  | N | [57 empty] | N/A | [39 empty] | 0 | 0 | 10.4
55754 | Boralex Hydro Operations Inc | 10218 | Warrensburg Hydroelectric | NY | Warren | HY1 | HY | OP | 2.9 | 0.5 | 1.8 |  | 12 | 1988 | WAT |  | N | Y | N | IPP Non-CHP |  |  |  |  | N | [57 empty] | N/A | [39 empty] | 0 | 0 | 10.4
55754 | Boralex Hydro Operations Inc | 10219 | Middle Falls Hydro | NY | Washington | HY1 | HY | OP | 1.1 | 0.4 | 0.8 |  | 9 | 1989 | WAT |  | N | Y | N | IPP Non-CHP |  |  |  |  | N | [57 empty] | N/A | [39 empty] | 0 | 0 | 10.4
55754 | Boralex Hydro Operations Inc | 10219 | Middle Falls Hydro | NY | Washington | HY2 | HY | OP | 1.1 | 0.4 | 0.8 |  | 9 | 1989 | WAT |  | N | Y | N | IPP Non-CHP |  |  |  |  | N | [57 empty] | N/A | [39 empty] | 0 | 0 | 10.4
55754 | Boralex Hydro Operations Inc | 10220 | Sissonville Hydro | NY | SAINT LAWRENCE | HY1 | HY | OP | 3 | 1.2 | 1.6 |  | 7 | 1990 | WAT |  | N | Y | N | IPP Non-CHP |  |  |  |  | N | [57 empty] | N/A | [39 empty] | 0 | 0 | 10.4
55754 | Boralex Hydro Operations Inc | 10221 | New York State Dam Hydro | NY | Saratoga | GEN1 | HY | OP | 5.7 | 1.4 | 3.3 |  | 11 | 1990 | WAT |  | N | Y | N | IPP Non-CHP |  |  |  |  | N | [57 empty] | N/A | [39 empty] | 0 | 0 | 10.4
55754 | Boralex Hydro Operations Inc | 10221 | New York State Dam Hydro | NY | Saratoga | GEN2 | HY | OP | 5.7 | 1.4 | 3.3 |  | 11 | 1990 | WAT |  | N | Y | N | IPP Non-CHP |  |  |  |  | N | [57 empty] | N/A | [39 empty] | 0 | 0 | 10.4
55754 | Boralex Hydro Operations Inc | 10467 | Fourth Branch Hydroelectric Facility | NY | Saratoga | 1 | HY | OP | 3.3 | 0.8 | 1.8 |  | 12 | 1987 | WAT |  | N | Y | N | IPP Non-CHP |  |  |  |  | N | [57 empty] | N/A | [39 empty] | 0 | 0 | 10.4
55754 | Boralex Hydro Operations Inc | 54772 | South Glens Falls Hydroelectric | NY | Saratoga | GEN1 | HY | OP | 6.9 | 3 | 4.3 |  | 8 | 1994 | WAT |  | N | Y | N | IPP Non-CHP |  |  |  |  | N | [57 empty] | N/A | [39 empty] | 0 | 0 | 10.4
55754 | Boralex Hydro Operations Inc | 54772 | South Glens Falls Hydroelectric | NY | Saratoga | GEN2 | HY | OP | 6.9 | 3 | 4.3 |  | 8 | 1994 | WAT |  | N | Y | N | IPP Non-CHP |  |  |  |  | N | [57 empty] | N/A | [39 empty] | 0 | 0 | 10.4
55754 | Boralex Hydro Operations Inc | 54953 | Hudson Falls Hydroelectric Project | NY | Saratoga | GEN1 | HY | OP | 22 | 8.2 | 12.9 |  | 11 | 1995 | WAT |  | N | Y | N | IPP Non-CHP |  |  |  |  | N | [57 empty] | N/A | [39 empty] | 0 | 0 | 10.4
55754 | Boralex Hydro Operations Inc | 54953 | Hudson Falls Hydroelectric Project | NY | Saratoga | GEN2 | HY | OP | 22 | 8.2 | 12.9 |  | 11 | 1995 | WAT |  | N | Y | N | IPP Non-CHP |  |  |  |  | N | [57 empty] | N/A | [39 empty] | 0 | 0 | 10.4
55755 | Fox Valley Energy Center LLC | 56037 | Fox Valley Energy Center | WI | Winnebago | 1 | ST | OP | 6.5 | 6.5 | 6.5 |  | 9 | 1999 | SLW | WDS | Y | Y | Y | Industrial CHP |  |  |  |  | N | [57 empty] | OTHER SOLID | [39 empty] | 0 | 0 | 10.4
55756 | OPC Murray | 55382 | KGen Murray I and II LLC | GA | Murray | 1GT1 | CT | OP | 147 | 165 | 165 |  | 6 | 2002 | NG |  | N | Y | N | IPP Non-CHP | [62 empty] | GAS | GA | Murray Energy Facility | 55382 | CCCT4 | 2010 |  | ARP, CAIRNOX, CAIRSO2 | 2004.2 | 12 | 524336.75 |  | 1.22 | 0.0282 | 29.499 | 255572.14 | 4065936.334 | 4 |  | Murray | Electric Utility | 4911 | Electric Services | 34.7094 | -84.9182 | Duke Energy Corporation (Operator) (Ended Apr 16, 2010) KGen Murray I and II LLC (Owner) (Ended Apr 16, 2010) KGen Murray I and II LLC (Owner/Operator) (Started Apr 16, 2010) | Phase 2 |  | Operating | Combined cycle | Pipeline Natural Gas |  |  | Dry Low NOx Burners Selective Catalytic Reduction |  | 2700 | 7.6375 | GAS | 323 | -478.7879 | 0.0282 | 0.0006 | 7.6375
55756 | OPC Murray | 55382 | KGen Murray I and II LLC | GA | Murray | 1GT2 | CT | OP | 147 | 165 | 165 |  | 6 | 2002 | NG |  | N | Y | N | IPP Non-CHP | [62 empty] | GAS | GA | Murray Energy Facility | 55382 | CCCT4 | 2010 |  | ARP, CAIRNOX, CAIRSO2 | 2004.2 | 12 | 524336.75 |  | 1.22 | 0.0282 | 29.499 | 255572.14 | 4065936.334 | 4 |  | Murray | Electric Utility | 4911 | Electric Services | 34.7094 | -84.9182 | Duke Energy Corporation (Operator) (Ended Apr 16, 2010) KGen Murray I and II LLC (Owner) (Ended Apr 16, 2010) KGen Murray I and II LLC (Owner/Operator) (Started Apr 16, 2010) | Phase 2 |  | Operating | Combined cycle | Pipeline Natural Gas |  |  | Dry Low NOx Burners Selective Catalytic Reduction |  | 2700 | 7.6375 | GAS | 323 | -478.7879 | 0.0282 | 0.0006 | 7.6375
55756 | OPC Murray | 55382 | KGen Murray I and II LLC | GA | Murray | 1STG | CA | OP | 302 | 300 | 300 |  | 6 | 2002 | NG |  | N | Y | N | IPP Non-CHP | [62 empty] | GAS | [39 empty] | 0 | 0 | 10.4
55756 | OPC Murray | 55382 | KGen Murray I and II LLC | GA | Murray | 2GT1 | CT | OP | 147 | 165 | 165 |  | 6 | 2002 | NG |  | N | Y | N | IPP Non-CHP | [62 empty] | GAS | GA | Murray Energy Facility | 55382 | CCCT4 | 2010 |  | ARP, CAIRNOX, CAIRSO2 | 2004.2 | 12 | 524336.75 |  | 1.22 | 0.0282 | 29.499 | 255572.14 | 4065936.334 | 4 |  | Murray | Electric Utility | 4911 | Electric Services | 34.7094 | -84.9182 | Duke Energy Corporation (Operator) (Ended Apr 16, 2010) KGen Murray I and II LLC (Owner) (Ended Apr 16, 2010) KGen Murray I and II LLC (Owner/Operator) (Started Apr 16, 2010) | Phase 2 |  | Operating | Combined cycle | Pipeline Natural Gas |  |  | Dry Low NOx Burners Selective Catalytic Reduction |  | 2700 | 7.6375 | GAS | 323 | -478.7879 | 0.0282 | 0.0006 | 7.6375
55756 | OPC Murray | 55382 | KGen Murray I and II LLC | GA | Murray | 2GT2 | CT | OP | 147 | 165 | 165 |  | 6 | 2002 | NG |  | N | Y | N | IPP Non-CHP | [62 empty] | GAS | GA | Murray Energy Facility | 55382 | CCCT4 | 2010 |  | ARP, CAIRNOX, CAIRSO2 | 2004.2 | 12 | 524336.75 |  | 1.22 | 0.0282 | 29.499 | 255572.14 | 4065936.334 | 4 |  | Murray | Electric Utility | 4911 | Electric Services | 34.7094 | -84.9182 | Duke Energy Corporation (Operator) (Ended Apr 16, 2010) KGen Murray I and II LLC (Owner) (Ended Apr 16, 2010) KGen Murray I and II LLC (Owner/Operator) (Started Apr 16, 2010) | Phase 2 |  | Operating | Combined cycle | Pipeline Natural Gas |  |  | Dry Low NOx Burners Selective Catalytic Reduction |  | 2700 | 7.6375 | GAS | 323 | -478.7879 | 0.0282 | 0.0006 | 7.6375
55756 | OPC Murray | 55382 | KGen Murray I and II LLC | GA | Murray | 2STG | CA | OP | 302 | 290 | 290 |  | 7 | 2002 | NG |  | N | Y | N | IPP Non-CHP | [62 empty] | GAS | [39 empty] | 0 | 0 | 10.4
55759 | H H Management LLC | 50533 | Painted Hills | CA | Riverside | WGNS | WT | OP | 19 | 19 | 19 |  | 11 | 1985 | WND |  | N | Y | N | IPP Non-CHP | [62 empty] | N/A | [39 empty] | 0 | 0 | 10.4
55761 | Airstreams LLC | 50535 | Mesa Wind Power Corp | CA | Riverside | WGNS | WT | OP | 29.9 | 29.9 | 29.9 |  | 11 | 1984 | WND |  | N | Y | N | IPP Non-CHP | [62 empty] | N/A | [39 empty] | 0 | 0 | 10.4
55768 | RC Cape May Holdings LLC | 2378 | B L England | NJ | Cape May | 1 | ST | OP | 136 | 113 | 113 |  | 10 | 1962 | BIT | SUB | Y | Y | N | IPP Non-CHP |  | NG |  |  | N |  |  | Y | [54 empty] | COAL | NJ | B L England | 2378 | 1 | 2010 |  | ARP, CAIRNOX, CAIROS, CAIRSO2, RGGI | 1329.24 | 12 | 115524.86 |  | 1553.279 | 0.3962 | 253.95 | 130048.979 | 1266775.011 | 2 | Mid-Atlantic Area Council | Cape May | Electric Utility | 4911 | Electric Services | 39.29 | -74.6339 | R.C. Cape May Holdings, LLC (Owner) North American Energy Services (Operator) | Table 1 |  | Operating | Cyclone boiler | Coal | Residual Oil |  | Selective Non-catalytic Reduction Overfire Air | Electrostatic Precipitator | 1300 | 10.8308 | COAL | 124 | 1951.3274 | 0.3962 | 2.4523 | 10.8308
55768 | RC Cape May Holdings LLC | 2378 | B L England | NJ | Cape May | 2 | ST | OP | 163.2 | 155 | 155 |  | 11 | 1964 | BIT | SUB | Y | Y | N | IPP Non-CHP |  | NG |  |  | N |  |  | Y | [54 empty] | COAL | NJ | B L England | 2378 | 2 | 2010 |  | ARP, CAIRNOX, CAIROS, CAIRSO2, RGGI | 4094.5 | 12 | 519339.56 |  | 314.686 | 0.4089 | 1060.115 | 518041.111 | 5047620.315 | 2 | Mid-Atlantic Area Council | Cape May | Electric Utility | 4911 | Electric Services | 39.29 | -74.6339 | R.C. Cape May Holdings, LLC (Owner) North American Energy Services (Operator) | Table 1 | Group 2 | Operating | Cyclone boiler | Coal | Residual Oil | Wet Limestone | Selective Non-catalytic Reduction Overfire Air | Electrostatic Precipitator | 1600 | 9.5633 | COAL | 170 | 1951.6129 | 0.4089 | 0.12469 | 9.5633
55768 | RC Cape May Holdings LLC | 2378 | B L England | NJ | Cape May | 3 | ST | OP | 176.4 | 148 | 148 |  | 12 | 1974 | RFO |  | N | Y | N | IPP Non-CHP |  | NG |  |  | N |  |  | Y | [54 empty] | LIQUID | NJ | B L England | 2378 | 3 | 2010 |  | ARP, CAIRNOX, CAIROS, CAIRSO2, RGGI | 228.24 | 12 | 12505.55 |  | 68.675 | 0.1911 | 14.252 | 12087.222 | 149312.906 | 2 | Mid-Atlantic Area Council | Cape May | Electric Utility | 4911 | Electric Services | 39.29 | -74.6339 | R.C. Cape May Holdings, LLC (Owner) North American Energy Services (Operator) | Phase 2 |  | Operating | Dry bottom wall-fired boiler | Residual Oil |  |  | Selective Non-catalytic Reduction | Cyclone | 1720 | 10.6019 | LIQUID | 161 | 1956.0811 | 0.1911 | 0.91988 | 10.6019
55768 | RC Cape May Holdings LLC | 2378 | B L England | NJ | Cape May | IC1 | IC | OP | 2 | 2 | 2 |  | 8 | 1961 | DFO |  | N | Y | N | IPP Non-CHP |  |  |  |  | N | [57 empty] | LIQUID | [39 empty] | 0.7385 | 0.025484 | 12.5895
55768 | RC Cape May Holdings LLC | 2378 | B L England | NJ | Cape May | IC2 | IC | OP | 2 | 2 | 2 |  | 8 | 1961 | DFO |  | N | Y | N | IPP Non-CHP |  |  |  |  | N | [57 empty] | LIQUID | [39 empty] | 0.7385 | 0.025484 | 12.5895
55768 | RC Cape May Holdings LLC | 2378 | B L England | NJ | Cape May | IC3 | IC | OP | 2 | 2 | 2 |  | 8 | 1961 | DFO |  | N | Y | N | IPP Non-CHP |  |  |  |  | N | [57 empty] | LIQUID | [39 empty] | 0.7385 | 0.025484 | 12.5895
55768 | RC Cape May Holdings LLC | 2378 | B L England | NJ | Cape May | IC4 | IC | OP | 2 | 2 | 2 |  | 8 | 1961 | DFO |  | N | Y | N | IPP Non-CHP |  |  |  |  | N | [57 empty] | LIQUID | [39 empty] | 0.7385 | 0.025484 | 12.5895
55771 | KAPSTONE Kraft Paper Corp | 50254 | KapStone Kraft Paper Corp | NC | Halifax | GEN1 | ST | OP | 22.5 | 25 | 25 |  | 1 | 1966 | BIT | WDS | Y | N | Y | Industrial CHP |  |  |  |  | N | Y |  | Y | [54 empty] | COAL | [39 empty] | 0.45664 | 1.143 | 12.2175
55772 | Paducah Power System | 56556 | PPS Power Plant No 1 | KY | McCracken | 1 | GT | OP | 60 | 55 | 62 |  | 6 | 2010 | NG |  | N | Y | N | IPP Non-CHP |  |  |  |  | N | [57 empty] | GAS | KY | Paducah Power Systems Plant 1 | 56556 | EU01B | 2010 |  | ARP, CAIRNOX, CAIROS, CAIRSO2 | 364.59 | 6 | 6501.8 |  | 0.023 | 0.1017 | 3.671 | 4606.853 | 77492.009 | 4 |  | McCracken | Electric Utility |  |  | 37.0339 | -88.6161 | Paducah Power System (Owner/Operator) (Started May 24, 2010) | Phase 2 |  | Operating (Started 04/10/2010) | Combustion turbine (Started Apr 10, 2010) | Pipeline Natural Gas |  |  | Water Injection |  | 320 | 11.3457 | GAS | 29 | -68.9655 | 0.1017 | 0.000594 | 11.3457
55772 | Paducah Power System | 56556 | PPS Power Plant No 1 | KY | McCracken | 2 | GT | OP | 60 | 55 | 62 |  | 6 | 2010 | NG |  | N | Y | N | IPP Non-CHP |  |  |  |  | N | [57 empty] | GAS | KY | Paducah Power Systems Plant 1 | 56556 | EU02B | 2010 |  | ARP, CAIRNOX, CAIROS, CAIRSO2 | 333.79 | 6 | 5940.95 |  | 0.022 | 0.0922 | 3.155 | 4316.324 | 72615.435 | 4 |  | McCracken | Electric Utility |  |  | 37.0339 | -88.6161 | Paducah Power System (Owner/Operator) (Started May 24, 2010) | Phase 2 |  | Operating (Started 04/16/2010) | Combustion turbine (Started Apr 16, 2010) | Pipeline Natural Gas |  |  | Water Injection |  | 320 | 11.6949 | GAS | 28 | -107.1429 | 0.0922 | 0.000606 | 11.6949
55773 | Dighton Power, LLC | 55026 | Dighton Power Plant | MA | Bristol | UNT1 | CS | OP | 200 | 153.4 | 180.8 |  | 5 | 1999 | NG |  | N | Y | N | IPP Non-CHP |  |  |  |  | N | N | [56 empty] | GAS | MA | Dighton | 55026 | 1 | 2010 |  | ARP, CAIROS, RGGI | 3668.08 | 12 | 534495.14 |  | 1.281 | 0.019 | 28.287 | 253759.708 | 4270054.348 | 1 |  | Bristol | Small Power Producer | 4911 | Electric Services | 41.8312 | -71.1239 | EquiPower Resources Corp (Owner/Operator) | Phase 2 |  | Operating | Combined cycle | Pipeline Natural Gas |  |  | Selective Catalytic Reduction |  | 1423 | 7.8292 | GAS | 181 | 499.4469 | 0.019 | 0.0006 | 7.8292
55785 | FPL Peetz Table Wind Energy | 56563 | Peetz Table Wind Energy | CO | Logan | GE | WT | OP | 199.5 | 199.5 | 199.5 |  | 9 | 2007 | WND |  | N | Y | N | IPP Non-CHP | [62 empty] | N/A | [39 empty] | 0 | 0 | 10.4
55793 | Cascades Boxboard Group Connecticut LLC | 54657 | Versailles Mill | CT | New London | NO1 | ST | OP | 20 | 14 | 15 |  | 10 | 1962 | NG | RFO | Y | N | Y | Industrial CHP |  |  |  |  | N | [57 empty] | GAS | CT | Cascades Boxboard Group-Connecticut LLC | 54657 | 1 | 2010 |  | CAIROS | 8604.5 | 12 |  | 1252275 |  | 0.2682 | 236.4 |  | 1725705.55 | 1 |  | New London | Pulp & Paper Mill | 2653 | Corrugated and Solid Fiber Box | 41.6242 | -72.0417 | Cascades Boxboard Group - Connecticut LLC (Owner/Operator) |  |  | Operating | Dry bottom wall-fired boiler | Pipeline Natural Gas | Residual Oil |  | Low NOx Burner Technology (Dry Bottom only) |  | 275 | 10.4 | GAS | 26.8833 | 103.8897 | 0.2682 | 0.0031291 | 12.428
55795 | Bethlehem Renewable Energy LLC | 56572 | Bethlehem Renewable Energy LLC | PA | NORTHAMPTON | 1 | GT | OP | 5.5 | 4.7 | 5.4 |  | 3 | 2008 | LFG |  | N | Y | N | IPP Non-CHP | [62 empty] | GAS | [39 empty] | 0.0016829 | 0.0016829 | 10.4
55796 | Eastern Landfill Gas LLC | 56571 | Eastern Landfill Gas LLC | MD | BALTIMORE | 1 | IC | OP | 1 | 1 | 1 |  | 10 | 2006 | LFG |  | N | Y | N | IPP Non-CHP |  |  |  |  | N | [57 empty] | GAS | [39 empty] | 1.1659 | 0.0016829 | 10.4
55796 | Eastern Landfill Gas LLC | 56571 | Eastern Landfill Gas LLC | MD | BALTIMORE | 2 | IC | OP | 1 | 1 | 1 |  | 10 | 2006 | LFG |  | N | Y | N | IPP Non-CHP |  |  |  |  | N | [57 empty] | GAS | [39 empty] | 1.1659 | 0.0016829 | 10.4
55796 | Eastern Landfill Gas LLC | 56571 | Eastern Landfill Gas LLC | MD | BALTIMORE | 3 | IC | OP | 1 | 1 | 1 |  | 10 | 2006 | LFG |  | N | Y | N | IPP Non-CHP |  |  |  |  | N | [57 empty] | GAS | [39 empty] | 1.1659 | 0.0016829 | 10.4
55799 | FPL Energy Langdon Wind LLC | 56605 | Langdon Wind LLC | ND | Cavalier | GE15 | WT | OP | 159 | 159 | 159 |  | 12 | 2007 | WND |  | N | Y | N | IPP Non-CHP | [62 empty] | N/A | [39 empty] | 0 | 0 | 10.4
55799 | FPL Energy Langdon Wind LLC | 56912 | Langdon Wind II LLC | ND | Cavalier | GE15 | WT | OP | 40.5 | 40.5 | 40.5 |  | 9 | 2008 | WND |  | N | Y | N | IPP Non-CHP | [62 empty] | N/A | [39 empty] | 0 | 0 | 10.4
55807 | Niagara Generation LLC | 50202 | WPS Power Niagara | NY | Niagara | GEN1 | ST | OP | 56 | 49.1 | 49.1 |  | 8 | 1991 | WDS | TDF | Y | Y | N | IPP Non-CHP |  |  |  |  | N |  | Y | [55 empty] | OTHER SOLID | NY | Niagara Generation, LLC | 50202 | 1 | 2010 |  | ARP, CAIRNOX, CAIROS, CAIRSO2, RGGI | 1829.47 | 12 | 66092.46 |  | 159.746 | 0.1058 | 43.647 | 88665.563 | 851705.711 | 2 | Northeast Power Coordinating Council | Niagara | Electric Utility | 4939 | Combination Utility Services | 43.0804 | -79.0082 | Niagara Generation, LLC (Owner/Operator) | Phase 2 |  | Operating | Circulating fluidized bed boiler | Wood | Coal, Residual Oil, Pipeline Natural Gas, Petroleum Coke, Tire Derived Fuel | Fluidized Bed Limestone Injection | Selective Non-catalytic Reduction | Baghouse | 692 | 13.0943 | OTHER SOLID | 53 | 460.2851 | 0.1058 | 0.37512 | 12.8866
55808 | Westmoreland Partners | 54035 | Roanoke Valley Energy Facililty I | NC | Halifax | GEN1 | ST | OP | 182.3 | 165 | 167.2 |  | 3 | 1994 | BIT |  | N | Y | Y | IPP CHP |  |  |  |  | N | Y |  | Y | [54 empty] | COAL | NC | Westmoreland Partners Roanoke Valley I | 54035 | 1 | 2010 |  | CAIRNOX, CAIROS, CAIRSO2 | 8017.25 | 12 |  | 8624137.5 | 530.764 | 0.3153 | 1761.251 | 1138763 | 11099045.78 | 4 | Southeastern Electric Reliability Council | Halifax | Electric Utility | 4911 | Electric Services | 36.4364 | -77.6167 | Westmoreland Partners LLC (Owner/Operator) |  |  | Operating | Dry bottom wall-fired boiler | Coal | Diesel Oil | Dry Lime FGD | Overfire Air | Baghouse | 1700 | 10.4 | COAL | 170.7533 | 489.374 | 0.3153 | 0.095641 | 10.7101
55808 | Westmoreland Partners | 54755 | Roanoke Valley Energy Facility II | NC | Halifax | GEN2 | ST | OP | 57.8 | 44 | 45.1 |  | 2 | 1995 | BIT |  | N | Y | Y | IPP CHP |  |  |  |  | N | Y |  | Y | [54 empty] | COAL | NC | Westmoreland Partners Roanoke Valley II | 54755 | 2 | 2010 |  | CAIRNOX, CAIROS, CAIRSO2 | 7618.5 | 12 |  | 3006288.75 | 139.237 | 0.1652 | 268.947 | 334237.575 | 3257720.8 | 4 |  | Halifax | Electric Utility | 4911 | Electric Services | 36.4364 | -77.6167 | Westmoreland Partners LLC (Owner/Operator) |  |  | Operating | Dry bottom wall-fired boiler | Coal | Diesel Oil | Dry Lime FGD | Overfire Air Selective Non-catalytic Reduction | Baghouse | 560 | 10.4 | COAL | 63.8109 | 292.5617 | 0.1652 | 0.085481 | 11.029
55809 | Niagara Wind Power LLC | 56575 | Steel Winds Wind Farm | NY | Erie | 1 | WT | OP | 20 | 20 | 20 |  | 6 | 2007 | WND |  | N | Y | N | IPP Non-CHP |  |  |  |  | N | [57 empty] | N/A | [39 empty] | 0 | 0 | 10.4
55810 | Augusta Canal Authority | 54322 | Sibley Mill | GA | Richmond | 2 | HY | OP | 0.6 | 0.6 | 0.6 |  | 1 | 1946 | WAT |  | N | N | N | Industrial Non-CHP |  |  |  |  | N | [57 empty] | N/A | [39 empty] | 0 | 0 | 10.4
55810 | Augusta Canal Authority | 54322 | Sibley Mill | GA | Richmond | 3 | HY | OP | 0.7 | 0.7 | 0.7 |  | 1 | 1946 | WAT |  | N | N | N | Industrial Non-CHP |  |  |  |  | N | [57 empty] | N/A | [39 empty] | 0 | 0 | 10.4
55810 | Augusta Canal Authority | 54322 | Sibley Mill | GA | Richmond | 4 | HY | OP | 0.8 | 0.8 | 0.8 |  | 1 | 1946 | WAT |  | N | N | N | Industrial Non-CHP |  |  |  |  | N | [57 empty] | N/A | [39 empty] | 0 | 0 | 10.4
55810 | Augusta Canal Authority | 54462 | Graniteville Enterprise Division | GA | Richmond | 1 | HY | OP | 0.6 | 0.5 | 0.5 |  | 1 | 1921 | WAT |  | N | Y | N | Industrial Non-CHP |  |  |  |  | N | [57 empty] | N/A | [39 empty] | 0 | 0 | 10.4
55810 | Augusta Canal Authority | 54462 | Graniteville Enterprise Division | GA | Richmond | 2 | HY | OP | 0.6 | 0.5 | 0.5 |  | 1 | 1921 | WAT |  | N | Y | N | Industrial Non-CHP |  |  |  |  | N | [57 empty] | N/A | [39 empty] | 0 | 0 | 10.4
55832 | Cowell | 56577 | Shane's Wind Machine | MN | Pipestone | 1 | WT | OP | 1.3 | 1.3 | 1.3 |  | 7 | 2006 | WND |  | N | Y | N | IPP Non-CHP |  |  |  |  | N | [57 empty] | N/A | [39 empty] | 0 | 0 | 10.4
55833 | EXC Wind 6 | 56562 | EXC Wind 6 LLC | TX | Sherman | JDW6 | WT | OP | 10 | 10 | 10 |  | 1 | 2007 | WND |  | N | Y | N | IPP Non-CHP | [62 empty] | N/A | [39 empty] | 0 | 0 | 10.4
55834 | EXC Wind 5 | 56561 | EXC Wind 5 LLC | TX | Sherman | JDW5 | WT | OP | 10 | 10 | 10 |  | 11 | 2006 | WND |  | N | Y | N | IPP Non-CHP | [62 empty] | N/A | [39 empty] | 0 | 0 | 10.4
55835 | EXC Wind 4 | 56560 | EXC Wind 4 LLC | TX | Hansford | JDW4 | WT | OP | 79.8 | 79.8 | 79.8 |  | 1 | 2008 | WND |  | N | Y | N | IPP Non-CHP |  |  |  |  | N | [57 empty] | N/A | [39 empty] | 0 | 0 | 10.4
55836 | EXC Wind 3 | 56559 | EXC Wind 3 LLC | TX | Hansford | JDW3 | WT | OP | 10 | 10 | 10 |  | 2 | 2006 | WND |  | N | Y | N | IPP Non-CHP | [62 empty] | N/A | [39 empty] | 0 | 0 | 10.4
55837 | EXC Wind 2 | 56558 | EXC Wind 2 LLC | TX | Hansford | JDW2 | WT | OP | 10 | 10 | 10 |  | 2 | 2006 | WND |  | N | Y | N | IPP Non-CHP | [62 empty] | N/A | [39 empty] | 0 | 0 | 10.4
55838 | EXC Wind 1 | 56557 | EXC Wind 1 LLC | TX | Hansford | 1 | WT | OP | 10 | 10 | 10 |  | 2 | 2006 | WND |  | N | Y | N | IPP Non-CHP | [62 empty] | N/A | [39 empty] | 0 | 0 | 10.4
55839 | Domtar Paper Company LLC | 55429 | Kentucky Mills | KY | Hancock | 1 | ST | OP | 88 | 49 | 60 |  | 6 | 2001 | BLQ | WDS | Y | N | Y | Industrial CHP |  |  |  |  | N | [57 empty] | LIQUID | [39 empty] | 0.0842 | 0.049001 | 10.4
55840 | EWP RENEWABLE CORP. | 10839 | DG Whitefield LLC | NH | Coos | GEN1 | ST | OP | 19.9 | 17 | 17.5 |  | 3 | 1988 | WDS |  | N | Y | N | IPP Non-CHP |  |  |  |  | N | [57 empty] | OTHER SOLID | [39 empty] | 0.0648 | 0.030589 | 13.7588
55843 | Dynegy Morro Bay LLC | 259 | Dynegy Morro Bay LLC | CA | San Luis Obispo | 3 | ST | OP | 359 | 337 | 337 |  | 12 | 1962 | NG |  | N | Y | N | IPP Non-CHP |  |  |  |  | N | [57 empty] | GAS | CA | Morro Bay Power Plant, LLC | 259 | 3 | 2010 |  | ARP | 389.8 | 12 | 60781.65 |  | 0.178 | 0.0349 | 10.295 | 35193.128 | 592197.285 | 9 | Western Electricity Coordinating Council | San Luis Obispo | Electric Utility | 4911 | Electric Services | 35.3747 | -120.8578 | Dynegy Power Corporation (Owner/Operator) | Phase 2 |  | Operating | Dry bottom wall-fired boiler | Pipeline Natural Gas |  |  |  |  | 3280 | 9.2874 | GAS | 338 | 1998.5163 | 0.0349 | 0.000601 | 9.2874
55843 | Dynegy Morro Bay LLC | 259 | Dynegy Morro Bay LLC | CA | San Luis Obispo | 4 | ST | OP | 359 | 336 | 336 |  | 8 | 1963 | NG |  | N | Y | N | IPP Non-CHP |  |  |  |  | N | [57 empty] | GAS | CA | Morro Bay Power Plant, LLC | 259 | 4 | 2010 |  | ARP | 299.06 | 12 | 37765.71 |  | 0.11 | 0.032 | 5.682 | 21821.367 | 367178.757 | 9 | Western Electricity Coordinating Council | San Luis Obispo | Electric Utility | 4911 | Electric Services | 35.3747 | -120.8578 | Dynegy Power Corporation (Owner/Operator) | Phase 2 |  | Operating | Dry bottom wall-fired boiler | Pipeline Natural Gas |  |  |  |  | 3315 | 9.1044 | GAS | 337 | 1998.5119 | 0.032 | 0.000599 | 9.1044
55845 | CAMS Mackinaw Power Operations LLC | 7764 | MPC Generating | GA | Walton | 1 | GT | OP | 185.4 | 147.5 | 169 |  | 1 | 2000 | NG | DFO | Y | Y | N | IPP Non-CHP |  |  |  |  | N | [57 empty] | GAS | GA | MPC Generating, LLC | 7764 | 1 | 2010 |  | ARP, CAIRNOX, CAIRSO2 | 105.5 | 12 | 12028.25 |  | 0.148 | 0.1432 | 8.044 | 8724.675 | 142861.675 | 4 |  | Walton | Electric Utility | 4911 | Electric Services | 33.8122 | -83.6954 | MPC Generating, LLC (Owner) CAMS, LLC (Operator) | Phase 2 |  | Operating | Combustion turbine | Pipeline Natural Gas | Diesel Oil |  | Water Injection |  | 1978 | 11.245 | GAS | 155 | 1954.8387 | 0.1432 | 0.0020719 | 11.245
55845 | CAMS Mackinaw Power Operations LLC | 7764 | MPC Generating | GA | Walton | 2 | GT | OP | 200.7 | 155 | 182 |  | 1 | 2001 | NG | DFO | Y | Y | N | IPP Non-CHP |  |  |  |  | N | [57 empty] | GAS | GA | MPC Generating, LLC | 7764 | 2 | 2010 |  | ARP, CAIRNOX, CAIRSO2 | 80.25 | 12 | 9556.25 |  | 0.21 | 0.1273 | 7.767 | 7625.675 | 121173.85 | 4 |  | Walton | Electric Utility | 4911 | Electric Services | 33.8122 | -83.6954 | MPC Generating, LLC (Owner) CAMS, LLC (Operator) | Phase 2 |  | Operating | Combustion turbine | Pipeline Natural Gas | Diesel Oil |  | Water Injection |  | 1978 | 10.7283 | GAS | 170 | 1964.7059 | 0.1273 | 0.0034661 | 10.7283
55845 | CAMS Mackinaw Power Operations LLC | 55128 | Walton County Power LLC | GA | Walton | 101G | GT | OP | 164.7 | 151.5 | 157 |  | 6 | 2001 | NG |  | N | Y | N | IPP Non-CHP |  |  |  |  | N | [57 empty] | GAS | GA | Walton County Power, LLC | 55128 | T1 | 2010 |  | ARP, CAIRNOX, CAIRSO2 | 833.27 | 12 | 121143.84 |  | 0.364 | 0.0599 | 31.529 | 73560.417 | 1237814.941 | 4 |  | Walton | Electric Utility | 4911 | Electric Services | 33.8147 | -83.6969 | Walton County Power, LLC (Owner) CAMS, LLC (Operator) | Phase 2 |  | Operating | Combustion turbine | Pipeline Natural Gas |  |  | Dry Low NOx Burners |  | 1809 | 10.0673 | GAS | 173 | -50.9554 | 0.0599 | 0.000588 | 10.0673
55845 | CAMS Mackinaw Power Operations LLC | 55128 | Walton County Power LLC | GA | Walton | 102G | GT | OP | 164.7 | 151.5 | 175 |  | 6 | 2001 | NG |  | N | Y | N | IPP Non-CHP |  |  |  |  | N | [57 empty] | GAS | GA | Walton County Power, LLC | 55128 | T3 | 2010 |  | ARP, CAIRNOX, CAIRSO2 | 834.1 | 12 | 123615.16 |  | 0.364 | 0.0576 | 29.773 | 73181.047 | 1231401.185 | 4 |  | Walton | Electric Utility | 4911 | Electric Services | 33.8147 | -83.6969 | Walton County Power, LLC (Owner) CAMS, LLC (Operator) | Phase 2 |  | Operating | Combustion turbine | Pipeline Natural Gas |  |  | Dry Low NOx Burners |  | 1809 | 9.8129 | GAS | 175 | 0 | 0.0576 | 0.000591 | 9.8129
55845 | CAMS Mackinaw Power Operations LLC | 55128 | Walton County Power LLC | GA | Walton | 103G | GT | OP | 164.7 | 151.5 | 175 |  | 6 | 2001 | NG |  | N | Y | N | IPP Non-CHP |  |  |  |  | N | [57 empty] | GAS | GA | Walton County Power, LLC | 55128 | T3 | 2010 |  | ARP, CAIRNOX, CAIRSO2 | 834.1 | 12 | 123615.16 |  | 0.364 | 0.0576 | 29.773 | 73181.047 | 1231401.185 | 4 |  | Walton | Electric Utility | 4911 | Electric Services | 33.8147 | -83.6969 | Walton County Power, LLC (Owner) CAMS, LLC (Operator) | Phase 2 |  | Operating | Combustion turbine | Pipeline Natural Gas |  |  | Dry Low NOx Burners |  | 1809 | 9.8129 | GAS | 175 | 0 | 0.0576 | 0.000591 | 9.8129
55845 | CAMS Mackinaw Power Operations LLC | 55332 | Washington County | GA | Washington | 1 | GT | OP | 198.9 | 151 | 172 |  | 6 | 2003 | NG |  | N | Y | N | IPP Non-CHP | [62 empty] | GAS | GA | Washington County Power, LLC | 55332 | T1 | 2010 |  | ARP, CAIRNOX, CAIRSO2 | 310.77 | 12 | 47782.66 |  | 0.15 | 0.0745 | 9.561 | 29056.192 | 488920.159 | 4 |  | Washington | Electric Utility | 4911 | Electric Services | 33.0917 | -82.9803 | Washington County Power, LLC (Owner) CAMS, LLC (Operator) | Phase 2 |  | Operating | Combustion turbine | Pipeline Natural Gas |  |  | Dry Low NOx Burners |  | 1944 | 10.17 | GAS | 185 | 462.2093 | 0.0745 | 0.000614 | 10.17
55845 | CAMS Mackinaw Power Operations LLC | 55332 | Washington County | GA | Washington | 2 | GT | OP | 198.9 | 151 | 172 |  | 6 | 2003 | NG |  | N | Y | N | IPP Non-CHP | [62 empty] | GAS | GA | Washington County Power, LLC | 55332 | T2 | 2010 |  | ARP, CAIRNOX, CAIRSO2 | 519.57 | 12 | 81961.56 |  | 0.257 | 0.0626 | 18.315 | 50178.642 | 844354.148 | 4 |  | Washington | Electric Utility | 4911 | Electric Services | 33.0917 | -82.9803 | Washington County Power, LLC (Owner) CAMS, LLC (Operator) | Phase 2 |  | Operating | Combustion turbine | Pipeline Natural Gas |  |  | Dry Low NOx Burners |  | 1944 | 10.051 | GAS | 189 | 450.5814 | 0.0626 | 0.000609 | 10.051
55845 | CAMS Mackinaw Power Operations LLC | 55332 | Washington County | GA | Washington | 3 | GT | OP | 198.9 | 150 | 172 |  | 6 | 2003 | NG |  | N | Y | N | IPP Non-CHP | [62 empty] | GAS | GA | Washington County Power, LLC | 55332 | T3 | 2010 |  | ARP, CAIRNOX, CAIRSO2 | 541.08 | 12 | 85951.34 |  | 0.268 | 0.0565 | 17.28 | 52109.387 | 876852.447 | 4 |  | Washington | Electric Utility | 4911 | Electric Services | 33.0917 | -82.9803 | Washington County Power, LLC (Owner) CAMS, LLC (Operator) | Phase 2 |  | Operating | Combustion turbine | Pipeline Natural Gas |  |  | Dry Low NOx Burners |  | 1944 | 9.9028 | GAS | 189 | 450.5814 | 0.0565 | 0.000611 | 9.9028
55845 | CAMS Mackinaw Power Operations LLC | 55332 | Washington County | GA | Washington | 4 | GT | OP | 198.9 | 152 | 172 |  | 6 | 2003 | NG |  | N | Y | N | IPP Non-CHP | [62 empty] | GAS | GA | Washington County Power, LLC | 55332 | T4 | 2010 |  | ARP, CAIRNOX, CAIRSO2 | 301.89 | 12 | 46031.7 |  | 0.145 | 0.0597 | 8.069 | 28191.415 | 474372.779 | 4 |  | Washington | Electric Utility | 4911 | Electric Services | 33.0917 | -82.9803 | Washington County Power, LLC (Owner) CAMS, LLC (Operator) | Phase 2 |  | Operating | Combustion turbine | Pipeline Natural Gas |  |  | Dry Low NOx Burners |  | 1944 | 10.2347 | GAS | 161 | 465.8385 | 0.0597 | 0.000611 | 10.2347
55845 | CAMS Mackinaw Power Operations LLC | 55406 | Effingham County Power Project | GA | Effingham | STG | CA | OP | 197.8 | 176 | 182 |  | 8 | 2003 | NG |  | N | Y | N | IPP Non-CHP |  |  |  |  | N | [57 empty] | GAS | [39 empty] | 0 | 0 | 10.4
55845 | CAMS Mackinaw Power Operations LLC | 55406 | Effingham County Power Project | GA | Effingham | UNT1 | CT | OP | 199.4 | 169 | 175 |  | 8 | 2003 | NG |  | N | Y | N | IPP Non-CHP |  |  |  |  | N | [57 empty] | GAS | GA | Effingham County Power, LLC | 55406 | 1 | 2010 |  | ARP, CAIRNOX, CAIRSO2 | 4758.75 | 12 | 723658.5 |  | 2.362 | 0.0233 | 54.09 | 467883.75 | 7872985.975 | 4 |  | Effingham | Electric Utility | 4911 | Electric Services | 32.2792 | -81.2842 | Effingham County Power, LLC (Owner) CAMS, LLC (Operator) | Phase 2 |  | Operating | Combined cycle | Pipeline Natural Gas |  |  | Dry Low NOx Burners Selective Catalytic Reduction |  | 1944 | 10.5884 | GAS | 189 | 460 | 0.0233 | 0.0006 | 10.5884
55845 | CAMS Mackinaw Power Operations LLC | 55406 | Effingham County Power Project | GA | Effingham | UNT2 | CT | OP | 199.4 | 164 | 170 |  | 8 | 2003 | NG |  | N | Y | N | IPP Non-CHP |  |  |  |  | N | [57 empty] | GAS | GA | Effingham County Power, LLC | 55406 | 2 | 2010 |  | ARP, CAIRNOX, CAIRSO2 | 4663.25 | 12 | 700609.25 |  | 2.297 | 0.0223 | 47.583 | 455065.4 | 7657305.1 | 4 |  | Effingham | Electric Utility | 4911 | Electric Services | 32.2792 | -81.2842 | Effingham County Power, LLC (Owner) CAMS, LLC (Operator) | Phase 2 |  | Operating | Combined cycle | Pipeline Natural Gas |  |  | Dry Low NOx Burners Selective Catalytic Reduction |  | 1944 | 10.6537 | GAS | 187 | 450 | 0.0223 | 0.0006 | 10.6537
55845 | CAMS Mackinaw Power Operations LLC | 55672 | Sandersville Energy Facility | GA | Washington | CT1 | GT | OP | 86.5 | 72.1 | 82.6 |  | 5 | 2002 | NG |  | N | Y | N | IPP Non-CHP |  |  |  |  | N | [57 empty] | GAS | GA | AL Sandersville | 55672 | CT1 | 2010 |  | ARP, CAIRNOX, CAIRSO2 | 76.83 | 12 | 5335.39 |  | 0.02 | 0.0456 | 1.133 | 4036.647 | 67906.195 | 4 |  | Washington | Electric Utility | 4911 | Electric Services | 33.1189 | -82.8608 | KGen Sandersville LLC (Owner) (Ended Mar 02, 2010) KGen Sandersville LLC (Owner/Operator) Duke Energy Corporation (Operator) (Ended Mar 02, 2010) | Phase 2 |  | Operating | Combustion turbine | Pipeline Natural Gas |  |  | Dry Low NOx Burners |  | 1150 | 12.6996 | GAS | 77 | 1963.6364 | 0.0456 | 0.000589 | 12.6996
55845 | CAMS Mackinaw Power Operations LLC | 55672 | Sandersville Energy Facility | GA | Washington | CT2 | GT | OP | 86.5 | 72.1 | 82.6 |  | 5 | 2002 | NG |  | N | Y | N | IPP Non-CHP |  |  |  |  | N | [57 empty] | GAS | GA | AL Sandersville | 55672 | CT2 | 2010 |  | ARP, CAIRNOX, CAIRSO2 | 89.79 | 12 | 6399.33 |  | 0.024 | 0.0448 | 1.323 | 4756.543 | 80020.943 | 4 |  | Washington | Electric Utility | 4911 | Electric Services | 33.1189 | -82.8608 | KGen Sandersville LLC (Owner) (Ended Mar 02, 2010) KGen Sandersville LLC (Owner/Operator) Duke Energy Corporation (Operator) (Ended Mar 02, 2010) | Phase 2 |  | Operating | Combustion turbine | Pipeline Natural Gas |  |  | Dry Low NOx Burners |  | 1150 | 12.1701 | GAS | 95 | 1924.9395 | 0.0448 | 0.0006 | 12.1701
55845 | CAMS Mackinaw Power Operations LLC | 55672 | Sandersville Energy Facility | GA | Washington | CT3 | GT | OP | 86.5 | 72 | 82.5 |  | 5 | 2002 | NG |  | N | Y | N | IPP Non-CHP |  |  |  |  | N | [57 empty] | GAS | GA | AL Sandersville | 55672 | CT3 | 2010 |  | ARP, CAIRNOX, CAIRSO2 | 99.51 | 12 | 7060.4 |  | 0.026 | 0.0394 | 1.315 | 5164.952 | 86891.209 | 4 |  | Washington | Electric Utility | 4911 | Electric Services | 33.1189 | -82.8608 | KGen Sandersville LLC (Owner) (Ended Mar 02, 2010) KGen Sandersville LLC (Owner/Operator) Duke Energy Corporation (Operator) (Ended Mar 02, 2010) | Phase 2 |  | Operating | Combustion turbine | Pipeline Natural Gas |  |  | Dry Low NOx Burners |  | 1150 | 12.2724 | GAS | 82 | 1996.9512 | 0.0394 | 0.000598 | 12.2724
55845 | CAMS Mackinaw Power Operations LLC | 55672 | Sandersville Energy Facility | GA | Washington | CT4 | GT | OP | 86.5 | 72 | 82.5 |  | 5 | 2002 | NG |  | N | Y | N | IPP Non-CHP |  |  |  |  | N | [57 empty] | GAS | GA | AL Sandersville | 55672 | CT4 | 2010 |  | ARP, CAIRNOX, CAIRSO2 | 105.7 | 12 | 7471.49 |  | 0.028 | 0.0386 | 1.407 | 5547.326 | 93337.915 | 4 |  | Washington | Electric Utility | 4911 | Electric Services | 33.1189 | -82.8608 | KGen Sandersville LLC (Owner) (Ended Mar 02, 2010) KGen Sandersville LLC (Owner/Operator) Duke Energy Corporation (Operator) (Ended Mar 02, 2010) | Phase 2 |  | Operating | Combustion turbine | Pipeline Natural Gas |  |  | Dry Low NOx Burners |  | 1150 | 12.4614 | GAS | 89 | 1960.6061 | 0.0386 | 0.0006 | 12.4614
55845 | CAMS Mackinaw Power Operations LLC | 55672 | Sandersville Energy Facility | GA | Washington | CT5 | GT | OP | 86.5 | 72.1 | 82.6 |  | 5 | 2002 | NG |  | N | Y | N | IPP Non-CHP |  |  |  |  | N | [57 empty] | GAS | GA | AL Sandersville | 55672 | CT5 | 2010 |  | ARP, CAIRNOX, CAIRSO2 | 79.54 | 12 | 5504.4 |  | 0.021 | 0.0417 | 1.105 | 4142.06 | 69680.21 | 4 |  | Washington | Electric Utility | 4911 | Electric Services | 33.1189 | -82.8608 | KGen Sandersville LLC (Owner) (Ended Mar 02, 2010) KGen Sandersville LLC (Owner/Operator) Duke Energy Corporation (Operator) (Ended Mar 02, 2010) | Phase 2 |  | Operating | Combustion turbine | Pipeline Natural Gas |  |  | Dry Low NOx Burners |  | 1150 | 12.6132 | GAS | 78 | 1970.5128 | 0.0417 | 0.000603 | 12.6132
55845 | CAMS Mackinaw Power Operations LLC | 55672 | Sandersville Energy Facility | GA | Washington | CT6 | GT | OP | 86.5 | 72.1 | 82.6 |  | 5 | 2002 | NG |  | N | Y | N | IPP Non-CHP |  |  |  |  | N | [57 empty] | GAS | GA | AL Sandersville | 55672 | CT6 | 2010 |  | ARP, CAIRNOX, CAIRSO2 | 77.1 | 12 | 5300.92 |  | 0.02 | 0.0455 | 1.281 | 4024.534 | 67702.367 | 4 |  | Washington | Electric Utility | 4911 | Electric Services | 33.1189 | -82.8608 | KGen Sandersville LLC (Owner) (Ended Mar 02, 2010) KGen Sandersville LLC (Owner/Operator) Duke Energy Corporation (Operator) (Ended Mar 02, 2010) | Phase 2 |  | Operating | Combustion turbine | Pipeline Natural Gas |  |  | Dry Low NOx Burners |  | 1150 | 12.7446 | GAS | 78 | 1970.5128 | 0.0455 | 0.000591 | 12.7446
55845 | CAMS Mackinaw Power Operations LLC | 55672 | Sandersville Energy Facility | GA | Washington | CT7 | GT | OP | 86.5 | 72 | 82.5 |  | 5 | 2002 | NG |  | N | Y | N | IPP Non-CHP |  |  |  |  | N | [57 empty] | GAS | GA | AL Sandersville | 55672 | CT7 | 2010 |  | ARP, CAIRNOX, CAIRSO2 | 98.92 | 12 | 7014.37 |  | 0.026 | 0.045 | 1.562 | 5135.025 | 86399.013 | 4 |  | Washington | Electric Utility | 4911 | Electric Services | 33.1189 | -82.8608 | KGen Sandersville LLC (Owner) (Ended Mar 02, 2010) KGen Sandersville LLC (Owner/Operator) Duke Energy Corporation (Operator) (Ended Mar 02, 2010) | Phase 2 |  | Operating | Combustion turbine | Pipeline Natural Gas |  |  | Dry Low NOx Burners |  | 1150 | 12.2536 | GAS | 95 | 1924.2424 | 0.045 | 0.000602 | 12.2536
55845 | CAMS Mackinaw Power Operations LLC | 55672 | Sandersville Energy Facility | GA | Washington | CT8 | GT | OP | 86.5 | 72 | 82.5 |  | 5 | 2002 | NG |  | N | Y | N | IPP Non-CHP |  |  |  |  | N | [57 empty] | GAS | GA | AL Sandersville | 55672 | CT8 | 2010 |  | ARP, CAIRNOX, CAIRSO2 | 62.35 | 12 | 4288.11 |  | 0.016 | 0.0551 | 1.276 | 3254.427 | 54755.806 | 4 |  | Washington | Electric Utility | 4911 | Electric Services | 33.1189 | -82.8608 | KGen Sandersville LLC (Owner) (Ended Mar 02, 2010) KGen Sandersville LLC (Owner/Operator) Duke Energy Corporation (Operator) (Ended Mar 02, 2010) | Phase 2 |  | Operating | Combustion turbine | Pipeline Natural Gas |  |  | Dry Low NOx Burners |  | 1150 | 12.733 | GAS | 78 | 1971.1538 | 0.0551 | 0.000584 | 12.733
55846 | Newark Bay Cogeneration Partnership LP | 50385 | Newark Bay Cogeneration Partnership LP | NJ | Essex | GEN1 | CT | OP | 58 | 42 | 49.5 |  | 5 | 1993 | NG | KER | Y | Y | Y | IPP CHP |  |  |  |  | N | [57 empty] | GAS | NJ | Newark Bay Cogen | 50385 | 1001 | 2010 |  | ARP, CAIRNOX, CAIROS, CAIRSO2, RGGI | 3360.97 | 12 | 199704.17 |  | 0.526 | 0.0331 | 20.028 | 104085.454 | 1751437.031 | 2 |  | Essex | Cogeneration | 4931 | Elec & Other Services Combined | 40.7197 | -74.13 | Newark Bay Cogen Partnership, LP (Owner) Wood Group Power Operations, Inc. (Operator) | Phase 2 |  | Operating | Combined cycle | Pipeline Natural Gas | Diesel Oil |  | Selective Catalytic Reduction Steam Injection |  | 640 | 8.5304 | GAS | 70 | -207.0707 | 0.0331 | 0.000601 | 8.5304
55846 | Newark Bay Cogeneration Partnership LP | 50385 | Newark Bay Cogeneration Partnership LP | NJ | Essex | GEN2 | CT | OP | 58 | 42 | 49.5 |  | 4 | 1993 | NG | KER | Y | Y | Y | IPP CHP |  |  |  |  | N | [57 empty] | GAS | NJ | Newark Bay Cogen | 50385 | 1001 | 2010 |  | ARP, CAIRNOX, CAIROS, CAIRSO2, RGGI | 3360.97 | 12 | 199704.17 |  | 0.526 | 0.0331 | 20.028 | 104085.454 | 1751437.031 | 2 |  | Essex | Cogeneration | 4931 | Elec & Other Services Combined | 40.7197 | -74.13 | Newark Bay Cogen Partnership, LP (Owner) Wood Group Power Operations, Inc. (Operator) | Phase 2 |  | Operating | Combined cycle | Pipeline Natural Gas | Diesel Oil |  | Selective Catalytic Reduction Steam Injection |  | 640 | 8.5304 | GAS | 70 | -207.0707 | 0.0331 | 0.000601 | 8.5304
55846 | Newark Bay Cogeneration Partnership LP | 50385 | Newark Bay Cogeneration Partnership LP | NJ | Essex | GEN3 | CA | OP | 40 | 36.2 | 37.2 |  | 6 | 1993 | NG | KER | Y | Y | Y | IPP CHP |  |  |  |  | N | [57 empty] | GAS | [39 empty] | 0 | 0 | 10.4
55847 | Snyder Wind Farm LLC | 56602 | Snyder Wind Farm | TX | Lincoln | SNY1 | WT | OP | 63 | 63 | 63 |  | 12 | 2007 | WND |  | N | Y | N | IPP Non-CHP | [62 empty] | N/A | [39 empty] | 0 | 0 | 10.4
55849 | Domtar Paper Co LLC Kingsport Mill | 10252 | Weyerhaeuser Kingsport Mill | TN | Sullivan | NO.1 | ST | OP | 50 | 46.5 | 47 |  | 10 | 2006 | BLQ | WDS | N | Y | N | Industrial CHP |  |  |  |  | N | [57 empty] | LIQUID | [39 empty] | 0.0842 | 0.049001 | 10.4
55850 | US Renewables Group | 10502 | Thermal Energy Dev Partnshp LP | CA | San Joaquin | GEN1 | ST | OP | 23 | 19.5 | 18.5 |  | 5 | 1990 | WDS | AB | Y | Y | N | IPP Non-CHP |  |  |  |  | N | [57 empty] | OTHER SOLID | [39 empty] | 0.5034 | 0.029123 | 13.6478
55852 | Las Vegas Power Company LLC | 55514 | Apex Generating Station | NV | Clark | CTG1 | CT | OP | 174 | 149.6 | 163.6 |  | 5 | 2003 | NG |  | N | Y | N | IPP Non-CHP | [62 empty] | GAS | NV | Apex Generating Station | 55514 | CTG01 | 2010 |  | ARP | 4427.69 | 12 | 817962.64 |  | 1.743 | 0.0162 | 33.174 | 343274.413 | 5776388.508 | 9 |  | Clark | Electric Utility | 4911 | Electric Services | 36.4178 | -114.9622 | Las Vegas Power Company, LLC (Owner/Operator) | Phase 2 |  | Operating | Combined cycle | Pipeline Natural Gas |  |  | Dry Low NOx Burners Selective Catalytic Reduction |  | 2410 | 6.9124 | GAS | 257 | 714.5477 | 0.0162 | 0.000603 | 9.3972
55852 | Las Vegas Power Company LLC | 55514 | Apex Generating Station | NV | Clark | CTG2 | CT | OP | 174 | 149.6 | 163.6 |  | 5 | 2003 | NG |  | N | Y | N | IPP Non-CHP | [62 empty] | GAS | NV | Apex Generating Station | 55514 | CTG02 | 2010 |  | ARP | 5195.77 | 12 | 973293.61 |  | 2.1 | 0.0153 | 39.95 | 413687.379 | 6960997.41 | 9 |  | Clark | Electric Utility | 4911 | Electric Services | 36.4178 | -114.9622 | Las Vegas Power Company, LLC (Owner/Operator) | Phase 2 |  | Operating | Combined cycle | Pipeline Natural Gas |  |  | Dry Low NOx Burners Selective Catalytic Reduction |  | 2410 | 7.021 | GAS | 256 | 717.6039 | 0.0153 | 0.000603 | 7.021
55852 | Las Vegas Power Company LLC | 55514 | Apex Generating Station | NV | Clark | STG1 | CA | OP | 252.6 | 195.2 | 213.4 |  | 5 | 2003 | NG |  | N | Y | N | IPP Non-CHP | [62 empty] | GAS | [39 empty] | 0 | 0 | 10.4
55855 | Rough and Ready Lumber Company | 50945 | R & R Lumber | OR | Josephine | ST1 | ST | OP | 1.5 | 1.4 | 1.4 |  | 2 | 2008 | WDS |  | N | Y | N | Industrial Non-CHP | [62 empty] | OTHER SOLID | [39 empty] | 0.5034 | 0.0088946 | 14.8083
55858 | Energy Developments Inc | 56113 | Tessman Road | TX | Bexar | 1 | IC | OP | 1.4 | 1.4 | 1.4 |  | 5 | 2003 | LFG |  | N | Y | N | IPP Non-CHP | [62 empty] | GAS | [39 empty] | 1.1659 | 0.0016829 | 10.4
55858 | Energy Developments Inc | 56113 | Tessman Road | TX | Bexar | 2 | IC | OP | 1.4 | 1.4 | 1.4 |  | 5 | 2003 | LFG |  | N | Y | N | IPP Non-CHP | [62 empty] | GAS | [39 empty] | 1.1659 | 0.0016829 | 10.4
55858 | Energy Developments Inc | 56113 | Tessman Road | TX | Bexar | 3 | IC | OP | 1.4 | 1.4 | 1.4 |  | 5 | 2003 | LFG |  | N | Y | N | IPP Non-CHP | [62 empty] | GAS | [39 empty] | 1.1659 | 0.0016829 | 10.4
55858 | Energy Developments Inc | 56113 | Tessman Road | TX | Bexar | 4 | IC | OP | 1.4 | 1.4 | 1.4 |  | 5 | 2003 | LFG |  | N | Y | N | IPP Non-CHP | [62 empty] | GAS | [39 empty] | 1.1659 | 0.0016829 | 10.4
55858 | Energy Developments Inc | 56113 | Tessman Road | TX | Bexar | 5 | IC | OP | 1.4 | 1.4 | 1.4 |  | 5 | 2003 | LFG |  | N | Y | N | IPP Non-CHP | [62 empty] | GAS | [39 empty] | 1.1659 | 0.0016829 | 10.4
55858 | Energy Developments Inc | 56113 | Tessman Road | TX | Bexar | 6 | IC | OP | 1.4 | 1.4 | 1.4 |  | 5 | 2003 | LFG |  | N | Y | N | IPP Non-CHP | [62 empty] | GAS | [39 empty] | 1.1659 | 0.0016829 | 10.4
55858 | Energy Developments Inc | 56863 | Model Gas Power Station | OH | FRANKLIN | 1 | IC | OP | 1.4 | 1.4 | 1.4 |  | 3 | 2001 | LFG |  | N | Y | N | IPP Non-CHP | [62 empty] | GAS | [39 empty] | 1.1659 | 0.0016829 | 10.4
55858 | Energy Developments Inc | 56863 | Model Gas Power Station | OH | FRANKLIN | 2 | IC | OP | 1.4 | 1.4 | 1.4 |  | 3 | 2001 | LFG |  | N | Y | N | IPP Non-CHP | [62 empty] | GAS | [39 empty] | 1.1659 | 0.0016829 | 10.4
55858 | Energy Developments Inc | 56864 | Covel Gardens Gas Recovery | TX | BEXAR | 1 | IC | OP | 1.6 | 1.6 | 1.6 |  | 11 | 2005 | LFG |  | N | Y | N | IPP Non-CHP | [62 empty] | GAS | [39 empty] | 1.1659 | 0.0016829 | 10.4
55858 | Energy Developments Inc | 56864 | Covel Gardens Gas Recovery | TX | BEXAR | 2 | IC | OP | 1.6 | 1.6 | 1.6 |  | 11 | 2005 | LFG |  | N | Y | N | IPP Non-CHP | [62 empty] | GAS | [39 empty] | 1.1659 | 0.0016829 | 10.4
55858 | Energy Developments Inc | 56864 | Covel Gardens Gas Recovery | TX | BEXAR | 3 | IC | OP | 1.6 | 1.6 | 1.6 |  | 11 | 2005 | LFG |  | N | Y | N | IPP Non-CHP | [62 empty] | GAS | [39 empty] | 1.1659 | 0.0016829 | 10.4
55858 | Energy Developments Inc | 56864 | Covel Gardens Gas Recovery | TX | BEXAR | 4 | IC | OP | 1.6 | 1.6 | 1.6 |  | 11 | 2005 | LFG |  | N | Y | N | IPP Non-CHP | [62 empty] | GAS | [39 empty] | 1.1659 | 0.0016829 | 10.4
55858 | Energy Developments Inc | 56864 | Covel Gardens Gas Recovery | TX | BEXAR | 5 | IC | OP | 1.6 | 1.6 | 1.6 |  | 11 | 2005 | LFG |  | N | Y | N | IPP Non-CHP | [62 empty] | GAS | [39 empty] | 1.1659 | 0.0016829 | 10.4
55858 | Energy Developments Inc | 56864 | Covel Gardens Gas Recovery | TX | BEXAR | 6 | IC | OP | 1.6 | 1.6 | 1.6 |  | 11 | 2005 | LFG |  | N | Y | N | IPP Non-CHP | [62 empty] | GAS | [39 empty] | 1.1659 | 0.0016829 | 10.4
55858 | Energy Developments Inc | 56865 | Ottawa County Project | OH | OTTAWA | 1 | IC | OP | 1.4 | 1.4 | 1.4 |  | 3 | 2001 | LFG |  | N | Y | N | IPP Non-CHP | [62 empty] | GAS | [39 empty] | 1.1659 | 0.0016829 | 10.4
55858 | Energy Developments Inc | 56865 | Ottawa County Project | OH | OTTAWA | 2 | IC | OP | 1.4 | 1.4 | 1.4 |  | 3 | 2001 | LFG |  | N | Y | N | IPP Non-CHP | [62 empty] | GAS | [39 empty] | 1.1659 | 0.0016829 | 10.4
55858 | Energy Developments Inc | 56865 | Ottawa County Project | OH | OTTAWA | 3 | IC | OP | 1.4 | 1.4 | 1.4 |  | 5 | 2004 | LFG |  | N | Y | N | IPP Non-CHP | [62 empty] | GAS | [39 empty] | 1.1659 | 0.0016829 | 10.4
55858 | Energy Developments Inc | 56867 | Roberts Road Power Plant | GA | FAYETTE | 1 | IC | OP | 1.4 | 1.4 | 1.4 |  | 10 | 2003 | LFG |  | N | Y | N | IPP Non-CHP | [62 empty] | GAS | [39 empty] | 1.1659 | 0.0016829 | 10.4
55858 | Energy Developments Inc | 56868 | Carbon Limestone | OH | Mahoning | 1 | IC | OP | 1.4 | 1.4 | 1.4 |  | 11 | 2001 | LFG |  | N | Y | N | IPP Non-CHP | [62 empty] | GAS | [39 empty] | 1.1659 | 0.0016829 | 10.4
55858 | Energy Developments Inc | 56868 | Carbon Limestone | OH | Mahoning | 10 | IC | OP | 1.4 | 1.4 | 1.4 |  | 11 | 2001 | LFG |  | N | Y | N | IPP Non-CHP | [62 empty] | GAS | [39 empty] | 1.1659 | 0.0016829 | 10.4
55858 | Energy Developments Inc | 56868 | Carbon Limestone | OH | Mahoning | 11 | IC | OP | 1.4 | 1.4 | 1.4 |  | 11 | 2001 | LFG |  | N | Y | N | IPP Non-CHP | [62 empty] | GAS | [39 empty] | 1.1659 | 0.0016829 | 10.4
55858 | Energy Developments Inc | 56868 | Carbon Limestone | OH | Mahoning | 12 | IC | OP | 1.4 | 1.4 | 1.4 |  | 12 | 2003 | LFG |  | N | Y | N | IPP Non-CHP | [62 empty] | GAS | [39 empty] | 1.1659 | 0.0016829 | 10.4
55858 | Energy Developments Inc | 56868 | Carbon Limestone | OH | Mahoning | 13 | IC | OP | 1.4 | 1.4 | 1.4 |  | 12 | 2003 | LFG |  | N | Y | N | IPP Non-CHP | [62 empty] | GAS | [39 empty] | 1.1659 | 0.0016829 | 10.4
55858 | Energy Developments Inc | 56868 | Carbon Limestone | OH | Mahoning | 14 | IC | OP | 1.4 | 1.4 | 1.4 |  | 1 | 2006 | LFG |  | N | Y | N | IPP Non-CHP | [62 empty] | GAS | [39 empty] | 1.1659 | 0.0016829 | 10.4
55858 | Energy Developments Inc | 56868 | Carbon Limestone | OH | Mahoning | 15 | IC | OP | 1.4 | 1.4 | 1.4 |  | 4 | 2011 | LFG |  | N | Y | N | IPP Non-CHP | [62 empty] | GAS | [39 empty] | 1.1659 | 0.0016829 | 10.4
55858 | Energy Developments Inc | 56868 | Carbon Limestone | OH | Mahoning | 16 | IC | OP | 1.4 | 1.4 | 1.4 |  | 4 | 2011 | LFG |  | N | Y | N | IPP Non-CHP | [62 empty] | GAS | [39 empty] | 1.1659 | 0.0016829 | 10.4
55858 | Energy Developments Inc | 56868 | Carbon Limestone | OH | Mahoning | 2 | IC | OP | 1.4 | 1.4 | 1.4 |  | 11 | 2001 | LFG |  | N | Y | N | IPP Non-CHP | [62 empty] | GAS | [39 empty] | 1.1659 | 0.0016829 | 10.4
55858 | Energy Developments Inc | 56868 | Carbon Limestone | OH | Mahoning | 3 | IC | OP | 1.4 | 1.4 | 1.4 |  | 11 | 2001 | LFG |  | N | Y | N | IPP Non-CHP | [62 empty] | GAS | [39 empty] | 1.1659 | 0.0016829 | 10.4
55858 | Energy Developments Inc | 56868 | Carbon Limestone | OH | Mahoning | 4 | IC | OP | 1.4 | 1.4 | 1.4 |  | 11 | 2001 | LFG |  | N | Y | N | IPP Non-CHP | [62 empty] | GAS | [39 empty] | 1.1659 | 0.0016829 | 10.4
55858 | Energy Developments Inc | 56868 | Carbon Limestone | OH | Mahoning | 5 | IC | OP | 1.4 | 1.4 | 1.4 |  | 11 | 2001 | LFG |  | N | Y | N | IPP Non-CHP | [62 empty] | GAS | [39 empty] | 1.1659 | 0.0016829 | 10.4
55858 | Energy Developments Inc | 56868 | Carbon Limestone | OH | Mahoning | 6 | IC | OP | 1.4 | 1.4 | 1.4 |  | 11 | 2001 | LFG |  | N | Y | N | IPP Non-CHP | [62 empty] | GAS | [39 empty] | 1.1659 | 0.0016829 | 10.4
55858 | Energy Developments Inc | 56868 | Carbon Limestone | OH | Mahoning | 7 | IC | OP | 1.4 | 1.4 | 1.4 |  | 11 | 2001 | LFG |  | N | Y | N | IPP Non-CHP | [62 empty] | GAS | [39 empty] | 1.1659 | 0.0016829 | 10.4
55858 | Energy Developments Inc | 56868 | Carbon Limestone | OH | Mahoning | 8 | IC | OP | 1.4 | 1.4 | 1.4 |  | 11 | 2001 | LFG |  | N | Y | N | IPP Non-CHP | [62 empty] | GAS | [39 empty] | 1.1659 | 0.0016829 | 10.4
55858 | Energy Developments Inc | 56868 | Carbon Limestone | OH | Mahoning | 9 | IC | OP | 1.4 | 1.4 | 1.4 |  | 11 | 2001 | LFG |  | N | Y | N | IPP Non-CHP | [62 empty] | GAS | [39 empty] | 1.1659 | 0.0016829 | 10.4
55858 | Energy Developments Inc | 56869 | Loraine County Project | OH | LORAIN | 1 | IC | OP | 1.4 | 1.4 | 1.4 |  | 12 | 2001 | LFG |  | N | Y | N | IPP Non-CHP | [62 empty] | GAS | [39 empty] | 1.1659 | 0.0016829 | 10.4
55858 | Energy Developments Inc | 56869 | Loraine County Project | OH | LORAIN | 2 | IC | OP | 1.4 | 1.4 | 1.4 |  | 12 | 2001 | LFG |  | N | Y | N | IPP Non-CHP | [62 empty] | GAS | [39 empty] | 1.1659 | 0.0016829 | 10.4
55858 | Energy Developments Inc | 56869 | Loraine County Project | OH | LORAIN | 3 | IC | OP | 1.4 | 1.4 | 1.4 |  | 12 | 2001 | LFG |  | N | Y | N | IPP Non-CHP | [62 empty] | GAS | [39 empty] | 1.1659 | 0.0016829 | 10.4
55858 | Energy Developments Inc | 56869 | Loraine County Project | OH | LORAIN | 4 | IC | OP | 1.4 | 1.4 | 1.4 |  | 12 | 2001 | LFG |  | N | Y | N | IPP Non-CHP | [62 empty] | GAS | [39 empty] | 1.1659 | 0.0016829 | 10.4
55858 | Energy Developments Inc | 56869 | Loraine County Project | OH | LORAIN | 5 | IC | OP | 1.4 | 1.4 | 1.4 |  | 12 | 2001 | LFG |  | N | Y | N | IPP Non-CHP | [62 empty] | GAS | [39 empty] | 1.1659 | 0.0016829 | 10.4
55858 | Energy Developments Inc | 56869 | Loraine County Project | OH | LORAIN | 6 | IC | OP | 1.4 | 1.4 | 1.4 |  | 12 | 2001 | LFG |  | N | Y | N | IPP Non-CHP | [62 empty] | GAS | [39 empty] | 1.1659 | 0.0016829 | 10.4
55858 | Energy Developments Inc | 56869 | Loraine County Project | OH | LORAIN | 7 | IC | OP | 1.4 | 1.4 | 1.4 |  | 7 | 2003 | LFG |  | N | Y | N | IPP Non-CHP | [62 empty] | GAS | [39 empty] | 1.1659 | 0.0016829 | 10.4
55858 | Energy Developments Inc | 56869 | Loraine County Project | OH | LORAIN | 8 | IC | OP | 1.4 | 1.4 | 1.4 |  | 7 | 2003 | LFG |  | N | Y | N | IPP Non-CHP | [62 empty] | GAS | [39 empty] | 1.1659 | 0.0016829 | 10.4
55858 | Energy Developments Inc | 56870 | Taylor | GA | Taylor | 1 | IC | OP | 1 | 1 | 1 |  | 9 | 2003 | LFG |  | N | Y | N | IPP Non-CHP | [62 empty] | GAS | [39 empty] | 1.1659 | 0.0016829 | 10.4
55858 | Energy Developments Inc | 56870 | Taylor | GA | Taylor | 2 | IC | OP | 1 | 1 | 1 |  | 9 | 2003 | LFG |  | N | Y | N | IPP Non-CHP | [62 empty] | GAS | [39 empty] | 1.1659 | 0.0016829 | 10.4
55858 | Energy Developments Inc | 56870 | Taylor | GA | Taylor | 3 | IC | OP | 1 | 1 | 1 |  | 9 | 2003 | LFG |  | N | Y | N | IPP Non-CHP | [62 empty] | GAS | [39 empty] | 1.1659 | 0.0016829 | 10.4
55858 | Energy Developments Inc | 56870 | Taylor | GA | Taylor | 4 | IC | OP | 1 | 1 | 1 |  | 9 | 2003 | LFG |  | N | Y | N | IPP Non-CHP | [62 empty] | GAS | [39 empty] | 1.1659 | 0.0016829 | 10.4
55858 | Energy Developments Inc | 56870 | Taylor | GA | Taylor | 5 | IC | OP | 1 | 1 | 1 |  | 12 | 2011 | LFG |  | N | Y | N | IPP Non-CHP | [62 empty] | GAS | [39 empty] | 1.1659 | 0.0016829 | 10.4
55858 | Energy Developments Inc | 56870 | Taylor | GA | Taylor | 6 | IC | OP | 1 | 1 | 1 |  | 12 | 2011 | LFG |  | N | Y | N | IPP Non-CHP | [62 empty] | GAS | [39 empty] | 1.1659 | 0.0016829 | 10.4
55858 | Energy Developments Inc | 56870 | Taylor | GA | Taylor | 7 | IC | OP | 1 | 1 | 1 |  | 12 | 2011 | LFG |  | N | Y | N | IPP Non-CHP | [62 empty] | GAS | [39 empty] | 1.1659 | 0.0016829 | 10.4
55858 | Energy Developments Inc | 56870 | Taylor | GA | Taylor | 8 | IC | OP | 1 | 1 | 1 |  | 12 | 2011 | LFG |  | N | Y | N | IPP Non-CHP | [62 empty] | GAS | [39 empty] | 1.1659 | 0.0016829 | 10.4
55858 | Energy Developments Inc | 56871 | Zion Landfill Gas to Energy Facility | IL | LAKE | 1 | IC | OP | 1.4 | 1.4 | 1.4 |  | 7 | 2002 | LFG |  | N | Y | N | IPP Non-CHP | [62 empty] | GAS | [39 empty] | 1.1659 | 0.0016829 | 10.4
55858 | Energy Developments Inc | 56871 | Zion Landfill Gas to Energy Facility | IL | LAKE | 2 | IC | OP | 1.4 | 1.4 | 1.4 |  | 7 | 2002 | LFG |  | N | Y | N | IPP Non-CHP | [62 empty] | GAS | [39 empty] | 1.1659 | 0.0016829 | 10.4
55858 | Energy Developments Inc | 56871 | Zion Landfill Gas to Energy Facility | IL | LAKE | 3 | IC | OP | 1.4 | 1.4 | 1.4 |  | 7 | 2002 | LFG |  | N | Y | N | IPP Non-CHP | [62 empty] | GAS | [39 empty] | 1.1659 | 0.0016829 | 10.4
55858 | Energy Developments Inc | 56871 | Zion Landfill Gas to Energy Facility | IL | LAKE | 4 | IC | OP | 1.4 | 1.4 | 1.4 |  | 7 | 2002 | LFG |  | N | Y | N | IPP Non-CHP | [62 empty] | GAS | [39 empty] | 1.1659 | 0.0016829 | 10.4
55858 | Energy Developments Inc | 56871 | Zion Landfill Gas to Energy Facility | IL | LAKE | 5 | IC | OP | 1.4 | 1.4 | 1.4 |  | 8 | 2007 | LFG |  | N | Y | N | IPP Non-CHP | [62 empty] | GAS | [39 empty] | 1.1659 | 0.0016829 | 10.4
55862 | Logan Wind Energy LLC | 56613 | Logan Wind Energy | CO | Logan | 1 | WT | OP | 201 | 201 | 201 |  | 10 | 2007 | WND |  | N | Y | N | IPP Non-CHP | [62 empty] | N/A | [39 empty] | 0 | 0 | 10.4
55863 | Evergreen Packaging Inc | 10627 | Pine Bluff Mill | AR | Jefferson | 1TG1 | ST | OP | 40 | 32 | 31 |  | 5 | 1958 | BLQ | PUR | Y | Y | Y | Industrial CHP |  |  |  |  | N | [57 empty] | LIQUID | [39 empty] | 0.1517 | 0.049001 | 10.4
55863 | Evergreen Packaging Inc | 10627 | Pine Bluff Mill | AR | Jefferson | 2TG1 | ST | OP | 20 | 15 | 15 |  | 5 | 1958 | BLQ | PUR | Y | Y | Y | Industrial CHP |  |  |  |  | N | [57 empty] | LIQUID | [39 empty] | 0.1517 | 0.049001 | 10.4
55863 | Evergreen Packaging Inc | 10627 | Pine Bluff Mill | AR | Jefferson | 3TG1 | ST | OP | 25 | 13 | 13 |  | 11 | 1962 | BLQ | PUR | Y | Y | Y | Industrial CHP |  |  |  |  | N | [57 empty] | LIQUID | [39 empty] | 0.1517 | 0.049001 | 10.4
55866 | Old Trail Wind Farm LLC | 56614 | Old Trail Wind Farm | IL | McLean | 2 | WT | OP | 198 | 198 | 198 |  | 12 | 2007 | WND |  | N | Y | N | IPP Non-CHP | [62 empty] | N/A | [39 empty] | 0 | 0 | 10.4
55867 | NewPage Corp-Escanaba | 10208 | Escanaba Paper Company | MI | Delta | NO.7 | ST | OP | 27.2 | 32 | 32 |  | 1 | 1969 | BIT | WDS | Y | Y | Y | Industrial CHP | [5 empty] | Y | [56 empty] | COAL | [39 empty] | 0.49682 | 0.91059 | 11.6977
55867 | NewPage Corp-Escanaba | 10208 | Escanaba Paper Company | MI | Delta | NO.8 | ST | OP | 22.1 | 23 | 23 |  | 1 | 1972 | BLQ | WDS | Y | Y | Y | Industrial CHP | [62 empty] | LIQUID | [39 empty] | 0.11138 | 0.049001 | 10.4
55867 | NewPage Corp-Escanaba | 10208 | Escanaba Paper Company | MI | Delta | NO9 | ST | OP | 54 | 45 | 45 |  | 1 | 1982 | BIT | WDS | Y | Y | Y | Industrial CHP | [5 empty] | Y | [56 empty] | COAL | [39 empty] | 0.35212 | 0.60908 | 10.9655
55868 | Noble Wind Operations LLC | 56618 | Noble Clinton Windpark LLC | NY | Clinton | 1 | WT | OP | 100.5 | 100.5 | 100.5 |  | 5 | 2008 | WND |  | N | Y | N | IPP Non-CHP | [62 empty] | N/A | [39 empty] | 0 | 0 | 10.4
55868 | Noble Wind Operations LLC | 56620 | Noble Bliss Windpark LLC | NY | Wyoming | 1 | WT | OP | 100.5 | 100.5 | 100.5 |  | 5 | 2008 | WND |  | N | Y | N | IPP Non-CHP | [62 empty] | N/A | [39 empty] | 0 | 0 | 10.4
55868 | Noble Wind Operations LLC | 56901 | Noble Altona Windpark LLC | NY | Clinton | 1 | WT | OP | 97.5 | 97.5 | 97.5 |  | 4 | 2009 | WND |  | N | Y | N | IPP Non-CHP |  |  |  |  | N | [57 empty] | N/A | [39 empty] | 0 | 0 | 10.4
55868 | Noble Wind Operations LLC | 56904 | Noble Chateaugay Windpark LLC | NY | Franklin | 1 | WT | OP | 106.5 | 106.5 | 106.5 |  | 4 | 2009 | WND |  | N | Y | N | IPP Non-CHP |  |  |  |  | N | [57 empty] | N/A | [39 empty] | 0 | 0 | 10.4
55868 | Noble Wind Operations LLC | 56619 | Noble Ellenburg Windpark LLC | NY | Clinton | 1 | WT | OP | 81 | 81 | 81 |  | 5 | 2008 | WND |  | N | Y | N | IPP Non-CHP | [62 empty] | N/A | [39 empty] | 0 | 0 | 10.4
55868 | Noble Wind Operations LLC | 56902 | Noble Wethersfield Windpark LLC | NY | Wyoming | 1 | WT | OP | 126 | 126 | 126 |  | 4 | 2009 | WND |  | N | Y | N | IPP Non-CHP |  |  |  |  | N | [57 empty] | N/A | [39 empty] | 0 | 0 | 10.4
55868 | Noble Wind Operations LLC | 56905 | Noble Great Plains Windpark LLC | TX | Hansford | 1 | WT | OP | 114 | 114 | 114 |  | 1 | 2009 | WND |  | N | Y | N | IPP Non-CHP | [62 empty] | N/A | [39 empty] | 0 | 0 | 10.4
55871 | Veolia ES Pinellas Inc | 50884 | Pinellas County Resource Recovery | FL | Pinellas | GEN1 | ST | OP | 50.5 | 41.1 | 41.1 |  | 1 | 1983 | MSW |  | N | Y | N | IPP Non-CHP |  |  |  |  | N | [57 empty] | OTHER SOLID | [39 empty] | 0 | 0 | 10.4
55871 | Veolia ES Pinellas Inc | 50884 | Pinellas County Resource Recovery | FL | Pinellas | GEN2 | ST | OP | 26 | 17 | 17 |  | 4 | 1986 | MSW |  | N | Y | N | IPP Non-CHP |  |  |  |  | N | [57 empty] | OTHER SOLID | [39 empty] | 0 | 0 | 10.4
55873 | Harvest I | 56635 | Harvest Windfarm LLC | MI | Huron | 1 | WT | OP | 52.8 | 52.8 | 52.8 |  | 1 | 2008 | WND |  | N | Y | N | IPP Non-CHP |  |  |  |  | N | [57 empty] | N/A | [39 empty] | 0 | 0 | 10.4
55876 | Capitol Broadcasting Company Inc | 50468 | Rocky Mount Mill | NC | Nash | 1 | HY | OP | 0.6 | 0.5 | 0.5 |  | 1 | 1949 | WAT |  | N | Y | N | Industrial Non-CHP |  |  |  |  | N | [57 empty] | N/A | [39 empty] | 0 | 0 | 10.4
55876 | Capitol Broadcasting Company Inc | 50468 | Rocky Mount Mill | NC | Nash | 2 | HY | OP | 0.5 | 0.4 | 0.4 |  | 1 | 1941 | WAT |  | N | Y | N | Industrial Non-CHP |  |  |  |  | N | [57 empty] | N/A | [39 empty] | 0 | 0 | 10.4
55876 | Capitol Broadcasting Company Inc | 50468 | Rocky Mount Mill | NC | Nash | 3 | HY | OP | 0.5 | 0.1 | 0.2 |  | 1 | 1949 | WAT |  | N | Y | N | Industrial Non-CHP |  |  |  |  | N | [57 empty] | N/A | [39 empty] | 0 | 0 | 10.4
55877 | RG Steel, LLC | 10485 | RG Steel Sparrows Point, LLC | MD | Baltimore | GEN1 | ST | OP | 30 | 152.3 | 152.4 | H001 | 1 | 1949 | BFG | NG | Y | Y | Y | Industrial CHP |  |  |  |  | N | [57 empty] | GAS | [39 empty] | 0.047171 | 0.0019484 | 10.4
55877 | RG Steel, LLC | 10485 | RG Steel Sparrows Point, LLC | MD | Baltimore | GEN2 | ST | OP | 30 |  |  | H001 | 1 | 1949 | BFG | NG | Y | Y | Y | Industrial CHP |  |  |  |  | N | [57 empty] | GAS | [39 empty] | 0.047171 | 0.0019484 | 10.4
55877 | RG Steel, LLC | 10485 | RG Steel Sparrows Point, LLC | MD | Baltimore | GEN3 | ST | OP | 30 |  |  | H001 | 1 | 1949 | BFG | NG | Y | Y | Y | Industrial CHP |  |  |  |  | N | [57 empty] | GAS | [39 empty] | 0.047171 | 0.0019484 | 10.4
55877 | RG Steel, LLC | 10485 | RG Steel Sparrows Point, LLC | MD | Baltimore | GEN4 | ST | OP | 30 |  |  | H001 | 1 | 1949 | BFG | NG | Y | Y | Y | Industrial CHP |  |  |  |  | N | [57 empty] | GAS | [39 empty] | 0.047171 | 0.0019484 | 10.4
55879 | Optim Energy LLC | 50815 | Optim Energy Altura Cogen LLC | TX | Harris | GEN1 | CT | OP | 84.9 | 64 | 74 |  | 11 | 1985 | NG |  | N | Y | Y | IPP CHP |  |  |  |  | N | [57 empty] | GAS | TX | Optim Energy Altura Cogen, LLC | 50815 | ENG601 | 2010 |  | ARP, CAIRNOX, CAIRSO2 | 8330.63 | 12 | 508665.15 |  | 1.839 | 0.0264 | 80.036 | 365748.966 | 6154410.192 | 6 |  | Harris | Cogeneration | 4911 | Electric Services | 29.8161 | -95.0177 | Optim Energy Altura Cogen, LLC (Owner/Operator) | Phase 2 |  | Operating | Combined cycle | Pipeline Natural Gas |  |  | Dry Low NOx Burners |  | 1080 | 10.8806 | GAS | 103 | -195.9459 | 0.0264 | 0.000598 | 10.8806
55879 | Optim Energy LLC | 50815 | Optim Energy Altura Cogen LLC | TX | Harris | GEN2 | CT | OP | 84.9 | 64 | 74 |  | 12 | 1985 | NG |  | N | Y | Y | IPP CHP |  |  |  |  | N | [57 empty] | GAS | TX | Optim Energy Altura Cogen, LLC | 50815 | ENG601 | 2010 |  | ARP, CAIRNOX, CAIRSO2 | 8330.63 | 12 | 508665.15 |  | 1.839 | 0.0264 | 80.036 | 365748.966 | 6154410.192 | 6 |  | Harris | Cogeneration | 4911 | Electric Services | 29.8161 | -95.0177 | Optim Energy Altura Cogen, LLC (Owner/Operator) | Phase 2 |  | Operating | Combined cycle | Pipeline Natural Gas |  |  | Dry Low NOx Burners |  | 1080 | 10.8806 | GAS | 103 | -195.9459 | 0.0264 | 0.000598 | 10.8806
55879 | Optim Energy LLC | 50815 | Optim Energy Altura Cogen LLC | TX | Harris | GEN3 | CT | OP | 84.9 | 64 | 74 |  | 12 | 1985 | NG |  | N | Y | Y | IPP CHP |  |  |  |  | N | [57 empty] | GAS | TX | Optim Energy Altura Cogen, LLC | 50815 | ENG601 | 2010 |  | ARP, CAIRNOX, CAIRSO2 | 8330.63 | 12 | 508665.15 |  | 1.839 | 0.0264 | 80.036 | 365748.966 | 6154410.192 | 6 |  | Harris | Cogeneration | 4911 | Electric Services | 29.8161 | -95.0177 | Optim Energy Altura Cogen, LLC (Owner/Operator) | Phase 2 |  | Operating | Combined cycle | Pipeline Natural Gas |  |  | Dry Low NOx Burners |  | 1080 | 10.8806 | GAS | 103 | -195.9459 | 0.0264 | 0.000598 | 10.8806
55879 | Optim Energy LLC | 50815 | Optim Energy Altura Cogen LLC | TX | Harris | GEN4 | CT | OP | 84.9 | 64 | 74 |  | 3 | 1986 | NG |  | N | Y | Y | IPP CHP |  |  |  |  | N | [57 empty] | GAS | TX | Optim Energy Altura Cogen, LLC | 50815 | ENG601 | 2010 |  | ARP, CAIRNOX, CAIRSO2 | 8330.63 | 12 | 508665.15 |  | 1.839 | 0.0264 | 80.036 | 365748.966 | 6154410.192 | 6 |  | Harris | Cogeneration | 4911 | Electric Services | 29.8161 | -95.0177 | Optim Energy Altura Cogen, LLC (Owner/Operator) | Phase 2 |  | Operating | Combined cycle | Pipeline Natural Gas |  |  | Dry Low NOx Burners |  | 1080 | 10.8806 | GAS | 103 | -195.9459 | 0.0264 | 0.000598 | 10.8806
55879 | Optim Energy LLC | 50815 | Optim Energy Altura Cogen LLC | TX | Harris | GEN5 | CT | OP | 84.9 | 64 | 74 |  | 4 | 1986 | NG |  | N | Y | Y | IPP CHP |  |  |  |  | N | [57 empty] | GAS | TX | Optim Energy Altura Cogen, LLC | 50815 | ENG601 | 2010 |  | ARP, CAIRNOX, CAIRSO2 | 8330.63 | 12 | 508665.15 |  | 1.839 | 0.0264 | 80.036 | 365748.966 | 6154410.192 | 6 |  | Harris | Cogeneration | 4911 | Electric Services | 29.8161 | -95.0177 | Optim Energy Altura Cogen, LLC (Owner/Operator) | Phase 2 |  | Operating | Combined cycle | Pipeline Natural Gas |  |  | Dry Low NOx Burners |  | 1080 | 10.8806 | GAS | 103 | -195.9459 | 0.0264 | 0.000598 | 10.8806
55879 | Optim Energy LLC | 50815 | Optim Energy Altura Cogen LLC | TX | Harris | GEN6 | CA | OP | 129.2 | 109 | 133 |  | 4 | 1986 | NG |  | N | Y | Y | IPP CHP |  |  |  |  | N | [57 empty] | GAS | [39 empty] | 0 | 0 | 10.4
55879 | Optim Energy LLC | 50815 | Optim Energy Altura Cogen LLC | TX | Harris | GEN7 | CT | OP | 89.9 | 64 | 74 |  | 6 | 1995 | NG |  | N | Y | Y | IPP CHP |  |  |  |  | N | [57 empty] | GAS | TX | Optim Energy Altura Cogen, LLC | 50815 | ENG601 | 2010 |  | ARP, CAIRNOX, CAIRSO2 | 8330.63 | 12 | 508665.15 |  | 1.839 | 0.0264 | 80.036 | 365748.966 | 6154410.192 | 6 |  | Harris | Cogeneration | 4911 | Electric Services | 29.8161 | -95.0177 | Optim Energy Altura Cogen, LLC (Owner/Operator) | Phase 2 |  | Operating | Combined cycle | Pipeline Natural Gas |  |  | Dry Low NOx Burners |  | 1080 | 10.8806 | GAS | 103 | -195.9459 | 0.0264 | 0.000598 | 10.8806
55880 | Telocaset Wind Power Partners | 56623 | Elkhorn Valley Wind Farm | OR | UNION | EH1 | WT | OP | 100.7 | 100.7 | 100.7 |  | 12 | 2007 | WND |  | N | Y | N | IPP Non-CHP | [62 empty] | N/A | [39 empty] | 0 | 0 | 10.4
55886 | Smoky Hills Wind Farm I LLC | 56488 | Smoky Hills Wind Project Phase I | KS | Lincoln | 1 | WT | OP | 100.8 | 100.8 | 100.8 |  | 1 | 2008 | WND |  | N | Y | N | IPP Non-CHP | [62 empty] | N/A | [39 empty] | 0 | 0 | 10.4
55887 | Canandaigua Power Partners LLC | 56634 | Cohocton Wind Project | NY | Steuben | 1 | WT | OP | 87.5 | 87.5 | 87.5 |  | 1 | 2009 | WND |  | N | Y | N | IPP Non-CHP |  |  |  |  | N | [57 empty] | N/A | [39 empty] | 0 | 0 | 10.4
55888 | Canandaigua Power Partners II LLC | 56633 | Dutch Hill Wind Project | NY | Steuben | 1 | WT | OP | 37.5 | 37.5 | 37.5 |  | 1 | 2009 | WND |  | N | Y | N | IPP Non-CHP | [62 empty] | N/A | [39 empty] | 0 | 0 | 10.4
55890 | Bennett Creek Windfarm LLC | 56637 | Bennett Creek Windfarm LLC | ID | Elmore | 1 | WT | OP | 21 | 21 | 21 |  | 7 | 2008 | WND |  | N | Y | N | IPP Non-CHP |  |  |  |  | N | [57 empty] | N/A | [39 empty] | 0 | 0 | 10.4
55891 | Hot Springs | 56636 | Hot Springs Windfarm LLC | ID | Elmore | 1 | WT | OP | 21 | 21 | 21 |  | 5 | 2008 | WND |  | N | Y | N | IPP Non-CHP | [62 empty] | N/A | [39 empty] | 0 | 0 | 10.4
55892 | Starwood Power Midway LLC | 56639 | Starwood Power Project | CA | FRESNO | 1 | GT | OP | 69.9 | 51.5 | 60.9 |  | 5 | 2009 | NG |  | N | Y | N | IPP Non-CHP | [62 empty] | GAS | CA | Starwood Power Midway, LLC | 56639 | 1 | 2010 |  | ARP | 426.51 | 12 | 20296.31 |  | 0.066 | 0.0271 | 1.965 | 12983.03 | 218469.172 | 9 |  | Fresno | Small Power Producer |  |  | 36.654 | -120.5797 | Starwood Power Midway, LLC (Owner/Operator) | Phase 2 |  | Operating | Combustion turbine | Pipeline Natural Gas |  |  | Water Injection Ammonia Injection Selective Catalytic Reduction |  | 630 | 9.6246 | GAS | 61 | 1999.179 | 0.0271 | 0.000604 | 9.6246
55892 | Starwood Power Midway LLC | 56639 | Starwood Power Project | CA | FRESNO | 2 | GT | OP | 69.9 | 51.5 | 60.9 |  | 5 | 2009 | NG |  | N | Y | N | IPP Non-CHP | [62 empty] | GAS | CA | Starwood Power Midway, LLC | 56639 | 2 | 2010 |  | ARP | 423.01 | 12 | 19832.58 |  | 0.065 | 0.0302 | 1.915 | 12853.324 | 216286.557 | 9 |  | Fresno | Small Power Producer |  |  | 36.654 | -120.5797 | Starwood Power Midway, LLC (Owner/Operator) | Phase 2 |  | Operating | Combustion turbine | Pipeline Natural Gas |  |  | Water Injection Ammonia Injection Selective Catalytic Reduction |  | 630 | 9.5816 | GAS | 60 | 1992.5 | 0.0302 | 0.000601 | 9.5816
55893 | St Paul Cogeneration LLC | 56643 | St Paul Cogeneration | MN | Ramsey | 1 | ST | OP | 37 | 33 | 25 |  | 4 | 2003 | WDS | NG | Y | Y | Y | IPP CHP |  |  |  |  | N | [57 empty] | OTHER SOLID | [39 empty] | 0.28856 | 0.016958 | 13.1753
55894 | Worcester County Renewable Energy LLC | 56641 | Worcester County Renewable Energy | MD | Worcester | 1 | IC | OP | 1 | 1 | 1 |  | 7 | 2008 | LFG |  | N | Y | N | IPP Non-CHP |  |  |  |  | N | [57 empty] | GAS | [39 empty] | 1.1659 | 0.0016829 | 10.4
55894 | Worcester County Renewable Energy LLC | 56641 | Worcester County Renewable Energy | MD | Worcester | 2 | IC | OP | 1 | 1 | 1 |  | 8 | 2008 | LFG |  | N | Y | N | IPP Non-CHP |  |  |  |  | N | [57 empty] | GAS | [39 empty] | 1.1659 | 0.0016829 | 10.4
55899 | Bosque Power Company LLC | 55172 | Bosque County Peaking | TX | Bosque | GT-1 | CT | OP | 154 | 154 | 170 | G125 | 7 | 2000 | NG |  | N | Y | N | IPP Non-CHP |  |  |  |  | N | [57 empty] | GAS | TX | Bosque County Power Plant | 55172 | GT-1 | 2010 |  | ARP, CAIRNOX, CAIRSO2 | 165.37 | 12 | 20550.83 |  | 0.067 | 0.4225 | 49.873 | 13315.871 | 224067.623 | 6 |  | Bosque | Electric Utility | 4911 | Electric Services | 31.8594 | -97.3586 | Bosque Power Company LLC (Owner/Operator) | Phase 2 |  | Operating | Combustion turbine | Pipeline Natural Gas |  |  | Dry Low NOx Burners |  | 2136 | 10.2312 | GAS | 177 | 1979.4118 | 0.4225 | 0.000598 | 10.2312
55899 | Bosque Power Company LLC | 55172 | Bosque County Peaking | TX | Bosque | GT-2 | CT | OP | 154 | 154 | 170 | G125 | 7 | 2000 | NG |  | N | Y | N | IPP Non-CHP |  |  |  |  | N | [57 empty] | GAS | TX | Bosque County Power Plant | 55172 | GT-2 | 2010 |  | ARP, CAIRNOX, CAIRSO2 | 142.77 | 12 | 17729.82 |  | 0.057 | 0.4016 | 41.005 | 11368.759 | 191296.82 | 6 |  | Bosque | Electric Utility | 4911 | Electric Services | 31.8594 | -97.3586 | Bosque Power Company LLC (Owner/Operator) | Phase 2 |  | Operating | Combustion turbine | Pipeline Natural Gas |  |  | Dry Low NOx Burners |  | 2136 | 10.1263 | GAS | 177 | 1979.4118 | 0.4016 | 0.000596 | 10.1263
55899 | Bosque Power Company LLC | 55172 | Bosque County Peaking | TX | Bosque | GT-3 | CT | OP | 154 | 154 | 170 | G641 | 6 | 2001 | NG |  | N | Y | N | IPP Non-CHP |  |  |  |  | N | [57 empty] | GAS | TX | Bosque County Power Plant | 55172 | GT-3 | 2010 |  | ARP, CAIRNOX, CAIRSO2 | 3203.91 | 12 | 387194.88 |  | 1.301 | 0.0314 | 63.9 | 257778.916 | 4337928.925 | 6 |  | Bosque | Electric Utility | 4911 | Electric Services | 31.8594 | -97.3586 | Bosque Power Company LLC (Owner/Operator) | Phase 2 |  | Operating | Combined cycle | Pipeline Natural Gas |  |  | Dry Low NOx Burners |  | 1910 | 10.8397 | GAS | 165 | 1984.8485 | 0.0314 | 0.0006 | 10.8397
55899 | Bosque Power Company LLC | 55172 | Bosque County Peaking | TX | Bosque | ST-5 | CA | OP | 250 | 200 | 220 | G125 | 1 | 2010 | NG |  | N | Y | N | IPP Non-CHP |  |  |  |  | N | [57 empty] | GAS | [39 empty] | 0 | 0 | 10.4
55899 | Bosque Power Company LLC | 55172 | Bosque County Peaking | TX | Bosque | ST-4 | CA | OP | 95 | 86 | 88 | G641 | 6 | 2001 | NG |  | N | Y | N | IPP Non-CHP |  |  |  |  | N | [57 empty] | GAS | [39 empty] | 0 | 0 | 10.4
55901 | Osceola Windpower LLC | 56645 | Osceola Windpower LLC | IA | Osceola | CL25 | WT | OP | 100 | 100 | 100 |  | 7 | 2008 | WND |  | N | Y | N | IPP Non-CHP | [62 empty] | N/A | [39 empty] | 0 | 0 | 10.4
55903 | Domtar Paper Company LLC | 50189 | Domtar Paper Co LLC Plymouth NC | NC | Martin | TG10 | ST | OP | 72 | 74 | 74 |  | 6 | 1978 | WDS | BIT | Y | Y | Y | Industrial CHP |  |  |  |  | N | Y | [56 empty] | OTHER SOLID | [39 empty] | 0.12413 | 0.037101 | 13.2376
55903 | Domtar Paper Company LLC | 50189 | Domtar Paper Co LLC Plymouth NC | NC | Martin | TG8 | ST | OP | 25 | 23.8 | 23.8 |  | 6 | 1964 | BLQ | WDS | Y | Y | Y | Industrial CHP |  |  |  |  | N | Y | [56 empty] | LIQUID | [39 empty] | 0.0842 | 0.049001 | 10.4
55903 | Domtar Paper Company LLC | 50189 | Domtar Paper Co LLC Plymouth NC | NC | Martin | TG9 | ST | OP | 42 | 40.8 | 40.8 |  | 9 | 1976 | BLQ | DFO | Y | Y | Y | Industrial CHP |  |  |  |  | N | Y | [56 empty] | LIQUID | [39 empty] | 0.0842 | 0.049001 | 10.4
55906 | NextEra Energy Point Beach LLC | 4046 | Point Beach Nuclear Plant | WI | Manitowoc | 1 | ST | OP | 643 | 591 | 594 |  | 12 | 1970 | NUC |  | N | Y | N | IPP Non-CHP |  |  |  |  | N | [57 empty] | N/A | [39 empty] | 0 | 0 | 10.4
55906 | NextEra Energy Point Beach LLC | 4046 | Point Beach Nuclear Plant | WI | Manitowoc | 2 | ST | OP | 643 | 593 | 594 |  | 10 | 1972 | NUC |  | N | Y | N | IPP Non-CHP |  |  |  |  | N | [57 empty] | N/A | [39 empty] | 0 | 0 | 10.4
55906 | NextEra Energy Point Beach LLC | 4046 | Point Beach Nuclear Plant | WI | Manitowoc | 5 | GT | OP | 25 | 15 | 18 |  | 6 | 1969 | DFO |  | N | Y | N | IPP Non-CHP |  |  |  |  | N | [57 empty] | LIQUID | [39 empty] | 0.93717 | 0.14638 | 12.7862
55907 | White Creek Wind 1 LLC | 56487 | White Creek Wind Farm | WA | Klickitat | 1 | WT | OP | 204 | 204 | 204 |  | 11 | 2007 | WND |  | N | Y | N | IPP Non-CHP | [62 empty] | N/A | [39 empty] | 0 | 0 | 10.4
55908 | Brookfield Power | 56936 | Brookfield Power Glen Falls Hydro | NY | Warren | GEN1 | HY | OP | 2.4 | 2.3 | 2.4 |  | 1 | 1944 | WAT |  | N | Y | N | Industrial Non-CHP | [62 empty] | N/A | [39 empty] | 0 | 0 | 10.4
55908 | Brookfield Power | 56936 | Brookfield Power Glen Falls Hydro | NY | Warren | GEN2 | HY | OP | 2 | 1.9 | 2 |  | 1 | 1957 | WAT |  | N | Y | N | Industrial Non-CHP | [62 empty] | N/A | [39 empty] | 0 | 0 | 10.4
55908 | Brookfield Power | 56936 | Brookfield Power Glen Falls Hydro | NY | Warren | GEN3 | HY | OP | 2.2 | 2.1 | 2.2 |  | 1 | 1980 | WAT |  | N | Y | N | Industrial Non-CHP | [62 empty] | N/A | [39 empty] | 0 | 0 | 10.4
55908 | Brookfield Power | 56936 | Brookfield Power Glen Falls Hydro | NY | Warren | GEN4 | HY | OP | 2.4 | 2.3 | 2.4 |  | 1 | 1980 | WAT |  | N | Y | N | Industrial Non-CHP | [62 empty] | N/A | [39 empty] | 0 | 0 | 10.4
55908 | Brookfield Power | 56936 | Brookfield Power Glen Falls Hydro | NY | Warren | GEN5 | HY | OP | 2.8 | 2.7 | 2.8 |  | 1 | 1965 | WAT |  | N | Y | N | Industrial Non-CHP | [62 empty] | N/A | [39 empty] | 0 | 0 | 10.4
55910 | Lanai Sustainability Research LLC | 56667 | Lanai Solar-Electric Plant | HI | Maui | 1 | PV | OP | 0.1 | 0.1 | 0.1 |  | 12 | 2008 | SUN |  | N | Y | N | IPP Non-CHP |  |  |  |  | N | [57 empty] | N/A | [39 empty] | 0 | 0 | 10.4
55910 | Lanai Sustainability Research LLC | 56667 | Lanai Solar-Electric Plant | HI | Maui | 2 | PV | OP | 0.1 | 0.1 | 0.1 |  | 12 | 2008 | SUN |  | N | Y | N | IPP Non-CHP |  |  |  |  | N | [57 empty] | N/A | [39 empty] | 0 | 0 | 10.4
55910 | Lanai Sustainability Research LLC | 56667 | Lanai Solar-Electric Plant | HI | Maui | 3 | PV | OP | 0.1 | 0.1 | 0.1 |  | 12 | 2008 | SUN |  | N | Y | N | IPP Non-CHP |  |  |  |  | N | [57 empty] | N/A | [39 empty] | 0 | 0 | 10.4
55910 | Lanai Sustainability Research LLC | 56667 | Lanai Solar-Electric Plant | HI | Maui | 4 | PV | OP | 0.1 | 0.1 | 0.1 |  | 12 | 2008 | SUN |  | N | Y | N | IPP Non-CHP |  |  |  |  | N | [57 empty] | N/A | [39 empty] | 0 | 0 | 10.4
55910 | Lanai Sustainability Research LLC | 56667 | Lanai Solar-Electric Plant | HI | Maui | 5 | PV | OP | 0.1 | 0.1 | 0.1 |  | 12 | 2008 | SUN |  | N | Y | N | IPP Non-CHP |  |  |  |  | N | [57 empty] | N/A | [39 empty] | 0 | 0 | 10.4
55910 | Lanai Sustainability Research LLC | 56667 | Lanai Solar-Electric Plant | HI | Maui | 6 | PV | OP | 0.1 | 0.1 | 0.1 |  | 12 | 2008 | SUN |  | N | Y | N | IPP Non-CHP |  |  |  |  | N | [57 empty] | N/A | [39 empty] | 0 | 0 | 10.4
55910 | Lanai Sustainability Research LLC | 56667 | Lanai Solar-Electric Plant | HI | Maui | 7 | PV | OP | 0.1 | 0.1 | 0.1 |  | 12 | 2008 | SUN |  | N | Y | N | IPP Non-CHP |  |  |  |  | N | [57 empty] | N/A | [39 empty] | 0 | 0 | 10.4
55910 | Lanai Sustainability Research LLC | 56667 | Lanai Solar-Electric Plant | HI | Maui | 8 | PV | OP | 0.1 | 0.1 | 0.1 |  | 12 | 2008 | SUN |  | N | Y | N | IPP Non-CHP |  |  |  |  | N | [57 empty] | N/A | [39 empty] | 0 | 0 | 10.4
55910 | Lanai Sustainability Research LLC | 56667 | Lanai Solar-Electric Plant | HI | Maui | 9 | PV | OP | 0.1 | 0.1 | 0.1 |  | 12 | 2008 | SUN |  | N | Y | N | IPP Non-CHP |  |  |  |  | N | [57 empty] | N/A | [39 empty] | 0 | 0 | 10.4
55910 | Lanai Sustainability Research LLC | 56667 | Lanai Solar-Electric Plant | HI | Maui | 10 | PV | OP | 0.1 | 0.1 | 0.1 |  | 12 | 2008 | SUN |  | N | Y | N | IPP Non-CHP |  |  |  |  | N | [57 empty] | N/A | [39 empty] | 0 | 0 | 10.4
55910 | Lanai Sustainability Research LLC | 56667 | Lanai Solar-Electric Plant | HI | Maui | 11 | PV | OP | 0.1 | 0.1 | 0.1 |  | 12 | 2008 | SUN |  | N | Y | N | IPP Non-CHP |  |  |  |  | N | [57 empty] | N/A | [39 empty] | 0 | 0 | 10.4
55910 | Lanai Sustainability Research LLC | 56667 | Lanai Solar-Electric Plant | HI | Maui | 12 | PV | OP | 0.1 | 0.1 | 0.1 |  | 12 | 2008 | SUN |  | N | Y | N | IPP Non-CHP |  |  |  |  | N | [57 empty] | N/A | [39 empty] | 0 | 0 | 10.4
55911 | Whitewater Operating Services LLC | 55011 | LSP-Whitewater LP | WI | Jefferson | CTG1 | CT | OP | 177.3 | 162 | 175 |  | 9 | 1997 | NG | DFO | Y | Y | Y | IPP CHP |  |  |  |  | N | [57 empty] | GAS | WI | Whitewater Cogeneration Facility | 55011 | 1 | 2010 |  | ARP, CAIRNOX, CAIROS, CAIRSO2 | 3623.25 | 12 | 773123.75 |  | 1.722 | 0.0247 | 51.026 | 317206.775 | 5328350.15 | 5 |  | Jefferson | Cogeneration | 4911 | Electric Services | 42.8543 | -88.7297 | LSP Whitewater, LP (Owner) Cogentrix Energy, LLC (Operator) | Phase 2 |  | Operating | Combined cycle | Pipeline Natural Gas | Diesel Oil |  | Selective Catalytic Reduction |  | 2236 | 10.4 | GAS | 319.4286 | 87.3469 | 0.0247 | 0.000646 | 9.5832
55911 | Whitewater Operating Services LLC | 55011 | LSP-Whitewater LP | WI | Jefferson | STG1 | CA | OP | 106.2 | 99 | 97 |  | 9 | 1997 | NG | DFO | N | Y | Y | IPP CHP |  |  |  |  | N | [57 empty] | GAS | [39 empty] | 0 | 0 | 10.4
55912 | Cottage Grove Operating Services LLC | 55010 | LSP-Cottage Grove LP | MN | Washington | CTG1 | CT | OP | 177.3 | 154 | 168 |  | 10 | 1997 | NG | DFO | Y | Y | Y | IPP CHP |  |  |  |  | N | [57 empty] | GAS | MN | Cottage Grove Cogeneration | 55010 | 1 | 2010 |  | ARP | 2059 | 12 | 361790.75 |  | 0.781 | 0.0149 | 16.949 | 154692 | 2602990.75 | 5 |  | Washington | Cogeneration | 4911 | Electric Services | 44.7956 | -92.9119 | LSP Cottage Grove, LP (Owner/Operator) | Phase 2 |  | Operating | Combined cycle | Pipeline Natural Gas | Diesel Oil |  | Selective Catalytic Reduction |  | 2258 | 10.4 | GAS | 313.8403 | 65.9514 | 0.0149 | 0.0006 | 7.1947
55912 | Cottage Grove Operating Services LLC | 55010 | LSP-Cottage Grove LP | MN | Washington | STG1 | CA | OP | 106.2 | 97 | 98 |  | 10 | 1997 | NG |  | N | Y | Y | IPP CHP |  |  |  |  | N | [57 empty] | GAS | [39 empty] | 0 | 0 | 10.4
55914 | GE Energy Financial Services | 50799 | Parlin Power Plant | NJ | Middlesex | GEN1 | CT | OP | 45.9 | 37 | 42 |  | 6 | 1991 | NG | DFO | Y | Y | Y | IPP CHP | [62 empty] | GAS | NJ | EFS Parlin Holdings, LLC | 50799 | 1001 | 2010 |  | ARP, CAIRNOX, CAIROS, CAIRSO2, RGGI | 779.59 | 12 | 38834.71 |  | 0.102 | 0.063 | 9.057 | 20207.287 | 340026.217 | 2 |  | Middlesex | Cogeneration | 4911 | Electric Services | 40.4586 | -74.3327 | EFS Parlin Holdings, LLC (Owner/Operator) | Phase 2 |  | Operating | Combined cycle | Pipeline Natural Gas | Diesel Oil |  | Selective Catalytic Reduction Steam Injection |  | 656 | 10.4 | GAS | 74.9224 | -391.933 | 0.063 | 0.0006 | 8.7557
55914 | GE Energy Financial Services | 50799 | Parlin Power Plant | NJ | Middlesex | GEN2 | CT | OP | 45.9 | 37 | 42 |  | 6 | 1991 | NG | DFO | Y | Y | Y | IPP CHP | [62 empty] | GAS | NJ | EFS Parlin Holdings, LLC | 50799 | 1001 | 2010 |  | ARP, CAIRNOX, CAIROS, CAIRSO2, RGGI | 779.59 | 12 | 38834.71 |  | 0.102 | 0.063 | 9.057 | 20207.287 | 340026.217 | 2 |  | Middlesex | Cogeneration | 4911 | Electric Services | 40.4586 | -74.3327 | EFS Parlin Holdings, LLC (Owner/Operator) | Phase 2 |  | Operating | Combined cycle | Pipeline Natural Gas | Diesel Oil |  | Selective Catalytic Reduction Steam Injection |  | 656 | 10.4 | GAS | 74.9224 | -391.933 | 0.063 | 0.0006 | 8.7557
55914 | GE Energy Financial Services | 50799 | Parlin Power Plant | NJ | Middlesex | GEN3 | CA | OP | 23.5 | 22 | 23.5 |  | 6 | 1991 | NG | DFO | N | Y | Y | IPP CHP | [62 empty] | GAS | [39 empty] | 0 | 0 | 10.4
55914 | GE Energy Financial Services | 50799 | Parlin Power Plant | NJ | Middlesex | GEN4 | CA | OP | 24.5 | 22 | 23.5 |  | 6 | 1991 | NG | DFO | N | Y | Y | IPP CHP | [62 empty] | GAS | [39 empty] | 0 | 0 | 10.4
55918 | Acciona Wind Energy USA LLC | 56669 | Tatanka Wind Power LLC | ND | Mcintosh | TW1 | WT | OP | 180 | 180 | 180 |  | 1 | 2008 | WND |  | N | Y | N | IPP Non-CHP | [62 empty] | N/A | [39 empty] | 0 | 0 | 10.4
55918 | Acciona Wind Energy USA LLC | 56804 | Red Hills Wind Project LLC | OK | Roger Mills | RH | WT | OP | 123 | 123 | 123 |  | 12 | 2008 | WND |  | N | Y | N | IPP Non-CHP |  |  |  |  | N | [57 empty] | N/A | [39 empty] | 0 | 0 | 10.4
55918 | Acciona Wind Energy USA LLC | 56805 | EcoGrove Wind LLC | IL | Stephenson | 1 | WT | OP | 100.5 | 100.5 | 100.5 |  | 7 | 2009 | WND |  | N | Y | N | IPP Non-CHP |  |  |  |  | N | [57 empty] | N/A | [39 empty] | 0 | 0 | 10.4
55918 | Acciona Wind Energy USA LLC | 56670 | Velva Windfarm LLC | ND | McHenry | VW1 | WT | OP | 11.9 | 11.9 | 11.9 |  | 12 | 2005 | WND |  | N | Y | N | IPP Non-CHP |  |  |  |  | N | [57 empty] | N/A | [39 empty] | 0 | 0 | 10.4
55919 | Georgia Pacific Consumer Products | 10360 | Green Bay West Mill | WI | Brown | GEN10 | ST | OP | 28.2 | 26.4 | 26.5 |  | 7 | 2005 | BIT | PC | Y | Y | Y | Industrial CHP |  |  |  |  | N |  | Y | Y | [54 empty] | COAL | [39 empty] | 0.31098 | 0.22026 | 10.7081
55919 | Georgia Pacific Consumer Products | 10360 | Green Bay West Mill | WI | Brown | GEN5 | ST | OP | 10 | 7.5 | 7.5 |  | 1 | 1954 | BIT | PC | Y | Y | Y | Industrial CHP |  |  |  |  | N |  | Y | Y | [54 empty] | COAL | [39 empty] | 0.78986 | 1.3736 | 13.2477
55919 | Georgia Pacific Consumer Products | 10360 | Green Bay West Mill | WI | Brown | GEN6 | ST | OP | 18.7 | 18 | 18 |  | 1 | 1963 | BIT | PC | Y | Y | Y | Industrial CHP |  |  |  |  | N |  | Y | Y | [54 empty] | COAL | [39 empty] | 0.59964 | 1.0675 | 12.2462
55919 | Georgia Pacific Consumer Products | 10360 | Green Bay West Mill | WI | Brown | GEN7 | ST | OP | 28.9 | 23 | 23 |  | 1 | 1969 | BIT | PC | Y | Y | Y | Industrial CHP |  |  |  |  | N |  | Y | Y | [54 empty] | COAL | [39 empty] | 0.49345 | 0.88706 | 11.6886
55919 | Georgia Pacific Consumer Products | 10360 | Green Bay West Mill | WI | Brown | GEN9 | ST | OP | 43.2 | 38 | 38 |  | 12 | 1985 | BIT | PC | Y | Y | Y | Industrial CHP |  |  |  |  | N |  | Y | Y | [54 empty] | COAL | [39 empty] | 0.37953 | 0.58522 | 11.0639
55920 | Bio-Gas Technologies LTD | 57249 | Renewable Energy Services of Ohio | OH | Erie | GEN1 | IC | OP | 1.6 | 1.6 | 1.6 |  | 4 | 2010 | LFG |  | N | Y | N | IPP Non-CHP | [62 empty] | GAS | [39 empty] | 1.1659 | 0.0016829 | 10.4
55922 | Whirlwind Energy LLC | 56673 | Whirlwind Energy Center | TX | Floyd | WEC | WT | OP | 59.8 | 57 | 57 |  | 12 | 2007 | WND |  | N | Y | N | IPP Non-CHP | [62 empty] | N/A | [39 empty] | 0 | 0 | 10.4
55924 | GenPower | 56671 | Longview Power LLC | WV | Monongalia | MKA01 | ST | OP | 807.5 | 700 | 700 |  | 12 | 2011 | BIT |  | N | Y | N | IPP Non-CHP |  |  |  |  | N | Y |  |  | Y | [53 empty] | COAL | [39 empty] | 0.052972 | 0.041021 | 10.7658
55925 | Snowflake Power LLC | 56616 | Snowflake White Mountain Power LLC | AZ | Navajo | G3 | ST | OP | 27.2 | 26 | 25 |  | 6 | 2008 | WDS | OBS | Y | Y | N | IPP Non-CHP |  |  |  |  | N | [57 empty] | OTHER SOLID | [39 empty] | 0.5034 | 0.0088946 | 13.2563
55928 | Coram Tehachapi LP | 54750 | Coram Tehachapi | CA | Kern | VW1 | WT | OP | 6.9 | 6.9 | 6.9 |  | 9 | 1992 | WND |  | N | Y | N | IPP Non-CHP |  |  |  |  | N | [57 empty] | N/A | [39 empty] | 0 | 0 | 10.4
55931 | Orion Energy Group LLC | 56640 | Camp Grove Wind Farm | IL | STARK | 1 | WT | OP | 150 | 150 | 150 |  | 12 | 2007 | WND |  | N | Y | N | IPP Non-CHP | [62 empty] | N/A | [39 empty] | 0 | 0 | 10.4
55931 | Orion Energy Group LLC | 56679 | Benton County Wind Farm | IN | Benton | 1 | WT | OP | 130.5 | 130.5 | 130.5 |  | 5 | 2008 | WND |  | N | Y | N | IPP Non-CHP |  |  |  |  | N | [57 empty] | N/A | [39 empty] | 0 | 0 | 10.4
55932 | Georgia Pacific Brewton LLC | 54789 | Georgia Pacific Brewton Mill | AL | Escambia | 1TG | ST | OP | 12.5 | 10.4 | 12.7 |  | 10 | 1957 | BLQ | WDS | Y | N | Y | Industrial CHP |  |  |  |  | N | [57 empty] | LIQUID | [39 empty] | 0.13295 | 0.049001 | 10.4
55932 | Georgia Pacific Brewton LLC | 54789 | Georgia Pacific Brewton Mill | AL | Escambia | 2TG | ST | OP | 12.5 | 9.9 | 9.6 |  | 4 | 1964 | BLQ | WDS | Y | N | Y | Industrial CHP |  |  |  |  | N | [57 empty] | LIQUID | [39 empty] | 0.12341 | 0.049001 | 10.4
55932 | Georgia Pacific Brewton LLC | 54789 | Georgia Pacific Brewton Mill | AL | Escambia | 3TG | ST | OP | 15.9 | 14.7 | 14.4 |  | 1 | 1982 | BLQ | WDS | Y | N | Y | Industrial CHP |  |  |  |  | N | [57 empty] | LIQUID | [39 empty] | 0.095076 | 0.049001 | 10.4
55934 | City of Stockton MUD | 56134 | Regional Wastewater Control Facility | CA | San Joaquin | 101 | IC | OP | 1 | 1 | 1 |  | 11 | 2000 | OBG | NG | Y | Y | Y | Commercial CHP | [62 empty] | GAS | [39 empty] | 1.1659 | 0.0016829 | 10.4
55934 | City of Stockton MUD | 56134 | Regional Wastewater Control Facility | CA | San Joaquin | 301 | IC | OP | 1 | 1 | 1 |  | 11 | 2000 | OBG | NG | Y | Y | Y | Commercial CHP | [62 empty] | GAS | [39 empty] | 1.1659 | 0.0016829 | 10.4
55934 | City of Stockton MUD | 56134 | Regional Wastewater Control Facility | CA | San Joaquin | 401 | IC | OP | 1 | 1 | 1 |  | 11 | 2000 | OBG | NG | Y | Y | Y | Commercial CHP | [62 empty] | GAS | [39 empty] | 1.1659 | 0.0016829 | 10.4
55936 | Entergy Gulf States - LA LLC | 1393 | R S Nelson | LA | Calcasieu | 3 | ST | OP | 163.2 | 145 | 146 |  | 1 | 1960 | NG |  | N | Y | N | Electric Utility |  |  |  |  | N | [57 empty] | GAS | LA | R S Nelson | 1393 | 3 | 2010 |  | ARP, CAIRNOX, CAIROS, CAIRSO2 | 2561.74 | 12 | 113876.67 |  | 0.482 | 0.1376 | 111.308 | 95449.433 | 1606086.969 | 6 | Southwest Power Pool | Calcasieu | Electric Utility | 4911 | Electric Services | 30.2861 | -93.2917 | Entergy Corporation (Owner/Operator) | Phase 2 |  | Operating | Tangentially-fired | Pipeline Natural Gas |  |  |  |  | 1800 | 11.7257 | GAS | 156 | 1965.7534 | 0.1376 | 0.0006 | 11.7257
55936 | Entergy Gulf States - LA LLC | 1393 | R S Nelson | LA | Calcasieu | 4 | ST | OP | 591.8 | 450 | 440 |  | 7 | 1970 | NG |  | N | Y | N | Electric Utility |  |  |  |  | N | N | [56 empty] | GAS | LA | R S Nelson | 1393 | 4 | 2010 |  | ARP, CAIRNOX, CAIROS, CAIRSO2 | 5188.86 | 12 | 1235395.96 |  | 4.248 | 0.1254 | 917.578 | 841477.995 | 14159449.19 | 6 | Southwest Power Pool | Calcasieu | Electric Utility | 4911 | Electric Services | 30.2861 | -93.2917 | Entergy Corporation (Owner/Operator) | Phase 2 |  | Operating | Dry bottom wall-fired boiler | Pipeline Natural Gas |  |  |  |  | 5469 | 10.9069 | GAS | 460 | 1977.2727 | 0.1254 | 0.0006 | 10.9069
55936 | Entergy Gulf States - LA LLC | 1393 | R S Nelson | LA | Calcasieu | 6 | ST | OP | 614.6 | 550 | 540 |  | 5 | 1982 | SUB |  | N | Y | N | Electric Utility |  |  |  |  | N | Y |  | Y | [54 empty] | COAL | LA | R S Nelson | 1393 | 6 | 2010 |  | ARP, CAIRNOX, CAIROS, CAIRSO2 | 6932.26 | 12 | 3754693.01 |  | 14194.338 | 0.1966 | 3776.348 | 4184629.977 | 38465378.75 | 6 | Southwest Power Pool | Calcasieu | Electric Utility | 4911 | Electric Services | 30.2861 | -93.2917 | Sam Rayburn G & T, Inc (Owner) Entergy Corporation (Owner/Operator) Sam Rayburn Municipal Power Agency (Owner) | Phase 2 | Early Election | Operating | Tangentially-fired | Coal | Residual Oil | Other | Low NOx Burner Technology w/ Separated OFA (Began May 19, 2010) Low NOx Burner Technology w/ Closed-coupled OFA (Retired May 19, 2010) | Electrostatic Precipitator | 6790 | 10.2467 | COAL | 594 | 1950 | 0.1966 | 0.73803 | 10.2446
55936 | Entergy Gulf States - LA LLC | 1394 | Willow Glen | LA | Iberville | 1 | ST | OP | 163.2 | 152 | 155 |  | 1 | 1960 | NG |  | N | Y | N | Electric Utility |  |  |  |  | N | [57 empty] | GAS | LA | Willow Glen | 1394 | 1 | 2010 |  | ARP, CAIRNOX, CAIROS, CAIRSO2 | 1226.32 | 12 | 47160.2 |  | 0.146 | 0.1271 | 31.046 | 28988.911 | 487769.172 | 6 |  | Iberville | Electric Utility | 4911 | Electric Services | 30.2743 | -91.1164 | Entergy Corporation (Owner/Operator) | Phase 2 |  | Operating | Tangentially-fired | Pipeline Natural Gas |  |  |  |  | 1496 | 9.2332 | GAS | 75 | 1466.6667 | 0.1271 | 0.000599 | 9.2332
55936 | Entergy Gulf States - LA LLC | 1394 | Willow Glen | LA | Iberville | 2 | ST | OP | 239.4 | 195 | 195 |  | 1 | 1964 | NG |  | N | Y | N | Electric Utility |  |  |  |  | N | [57 empty] | GAS | LA | Willow Glen | 1394 | 2 | 2010 |  | ARP, CAIRNOX, CAIROS, CAIRSO2 | 1369.78 | 12 | 67320.82 |  | 0.238 | 0.1314 | 52.38 | 47233.45 | 794704.657 | 6 |  | Iberville | Electric Utility | 4911 | Electric Services | 30.2743 | -91.1164 | Entergy Corporation (Owner/Operator) | Phase 2 |  | Operating | Tangentially-fired | Pipeline Natural Gas | Diesel Oil |  |  |  | 3136 | 10.0962 | GAS | 151 | 1854.3046 | 0.1314 | 0.000599 | 10.0962
55936 | Entergy Gulf States - LA LLC | 1394 | Willow Glen | LA | Iberville | 4 | ST | OP | 591.8 | 470 | 485 |  | 1 | 1973 | NG | RFO | Y | Y | N | Electric Utility |  |  |  |  | N | [57 empty] | GAS | LA | Willow Glen | 1394 | 4 | 2010 |  | ARP, CAIRNOX, CAIROS, CAIRSO2 | 1917.58 | 12 | 496442.63 |  | 1.336 | 0.2612 | 606.932 | 264677.785 | 4453701.311 | 6 |  | Iberville | Electric Utility | 4911 | Electric Services | 30.2743 | -91.1164 | Entergy Corporation (Owner/Operator) | Phase 2 |  | Operating | Dry bottom wall-fired boiler | Pipeline Natural Gas | Residual Oil |  |  |  | 5488 | 8.37 | GAS | 483 | 1997.9296 | 0.2612 | 0.0006 | 8.37
55936 | Entergy Gulf States - LA LLC | 6462 | River Bend | LA | West Feliciana | 1 | ST | OP | 1035.9 | 974 | 979 |  | 6 | 1986 | NUC |  | N | Y | N | Electric Utility |  |  |  |  | N | [57 empty] | N/A | [39 empty] | 0 | 0 | 10.4
55936 | Entergy Gulf States - LA LLC | 55165 | Calcasieu | LA | Calcasieu | G101 | GT | OP | 155 | 150 | 155 |  | 5 | 2000 | NG |  | N | Y | N | Electric Utility |  |  |  |  | N | [57 empty] | GAS | LA | Calcasieu Plant | 55165 | GTG1 | 2010 |  | ARP, CAIRNOX, CAIROS, CAIRSO2 | 1003.26 | 12 | 131570.6 |  | 0.437 | 0.0612 | 42.12 | 86492.42 | 1455399.099 | 6 |  | Calcasieu | Cogeneration | 4911 | Electric Services | 30.1603 | -93.3458 | Entergy Corporation (Owner/Operator) | Phase 2 |  | Operating | Combined cycle | Pipeline Natural Gas |  |  | Dry Low NOx Burners |  | 1950 | 10.766 | GAS | 185 | -96.7742 | 0.0612 | 0.000601 | 10.766
55936 | Entergy Gulf States - LA LLC | 55165 | Calcasieu | LA | Calcasieu | G102 | GT | OP | 165 | 160 | 167 |  | 4 | 2001 | NG |  | N | Y | N | Electric Utility |  |  |  |  | N | [57 empty] | GAS | LA | Calcasieu Plant | 55165 | GTG1 | 2010 |  | ARP, CAIRNOX, CAIROS, CAIRSO2 | 1003.26 | 12 | 131570.6 |  | 0.437 | 0.0612 | 42.12 | 86492.42 | 1455399.099 | 6 |  | Calcasieu | Cogeneration | 4911 | Electric Services | 30.1603 | -93.3458 | Entergy Corporation (Owner/Operator) | Phase 2 |  | Operating | Combined cycle | Pipeline Natural Gas |  |  | Dry Low NOx Burners |  | 1950 | 10.766 | GAS | 185 | -53.8922 | 0.0612 | 0.000601 | 10.766
55936 | Entergy Gulf States - LA LLC | 1391 | Louisiana 1 | LA | East Baton Rouge | 1A | CA | OP | 23 | 18 | 18 |  | 10 | 1951 | NG | DFO | N | Y | Y | IPP CHP |  |  |  |  | N | [57 empty] | GAS | [39 empty] | 0 | 0 | 10.4
55936 | Entergy Gulf States - LA LLC | 1391 | Louisiana 1 | LA | East Baton Rouge | 2A | CA | OP | 62.5 | 55 | 55 |  | 12 | 1954 | NG | DFO | N | Y | Y | IPP CHP |  |  |  |  | N | [57 empty] | GAS | [39 empty] | 0 | 0 | 10.4
55936 | Entergy Gulf States - LA LLC | 1391 | Louisiana 1 | LA | East Baton Rouge | 3A | CA | OP | 63 | 55 | 55 |  | 9 | 1954 | NG | DFO | N | Y | Y | IPP CHP |  |  |  |  | N | [57 empty] | GAS | [39 empty] | 0 | 0 | 10.4
55936 | Entergy Gulf States - LA LLC | 1391 | Louisiana 1 | LA | East Baton Rouge | 4A | CT | OP | 101 | 100 | 100 |  | 8 | 1987 | NG | OG | N | Y | Y | IPP CHP |  |  |  |  | N | [57 empty] | GAS | LA | Louisiana 1 | 1391 | 4A | 2010 |  | ARP, CAIRNOX, CAIROS, CAIRSO2 | 8338.03 | 12 | 827115.29 |  | 15.258 | 0.1708 | 1081.334 | 752221.803 | 12657563.88 | 6 | Southwest Power Pool | East Baton Rouge | Electric Utility | 4911 | Electric Services | 30.4903 | -91.1875 | Entergy Corporation (Owner/Operator) | Phase 2 |  | Operating | Combined cycle | Process Gas |  |  | Water Injection |  | 2550 | 14.9481 | GAS | 122 | 1890 | 0.1708 | 0.0024109 | 14.9481
55936 | Entergy Gulf States - LA LLC | 1391 | Louisiana 1 | LA | East Baton Rouge | 5A | CT | OP | 156.8 | 154.4 | 161.4 |  | 1 | 1999 | NG | OG | N | Y | N | IPP CHP |  |  |  |  | N | [57 empty] | GAS | LA | Louisiana 1 | 1391 | 5A | 2010 |  | ARP, CAIRNOX, CAIROS, CAIRSO2 | 7509.96 | 12 |  | 5634089.09 | 6.873 | 0.0436 | 282.065 | 785943.602 | 13225043.28 | 6 | Southwest Power Pool | East Baton Rouge | Electric Utility | 4911 | Electric Services | 30.4903 | -91.1875 | Exxon Mobil Oil Corporation (Owner) Entergy Corporation (Owner/Operator) | Phase 2 |  | Operating | Combined cycle | Process Gas |  |  | Dry Low NOx Burners |  | 2665 | 10.4 | GAS | 140.0295 | 1923.693 | 0.0436 | 0.0010394 | 9.7891
55936 | Entergy Gulf States - LA LLC | 1393 | R S Nelson | LA | Calcasieu | 1 | ST | OP | 113.6 | 107 | 109 |  | 2 | 1959 | PC | NG | N | Y | Y | Electric Utility |  |  |  |  | N | N | Y | Y | [54 empty] | Petroleum Coke | [39 empty] | 0.1336 | 0.47457 | 10.4
55936 | Entergy Gulf States - LA LLC | 1393 | R S Nelson | LA | Calcasieu | 2 | ST | OP | 113.6 | 106 | 108 |  | 5 | 1959 | PC | NG | N | Y | Y | Electric Utility |  |  |  |  | N | N | Y | Y | [54 empty] | Petroleum Coke | [39 empty] | 0.1336 | 0.47457 | 10.4
55937 | Entergy Texas Inc. | 3457 | Lewis Creek | TX | Montgomery | 1 | ST | OP | 271.4 | 230 | 230 |  | 12 | 1970 | NG |  | N | Y | N | Electric Utility |  |  |  |  | N | [57 empty] | GAS | TX | Lewis Creek | 3457 | 1 | 2010 |  | ARP, CAIRNOX, CAIRSO2 | 7981.38 | 12 | 868515.17 |  | 3.217 | 0.0186 | 100.265 | 637185.567 | 10721884.74 | 6 | Southwest Power Pool | Montgomery | Electric Utility | 4911 | Electric Services | 30.4364 | -95.5215 | Entergy Corporation (Owner/Operator) | Phase 2 |  | Operating | Dry bottom wall-fired boiler | Pipeline Natural Gas |  |  | Selective Catalytic Reduction |  | 2690 | 11.5871 | GAS | 226 | 1991.1504 | 0.0186 | 0.0006 | 11.5871
55937 | Entergy Texas Inc. | 3457 | Lewis Creek | TX | Montgomery | 2 | ST | OP | 271.4 | 230 | 230 |  | 5 | 1971 | NG |  | N | Y | N | Electric Utility |  |  |  |  | N | [57 empty] | GAS | TX | Lewis Creek | 3457 | 2 | 2010 |  | ARP, CAIRNOX, CAIRSO2 | 8085.68 | 12 | 979427.25 |  | 3.235 | 0.0213 | 116.199 | 640811.74 | 10782891.81 | 6 | Southwest Power Pool | Montgomery | Electric Utility | 4911 | Electric Services | 30.4364 | -95.5215 | Entergy Corporation (Owner/Operator) | Phase 2 |  | Operating | Dry bottom wall-fired boiler | Pipeline Natural Gas |  |  | Selective Catalytic Reduction |  | 2550 | 10.5067 | GAS | 226 | 1991.1504 | 0.0213 | 0.0006 | 10.5067
55937 | Entergy Texas Inc. | 3459 | Sabine | TX | Orange | 1 | ST | OP | 239.4 | 212 | 212 |  | 1 | 1962 | NG |  | N | Y | N | Electric Utility |  |  |  |  | N | [57 empty] | GAS | TX | Sabine | 3459 | 1 | 2010 |  | ARP, CAIRNOX, CAIRSO2 | 8490.19 | 12 | 773658.88 |  | 2.378 | 0.152 | 614.479 | 471076.431 | 7926786.809 | 6 |  | Orange | Electric Utility |  |  | 30.0242 | -93.875 | Entergy Corporation (Owner/Operator) | Phase 2 |  | Operating | Tangentially-fired | Pipeline Natural Gas |  |  |  |  | 2200 | 9.7086 | GAS | 221 | 1978.7736 | 0.152 | 0.0006 | 9.7086
55937 | Entergy Texas Inc. | 3459 | Sabine | TX | Orange | 2 | ST | OP | 239.4 | 212 | 212 |  | 12 | 1962 | NG |  | N | Y | N | Electric Utility |  |  |  |  | N | [57 empty] | GAS | TX | Sabine | 3459 | 2 | 2010 |  | ARP, CAIRNOX, CAIRSO2 | 5093 | 12 | 496997.52 |  | 1.543 | 0.1622 | 408.211 | 305711.916 | 5144163.101 | 6 |  | Orange | Electric Utility |  |  | 30.0242 | -93.875 | Entergy Corporation (Owner/Operator) | Phase 2 |  | Operating | Tangentially-fired | Pipeline Natural Gas |  |  |  |  | 2200 | 9.6981 | GAS | 220 | 1981.1321 | 0.1622 | 0.0006 | 9.6981
55937 | Entergy Texas Inc. | 3459 | Sabine | TX | Orange | 3 | ST | OP | 473.4 | 390 | 400 |  | 12 | 1966 | NG |  | N | Y | N | Electric Utility |  |  |  |  | N | [57 empty] | GAS | TX | Sabine | 3459 | 3 | 2010 |  | ARP, CAIRNOX, CAIRSO2 | 8337.05 | 12 | 1097492.18 |  | 3.48 | 0.112 | 571.988 | 689276.115 | 11598389.66 | 6 |  | Orange | Electric Utility |  |  | 30.0242 | -93.875 | Entergy Corporation (Owner/Operator) | Phase 2 |  | Operating | Tangentially-fired | Pipeline Natural Gas |  |  | Low NOx Burner Technology w/ Separated OFA |  | 4000 | 9.52 | GAS | 415 | 1981.25 | 0.112 | 0.0006 | 9.52
55937 | Entergy Texas Inc. | 3459 | Sabine | TX | Orange | 4 | ST | OP | 591.6 | 525 | 531 |  | 8 | 1974 | NG |  | N | Y | N | Electric Utility |  |  |  |  | N | [57 empty] | GAS | TX | Sabine | 3459 | 4 | 2010 |  | ARP, CAIRNOX, CAIRSO2 | 5398.7 | 12 | 1447420.69 |  | 4.429 | 0.1136 | 926.263 | 877425.552 | 14764451.72 | 6 |  | Orange | Electric Utility |  |  | 30.0242 | -93.875 | Entergy Corporation (Owner/Operator) | Phase 2 |  | Operating | Dry bottom wall-fired boiler | Pipeline Natural Gas |  |  | Combustion Modification/Fuel Reburning |  | 5488 | 9.6849 | GAS | 538 | 1993.4087 | 0.1136 | 0.0006 | 9.6849
55937 | Entergy Texas Inc. | 3459 | Sabine | TX | Orange | 5 | ST | OP | 507.4 | 470 | 480 |  | 12 | 1979 | NG |  | N | Y | N | Electric Utility |  |  |  |  | N | [57 empty] | GAS | TX | Sabine | 3459 | 5 | 2010 |  | ARP, CAIRNOX, CAIRSO2 | 8380.86 | 12 | 960951.43 |  | 3.281 | 0.0797 | 454.576 | 649967.735 | 10936910.92 | 6 |  | Orange | Electric Utility |  |  | 30.0242 | -93.875 | Entergy Corporation (Owner/Operator) | Phase 2 |  | Operating | Tangentially-fired | Pipeline Natural Gas |  |  | Low NOx Burner Technology w/ Closed-coupled OFA |  | 5100 | 10.1077 | GAS | 490 | 1989.5833 | 0.0797 | 0.0006 | 10.1077
55937 | Entergy Texas Inc. | 6595 | Toledo Bend | TX | Newton | 1 | HY | OP | 40.5 | 40.5 | 40.5 |  | 2 | 1969 | WAT |  | N | Y | N | Electric Utility |  |  |  |  | N | [57 empty] | N/A | [39 empty] | 0 | 0 | 10.4
55937 | Entergy Texas Inc. | 6595 | Toledo Bend | TX | Newton | 2 | HY | OP | 40.5 | 40.5 | 40.5 |  | 2 | 1969 | WAT |  | N | Y | N | Electric Utility |  |  |  |  | N | [57 empty] | N/A | [39 empty] | 0 | 0 | 10.4
55938 | Industrial Power Generating Company LLC | 56680 | Wicomico | MD | Wicomico | 1 | IC | OP | 0.3 | 0.3 | 0.3 |  | 5 | 2007 | LFG | DFO | Y | Y | N | IPP Non-CHP | [62 empty] | GAS | [39 empty] | 1.1659 | 0.0016829 | 10.4
55938 | Industrial Power Generating Company LLC | 56680 | Wicomico | MD | Wicomico | 10 | IC | OP | 0.3 | 0.3 | 0.3 |  | 5 | 2007 | LFG | DFO | Y | Y | N | IPP Non-CHP | [62 empty] | GAS | [39 empty] | 1.1659 | 0.0016829 | 10.4
55938 | Industrial Power Generating Company LLC | 56680 | Wicomico | MD | Wicomico | 11 | IC | OP | 0.3 | 0.3 | 0.3 |  | 5 | 2007 | LFG | DFO | Y | Y | N | IPP Non-CHP | [62 empty] | GAS | [39 empty] | 1.1659 | 0.0016829 | 10.4
55938 | Industrial Power Generating Company LLC | 56680 | Wicomico | MD | Wicomico | 12 | IC | OP | 0.3 | 0.3 | 0.3 |  | 5 | 2007 | LFG | DFO | Y | Y | N | IPP Non-CHP | [62 empty] | GAS | [39 empty] | 1.1659 | 0.0016829 | 10.4
55938 | Industrial Power Generating Company LLC | 56680 | Wicomico | MD | Wicomico | 13 | IC | OP | 0.3 | 0.3 | 0.3 |  | 5 | 2007 | LFG | DFO | Y | Y | N | IPP Non-CHP | [62 empty] | GAS | [39 empty] | 1.1659 | 0.0016829 | 10.4
55938 | Industrial Power Generating Company LLC | 56680 | Wicomico | MD | Wicomico | 14 | IC | OP | 0.3 | 0.3 | 0.3 |  | 5 | 2007 | LFG | DFO | Y | Y | N | IPP Non-CHP | [62 empty] | GAS | [39 empty] | 1.1659 | 0.0016829 | 10.4
55938 | Industrial Power Generating Company LLC | 56680 | Wicomico | MD | Wicomico | 15 | IC | OP | 0.3 | 0.3 | 0.3 |  | 5 | 2007 | LFG | DFO | Y | Y | N | IPP Non-CHP | [62 empty] | GAS | [39 empty] | 1.1659 | 0.0016829 | 10.4
55938 | Industrial Power Generating Company LLC | 56680 | Wicomico | MD | Wicomico | 16 | IC | OP | 0.3 | 0.3 | 0.3 |  | 5 | 2007 | LFG | DFO | Y | Y | N | IPP Non-CHP | [62 empty] | GAS | [39 empty] | 1.1659 | 0.0016829 | 10.4
55938 | Industrial Power Generating Company LLC | 56680 | Wicomico | MD | Wicomico | 17 | IC | OP | 0.3 | 0.3 | 0.3 |  | 5 | 2007 | LFG | DFO | Y | Y | N | IPP Non-CHP | [62 empty] | GAS | [39 empty] | 1.1659 | 0.0016829 | 10.4
55938 | Industrial Power Generating Company LLC | 56680 | Wicomico | MD | Wicomico | 18 | IC | OP | 0.3 | 0.3 | 0.3 |  | 5 | 2007 | LFG | DFO | Y | Y | N | IPP Non-CHP | [62 empty] | GAS | [39 empty] | 1.1659 | 0.0016829 | 10.4
55938 | Industrial Power Generating Company LLC | 56680 | Wicomico | MD | Wicomico | 2 | IC | OP | 0.3 | 0.3 | 0.3 |  | 5 | 2007 | LFG | DFO | Y | Y | N | IPP Non-CHP | [62 empty] | GAS | [39 empty] | 1.1659 | 0.0016829 | 10.4
55938 | Industrial Power Generating Company LLC | 56680 | Wicomico | MD | Wicomico | 3 | IC | OP | 0.3 | 0.3 | 0.3 |  | 5 | 2007 | LFG | DFO | Y | Y | N | IPP Non-CHP | [62 empty] | GAS | [39 empty] | 1.1659 | 0.0016829 | 10.4
55938 | Industrial Power Generating Company LLC | 56680 | Wicomico | MD | Wicomico | 4 | IC | OP | 0.3 | 0.3 | 0.3 |  | 5 | 2007 | LFG | DFO | Y | Y | N | IPP Non-CHP | [62 empty] | GAS | [39 empty] | 1.1659 | 0.0016829 | 10.4
55938 | Industrial Power Generating Company LLC | 56680 | Wicomico | MD | Wicomico | 5 | IC | OP | 0.3 | 0.3 | 0.3 |  | 5 | 2007 | LFG | DFO | Y | Y | N | IPP Non-CHP | [62 empty] | GAS | [39 empty] | 1.1659 | 0.0016829 | 10.4
55938 | Industrial Power Generating Company LLC | 56680 | Wicomico | MD | Wicomico | 6 | IC | OP | 0.3 | 0.3 | 0.3 |  | 5 | 2007 | LFG | DFO | Y | Y | N | IPP Non-CHP | [62 empty] | GAS | [39 empty] | 1.1659 | 0.0016829 | 10.4
55938 | Industrial Power Generating Company LLC | 56680 | Wicomico | MD | Wicomico | 7 | IC | OP | 0.3 | 0.3 | 0.3 |  | 5 | 2007 | LFG | DFO | Y | Y | N | IPP Non-CHP | [62 empty] | GAS | [39 empty] | 1.1659 | 0.0016829 | 10.4
55938 | Industrial Power Generating Company LLC | 56680 | Wicomico | MD | Wicomico | 8 | IC | OP | 0.3 | 0.3 | 0.3 |  | 5 | 2007 | LFG | DFO | Y | Y | N | IPP Non-CHP | [62 empty] | GAS | [39 empty] | 1.1659 | 0.0016829 | 10.4
55938 | Industrial Power Generating Company LLC | 56680 | Wicomico | MD | Wicomico | 9 | IC | OP | 0.3 | 0.3 | 0.3 |  | 5 | 2007 | LFG | DFO | Y | Y | N | IPP Non-CHP | [62 empty] | GAS | [39 empty] | 1.1659 | 0.0016829 | 10.4
55938 | Industrial Power Generating Company LLC | 56681 | Amelia | VA | Amelia | 1 | IC | OP | 0.3 | 0.3 | 0.3 |  | 8 | 2001 | LFG | WO | Y | Y | N | IPP Non-CHP | [62 empty] | GAS | [39 empty] | 1.1659 | 0.0016829 | 10.4
55938 | Industrial Power Generating Company LLC | 56681 | Amelia | VA | Amelia | 10 | IC | OP | 0.3 | 0.3 | 0.3 |  | 8 | 2001 | LFG | WO | Y | Y | N | IPP Non-CHP | [62 empty] | GAS | [39 empty] | 1.1659 | 0.0016829 | 10.4
55938 | Industrial Power Generating Company LLC | 56681 | Amelia | VA | Amelia | 11 | IC | OP | 0.3 | 0.3 | 0.3 |  | 8 | 2001 | LFG | WO | Y | Y | N | IPP Non-CHP | [62 empty] | GAS | [39 empty] | 1.1659 | 0.0016829 | 10.4
55938 | Industrial Power Generating Company LLC | 56681 | Amelia | VA | Amelia | 12 | IC | OP | 0.3 | 0.3 | 0.3 |  | 8 | 2001 | LFG | WO | Y | Y | N | IPP Non-CHP | [62 empty] | GAS | [39 empty] | 1.1659 | 0.0016829 | 10.4
55938 | Industrial Power Generating Company LLC | 56681 | Amelia | VA | Amelia | 13 | IC | OP | 0.3 | 0.3 | 0.3 |  | 8 | 2001 | LFG | WO | Y | Y | N | IPP Non-CHP | [62 empty] | GAS | [39 empty] | 1.1659 | 0.0016829 | 10.4
55938 | Industrial Power Generating Company LLC | 56681 | Amelia | VA | Amelia | 14 | IC | OP | 0.3 | 0.3 | 0.3 |  | 8 | 2001 | LFG | WO | Y | Y | N | IPP Non-CHP | [62 empty] | GAS | [39 empty] | 1.1659 | 0.0016829 | 10.4
55938 | Industrial Power Generating Company LLC | 56681 | Amelia | VA | Amelia | 15 | IC | OP | 0.3 | 0.3 | 0.3 |  | 8 | 2001 | LFG | WO | Y | Y | N | IPP Non-CHP | [62 empty] | GAS | [39 empty] | 1.1659 | 0.0016829 | 10.4
55938 | Industrial Power Generating Company LLC | 56681 | Amelia | VA | Amelia | 16 | IC | OP | 0.3 | 0.3 | 0.3 |  | 8 | 2001 | LFG | WO | Y | Y | N | IPP Non-CHP | [62 empty] | GAS | [39 empty] | 1.1659 | 0.0016829 | 10.4
55938 | Industrial Power Generating Company LLC | 56681 | Amelia | VA | Amelia | 17 | IC | OP | 0.3 | 0.3 | 0.3 |  | 8 | 2001 | LFG | WO | Y | Y | N | IPP Non-CHP | [62 empty] | GAS | [39 empty] | 1.1659 | 0.0016829 | 10.4
55938 | Industrial Power Generating Company LLC | 56681 | Amelia | VA | Amelia | 18 | IC | OP | 0.3 | 0.3 | 0.3 |  | 8 | 2001 | LFG | WO | Y | Y | N | IPP Non-CHP | [62 empty] | GAS | [39 empty] | 1.1659 | 0.0016829 | 10.4
55938 | Industrial Power Generating Company LLC | 56681 | Amelia | VA | Amelia | 19 | IC | OP | 0.3 | 0.3 | 0.3 |  | 8 | 2001 | LFG | WO | Y | Y | N | IPP Non-CHP | [62 empty] | GAS | [39 empty] | 1.1659 | 0.0016829 | 10.4
55938 | Industrial Power Generating Company LLC | 56681 | Amelia | VA | Amelia | 2 | IC | OP | 0.3 | 0.3 | 0.3 |  | 8 | 2001 | LFG | WO | Y | Y | N | IPP Non-CHP | [62 empty] | GAS | [39 empty] | 1.1659 | 0.0016829 | 10.4
55938 | Industrial Power Generating Company LLC | 56681 | Amelia | VA | Amelia | 20 | IC | OP | 0.3 | 0.3 | 0.3 |  | 8 | 2001 | LFG | WO | Y | Y | N | IPP Non-CHP | [62 empty] | GAS | [39 empty] | 1.1659 | 0.0016829 | 10.4
55938 | Industrial Power Generating Company LLC | 56681 | Amelia | VA | Amelia | 21 | IC | OP | 0.3 | 0.3 | 0.3 |  | 8 | 2001 | LFG | WO | Y | Y | N | IPP Non-CHP | [62 empty] | GAS | [39 empty] | 1.1659 | 0.0016829 | 10.4
55938 | Industrial Power Generating Company LLC | 56681 | Amelia | VA | Amelia | 22 | IC | OP | 0.3 | 0.3 | 0.3 |  | 8 | 2001 | LFG | WO | Y | Y | N | IPP Non-CHP | [62 empty] | GAS | [39 empty] | 1.1659 | 0.0016829 | 10.4
55938 | Industrial Power Generating Company LLC | 56681 | Amelia | VA | Amelia | 23 | IC | OP | 0.3 | 0.3 | 0.3 |  | 8 | 2001 | LFG | WO | Y | Y | N | IPP Non-CHP | [62 empty] | GAS | [39 empty] | 1.1659 | 0.0016829 | 10.4
55938 | Industrial Power Generating Company LLC | 56681 | Amelia | VA | Amelia | 24 | IC | OP | 0.3 | 0.3 | 0.3 |  | 8 | 2001 | LFG | WO | Y | Y | N | IPP Non-CHP | [62 empty] | GAS | [39 empty] | 1.1659 | 0.0016829 | 10.4
55938 | Industrial Power Generating Company LLC | 56681 | Amelia | VA | Amelia | 25 | IC | OP | 0.3 | 0.3 | 0.3 |  | 8 | 2001 | LFG | WO | Y | Y | N | IPP Non-CHP | [62 empty] | GAS | [39 empty] | 1.1659 | 0.0016829 | 10.4
55938 | Industrial Power Generating Company LLC | 56681 | Amelia | VA | Amelia | 26 | IC | OP | 0.3 | 0.3 | 0.3 |  | 8 | 2001 | LFG | WO | Y | Y | N | IPP Non-CHP | [62 empty] | GAS | [39 empty] | 1.1659 | 0.0016829 | 10.4
55938 | Industrial Power Generating Company LLC | 56681 | Amelia | VA | Amelia | 27 | IC | OP | 0.3 | 0.3 | 0.3 |  | 8 | 2001 | LFG | WO | Y | Y | N | IPP Non-CHP | [62 empty] | GAS | [39 empty] | 1.1659 | 0.0016829 | 10.4
55938 | Industrial Power Generating Company LLC | 56681 | Amelia | VA | Amelia | 28 | IC | OP | 0.3 | 0.3 | 0.3 |  | 8 | 2001 | LFG | WO | Y | Y | N | IPP Non-CHP | [62 empty] | GAS | [39 empty] | 1.1659 | 0.0016829 | 10.4
55938 | Industrial Power Generating Company LLC | 56681 | Amelia | VA | Amelia | 29 | IC | OP | 0.3 | 0.3 | 0.3 |  | 8 | 2001 | LFG | WO | Y | Y | N | IPP Non-CHP | [62 empty] | GAS | [39 empty] | 1.1659 | 0.0016829 | 10.4
55938 | Industrial Power Generating Company LLC | 56681 | Amelia | VA | Amelia | 3 | IC | OP | 0.3 | 0.3 | 0.3 |  | 8 | 2001 | LFG | WO | Y | Y | N | IPP Non-CHP | [62 empty] | GAS | [39 empty] | 1.1659 | 0.0016829 | 10.4
55938 | Industrial Power Generating Company LLC | 56681 | Amelia | VA | Amelia | 30 | IC | OP | 0.3 | 0.3 | 0.3 |  | 8 | 2001 | LFG | WO | Y | Y | N | IPP Non-CHP | [62 empty] | GAS | [39 empty] | 1.1659 | 0.0016829 | 10.4
55938 | Industrial Power Generating Company LLC | 56681 | Amelia | VA | Amelia | 31 | IC | OP | 0.3 | 0.3 | 0.3 |  | 8 | 2001 | LFG | WO | Y | Y | N | IPP Non-CHP | [62 empty] | GAS | [39 empty] | 1.1659 | 0.0016829 | 10.4
55938 | Industrial Power Generating Company LLC | 56681 | Amelia | VA | Amelia | 32 | IC | OP | 0.3 | 0.3 | 0.3 |  | 8 | 2001 | LFG | WO | Y | Y | N | IPP Non-CHP | [62 empty] | GAS | [39 empty] | 1.1659 | 0.0016829 | 10.4
55938 | Industrial Power Generating Company LLC | 56681 | Amelia | VA | Amelia | 33 | IC | OP | 0.3 | 0.3 | 0.3 |  | 8 | 2001 | LFG | WO | Y | Y | N | IPP Non-CHP | [62 empty] | GAS | [39 empty] | 1.1659 | 0.0016829 | 10.4
55938 | Industrial Power Generating Company LLC | 56681 | Amelia | VA | Amelia | 34 | IC | OP | 0.3 | 0.3 | 0.3 |  | 8 | 2001 | LFG | WO | Y | Y | N | IPP Non-CHP | [62 empty] | GAS | [39 empty] | 1.1659 | 0.0016829 | 10.4
55938 | Industrial Power Generating Company LLC | 56681 | Amelia | VA | Amelia | 35 | IC | OP | 0.3 | 0.3 | 0.3 |  | 8 | 2001 | LFG | WO | Y | Y | N | IPP Non-CHP | [62 empty] | GAS | [39 empty] | 1.1659 | 0.0016829 | 10.4
55938 | Industrial Power Generating Company LLC | 56681 | Amelia | VA | Amelia | 36 | IC | OP | 0.3 | 0.3 | 0.3 |  | 8 | 2001 | LFG | WO | Y | Y | N | IPP Non-CHP | [62 empty] | GAS | [39 empty] | 1.1659 | 0.0016829 | 10.4
55938 | Industrial Power Generating Company LLC | 56681 | Amelia | VA | Amelia | 37 | IC | OP | 0.3 | 0.3 | 0.3 |  | 8 | 2001 | LFG | WO | Y | Y | N | IPP Non-CHP | [62 empty] | GAS | [39 empty] | 1.1659 | 0.0016829 | 10.4
55938 | Industrial Power Generating Company LLC | 56681 | Amelia | VA | Amelia | 38 | IC | OP | 0.3 | 0.3 | 0.3 |  | 8 | 2001 | LFG | WO | Y | Y | N | IPP Non-CHP | [62 empty] | GAS | [39 empty] | 1.1659 | 0.0016829 | 10.4
55938 | Industrial Power Generating Company LLC | 56681 | Amelia | VA | Amelia | 39 | IC | OP | 0.3 | 0.3 | 0.3 |  | 8 | 2001 | LFG | WO | Y | Y | N | IPP Non-CHP | [62 empty] | GAS | [39 empty] | 1.1659 | 0.0016829 | 10.4
55938 | Industrial Power Generating Company LLC | 56681 | Amelia | VA | Amelia | 4 | IC | OP | 0.3 | 0.3 | 0.3 |  | 8 | 2001 | LFG | WO | Y | Y | N | IPP Non-CHP | [62 empty] | GAS | [39 empty] | 1.1659 | 0.0016829 | 10.4
55938 | Industrial Power Generating Company LLC | 56681 | Amelia | VA | Amelia | 40 | IC | OP | 0.3 | 0.3 | 0.3 |  | 8 | 2001 | LFG | WO | Y | Y | N | IPP Non-CHP | [62 empty] | GAS | [39 empty] | 1.1659 | 0.0016829 | 10.4
55938 | Industrial Power Generating Company LLC | 56681 | Amelia | VA | Amelia | 41 | IC | OP | 0.3 | 0.3 | 0.3 |  | 8 | 2001 | LFG | WO | Y | Y | N | IPP Non-CHP | [62 empty] | GAS | [39 empty] | 1.1659 | 0.0016829 | 10.4
55938 | Industrial Power Generating Company LLC | 56681 | Amelia | VA | Amelia | 42 | IC | OP | 0.3 | 0.3 | 0.3 |  | 8 | 2001 | LFG | WO | Y | Y | N | IPP Non-CHP | [62 empty] | GAS | [39 empty] | 1.1659 | 0.0016829 | 10.4
55938 | Industrial Power Generating Company LLC | 56681 | Amelia | VA | Amelia | 43 | IC | OP | 0.3 | 0.3 | 0.3 |  | 8 | 2001 | LFG | WO | Y | Y | N | IPP Non-CHP | [62 empty] | GAS | [39 empty] | 1.1659 | 0.0016829 | 10.4
55938 | Industrial Power Generating Company LLC | 56681 | Amelia | VA | Amelia | 44 | IC | OP | 0.3 | 0.3 | 0.3 |  | 8 | 2001 | LFG | WO | Y | Y | N | IPP Non-CHP | [62 empty] | GAS | [39 empty] | 1.1659 | 0.0016829 | 10.4
55938 | Industrial Power Generating Company LLC | 56681 | Amelia | VA | Amelia | 45 | IC | OP | 0.3 | 0.3 | 0.3 |  | 8 | 2001 | LFG | WO | Y | Y | N | IPP Non-CHP | [62 empty] | GAS | [39 empty] | 1.1659 | 0.0016829 | 10.4
55938 | Industrial Power Generating Company LLC | 56681 | Amelia | VA | Amelia | 46 | IC | OP | 0.3 | 0.3 | 0.3 |  | 8 | 2001 | LFG | WO | Y | Y | N | IPP Non-CHP | [62 empty] | GAS | [39 empty] | 1.1659 | 0.0016829 | 10.4
55938 | Industrial Power Generating Company LLC | 56681 | Amelia | VA | Amelia | 47 | IC | OP | 0.3 | 0.3 | 0.3 |  | 8 | 2001 | LFG | WO | Y | Y | N | IPP Non-CHP | [62 empty] | GAS | [39 empty] | 1.1659 | 0.0016829 | 10.4
55938 | Industrial Power Generating Company LLC | 56681 | Amelia | VA | Amelia | 48 | IC | OP | 0.3 | 0.3 | 0.3 |  | 8 | 2001 | LFG | WO | Y | Y | N | IPP Non-CHP | [62 empty] | GAS | [39 empty] | 1.1659 | 0.0016829 | 10.4
55938 | Industrial Power Generating Company LLC | 56681 | Amelia | VA | Amelia | 5 | IC | OP | 0.3 | 0.3 | 0.3 |  | 8 | 2001 | LFG | WO | Y | Y | N | IPP Non-CHP | [62 empty] | GAS | [39 empty] | 1.1659 | 0.0016829 | 10.4
55938 | Industrial Power Generating Company LLC | 56681 | Amelia | VA | Amelia | 6 | IC | OP | 0.3 | 0.3 | 0.3 |  | 8 | 2001 | LFG | WO | Y | Y | N | IPP Non-CHP | [62 empty] | GAS | [39 empty] | 1.1659 | 0.0016829 | 10.4
55938 | Industrial Power Generating Company LLC | 56681 | Amelia | VA | Amelia | 7 | IC | OP | 0.3 | 0.3 | 0.3 |  | 8 | 2001 | LFG | WO | Y | Y | N | IPP Non-CHP | [62 empty] | GAS | [39 empty] | 1.1659 | 0.0016829 | 10.4
55938 | Industrial Power Generating Company LLC | 56681 | Amelia | VA | Amelia | 8 | IC | OP | 0.3 | 0.3 | 0.3 |  | 8 | 2001 | LFG | WO | Y | Y | N | IPP Non-CHP | [62 empty] | GAS | [39 empty] | 1.1659 | 0.0016829 | 10.4
55938 | Industrial Power Generating Company LLC | 56681 | Amelia | VA | Amelia | 9 | IC | OP | 0.3 | 0.3 | 0.3 |  | 8 | 2001 | LFG | WO | Y | Y | N | IPP Non-CHP | [62 empty] | GAS | [39 empty] | 1.1659 | 0.0016829 | 10.4
55938 | Industrial Power Generating Company LLC | 56682 | Brunswick | VA | Brunswick | 10 | IC | OP | 0.3 | 0.3 | 0.3 |  | 10 | 2007 | LFG | DFO | Y | Y | N | IPP Non-CHP | [62 empty] | GAS | [39 empty] | 1.1659 | 0.0016829 | 10.4
55938 | Industrial Power Generating Company LLC | 56682 | Brunswick | VA | Brunswick | 11 | IC | OP | 0.3 | 0.3 | 0.3 |  | 10 | 2007 | LFG | DFO | Y | Y | N | IPP Non-CHP | [62 empty] | GAS | [39 empty] | 1.1659 | 0.0016829 | 10.4
55938 | Industrial Power Generating Company LLC | 56682 | Brunswick | VA | Brunswick | 12 | IC | OP | 0.3 | 0.3 | 0.3 |  | 10 | 2007 | LFG | DFO | Y | Y | N | IPP Non-CHP | [62 empty] | GAS | [39 empty] | 1.1659 | 0.0016829 | 10.4
55938 | Industrial Power Generating Company LLC | 56682 | Brunswick | VA | Brunswick | 13 | IC | OP | 0.3 | 0.3 | 0.3 |  | 10 | 2007 | LFG | DFO | Y | Y | N | IPP Non-CHP | [62 empty] | GAS | [39 empty] | 1.1659 | 0.0016829 | 10.4
55938 | Industrial Power Generating Company LLC | 56682 | Brunswick | VA | Brunswick | 14 | IC | OP | 0.3 | 0.3 | 0.3 |  | 10 | 2007 | LFG | DFO | Y | Y | N | IPP Non-CHP | [62 empty] | GAS | [39 empty] | 1.1659 | 0.0016829 | 10.4
55938 | Industrial Power Generating Company LLC | 56682 | Brunswick | VA | Brunswick | 15 | IC | OP | 0.3 | 0.3 | 0.3 |  | 10 | 2007 | LFG | DFO | Y | Y | N | IPP Non-CHP | [62 empty] | GAS | [39 empty] | 1.1659 | 0.0016829 | 10.4
55938 | Industrial Power Generating Company LLC | 56682 | Brunswick | VA | Brunswick | 16 | IC | OP | 0.3 | 0.3 | 0.3 |  | 10 | 2007 | LFG | DFO | Y | Y | N | IPP Non-CHP | [62 empty] | GAS | [39 empty] | 1.1659 | 0.0016829 | 10.4
55938 | Industrial Power Generating Company LLC | 56682 | Brunswick | VA | Brunswick | 17 | IC | OP | 0.3 | 0.3 | 0.3 |  | 10 | 2007 | LFG | DFO | Y | Y | N | IPP Non-CHP | [62 empty] | GAS | [39 empty] | 1.1659 | 0.0016829 | 10.4
55938 | Industrial Power Generating Company LLC | 56682 | Brunswick | VA | Brunswick | 18 | IC | OP | 0.3 | 0.3 | 0.3 |  | 10 | 2007 | LFG | DFO | Y | Y | N | IPP Non-CHP | [62 empty] | GAS | [39 empty] | 1.1659 | 0.0016829 | 10.4
55938 | Industrial Power Generating Company LLC | 56682 | Brunswick | VA | Brunswick | 19 | IC | OP | 0.3 | 0.3 | 0.3 |  | 10 | 2007 | LFG | DFO | Y | Y | N | IPP Non-CHP | [62 empty] | GAS | [39 empty] | 1.1659 | 0.0016829 | 10.4
55938 | Industrial Power Generating Company LLC | 56682 | Brunswick | VA | Brunswick | 2 | IC | OP | 0.3 | 0.3 | 0.3 |  | 10 | 2007 | LFG | DFO | Y | Y | N | IPP Non-CHP | [62 empty] | GAS | [39 empty] | 1.1659 | 0.0016829 | 10.4
55938 | Industrial Power Generating Company LLC | 56682 | Brunswick | VA | Brunswick | 20 | IC | OP | 0.3 | 0.3 | 0.3 |  | 10 | 2007 | LFG | DFO | Y | Y | N | IPP Non-CHP | [62 empty] | GAS | [39 empty] | 1.1659 | 0.0016829 | 10.4
55938 | Industrial Power Generating Company LLC | 56682 | Brunswick | VA | Brunswick | 21 | IC | OP | 0.3 | 0.3 | 0.3 |  | 10 | 2007 | LFG | DFO | Y | Y | N | IPP Non-CHP | [62 empty] | GAS | [39 empty] | 1.1659 | 0.0016829 | 10.4
55938 | Industrial Power Generating Company LLC | 56682 | Brunswick | VA | Brunswick | 22 | IC | OP | 0.3 | 0.3 | 0.3 |  | 10 | 2007 | LFG | DFO | Y | Y | N | IPP Non-CHP | [62 empty] | GAS | [39 empty] | 1.1659 | 0.0016829 | 10.4
55938 | Industrial Power Generating Company LLC | 56682 | Brunswick | VA | Brunswick | 23 | IC | OP | 0.3 | 0.3 | 0.3 |  | 10 | 2007 | LFG | DFO | Y | Y | N | IPP Non-CHP | [62 empty] | GAS | [39 empty] | 1.1659 | 0.0016829 | 10.4
55938 | Industrial Power Generating Company LLC | 56682 | Brunswick | VA | Brunswick | 24 | IC | OP | 0.3 | 0.3 | 0.3 |  | 10 | 2007 | LFG | DFO | Y | Y | N | IPP Non-CHP | [62 empty] | GAS | [39 empty] | 1.1659 | 0.0016829 | 10.4
55938 | Industrial Power Generating Company LLC | 56682 | Brunswick | VA | Brunswick | 25 | IC | OP | 0.3 | 0.3 | 0.3 |  | 10 | 2007 | LFG | DFO | Y | Y | N | IPP Non-CHP | [62 empty] | GAS | [39 empty] | 1.1659 | 0.0016829 | 10.4
55938 | Industrial Power Generating Company LLC | 56682 | Brunswick | VA | Brunswick | 26 | IC | OP | 0.3 | 0.3 | 0.3 |  | 10 | 2007 | LFG | DFO | Y | Y | N | IPP Non-CHP | [62 empty] | GAS | [39 empty] | 1.1659 | 0.0016829 | 10.4
55938 | Industrial Power Generating Company LLC | 56682 | Brunswick | VA | Brunswick | 27 | IC | OP | 0.3 | 0.3 | 0.3 |  | 10 | 2007 | LFG | DFO | Y | Y | N | IPP Non-CHP | [62 empty] | GAS | [39 empty] | 1.1659 | 0.0016829 | 10.4
55938 | Industrial Power Generating Company LLC | 56682 | Brunswick | VA | Brunswick | 28 | IC | OP | 0.3 | 0.3 | 0.3 |  | 10 | 2007 | LFG | DFO | Y | Y | N | IPP Non-CHP | [62 empty] | GAS | [39 empty] | 1.1659 | 0.0016829 | 10.4
55938 | Industrial Power Generating Company LLC | 56682 | Brunswick | VA | Brunswick | 29 | IC | OP | 0.3 | 0.3 | 0.3 |  | 10 | 2007 | LFG | DFO | Y | Y | N | IPP Non-CHP | [62 empty] | GAS | [39 empty] | 1.1659 | 0.0016829 | 10.4
55938 | Industrial Power Generating Company LLC | 56682 | Brunswick | VA | Brunswick | 3 | IC | OP | 0.3 | 0.3 | 0.3 |  | 10 | 2007 | LFG | DFO | Y | Y | N | IPP Non-CHP | [62 empty] | GAS | [39 empty] | 1.1659 | 0.0016829 | 10.4
55938 | Industrial Power Generating Company LLC | 56682 | Brunswick | VA | Brunswick | 30 | IC | OP | 0.3 | 0.3 | 0.3 |  | 10 | 2007 | LFG | DFO | Y | Y | N | IPP Non-CHP | [62 empty] | GAS | [39 empty] | 1.1659 | 0.0016829 | 10.4
55938 | Industrial Power Generating Company LLC | 56682 | Brunswick | VA | Brunswick | 31 | IC | OP | 0.3 | 0.3 | 0.3 |  | 10 | 2007 | LFG | DFO | Y | Y | N | IPP Non-CHP | [62 empty] | GAS | [39 empty] | 1.1659 | 0.0016829 | 10.4
55938 | Industrial Power Generating Company LLC | 56682 | Brunswick | VA | Brunswick | 32 | IC | OP | 0.3 | 0.3 | 0.3 |  | 10 | 2007 | LFG | DFO | Y | Y | N | IPP Non-CHP | [62 empty] | GAS | [39 empty] | 1.1659 | 0.0016829 | 10.4
55938 | Industrial Power Generating Company LLC | 56682 | Brunswick | VA | Brunswick | 33 | IC | OP | 0.3 | 0.3 | 0.3 |  | 10 | 2007 | LFG | DFO | Y | Y | N | IPP Non-CHP | [62 empty] | GAS | [39 empty] | 1.1659 | 0.0016829 | 10.4
55938 | Industrial Power Generating Company LLC | 56682 | Brunswick | VA | Brunswick | 34 | IC | OP | 0.3 | 0.3 | 0.3 |  | 10 | 2007 | LFG | DFO | Y | Y | N | IPP Non-CHP | [62 empty] | GAS | [39 empty] | 1.1659 | 0.0016829 | 10.4
55938 | Industrial Power Generating Company LLC | 56682 | Brunswick | VA | Brunswick | 35 | IC | OP | 0.3 | 0.3 | 0.3 |  | 10 | 2007 | LFG | DFO | Y | Y | N | IPP Non-CHP | [62 empty] | GAS | [39 empty] | 1.1659 | 0.0016829 | 10.4
55938 | Industrial Power Generating Company LLC | 56682 | Brunswick | VA | Brunswick | 36 | IC | OP | 0.3 | 0.3 | 0.3 |  | 10 | 2007 | LFG | DFO | Y | Y | N | IPP Non-CHP | [62 empty] | GAS | [39 empty] | 1.1659 | 0.0016829 | 10.4
55938 | Industrial Power Generating Company LLC | 56682 | Brunswick | VA | Brunswick | 4 | IC | OP | 0.3 | 0.3 | 0.3 |  | 10 | 2007 | LFG | DFO | Y | Y | N | IPP Non-CHP | [62 empty] | GAS | [39 empty] | 1.1659 | 0.0016829 | 10.4
55938 | Industrial Power Generating Company LLC | 56682 | Brunswick | VA | Brunswick | 5 | IC | OP | 0.3 | 0.3 | 0.3 |  | 10 | 2007 | LFG | DFO | Y | Y | N | IPP Non-CHP | [62 empty] | GAS | [39 empty] | 1.1659 | 0.0016829 | 10.4
55938 | Industrial Power Generating Company LLC | 56682 | Brunswick | VA | Brunswick | 6 | IC | OP | 0.3 | 0.3 | 0.3 |  | 10 | 2007 | LFG | DFO | Y | Y | N | IPP Non-CHP | [62 empty] | GAS | [39 empty] | 1.1659 | 0.0016829 | 10.4
55938 | Industrial Power Generating Company LLC | 56682 | Brunswick | VA | Brunswick | 7 | IC | OP | 0.3 | 0.3 | 0.3 |  | 10 | 2007 | LFG | DFO | Y | Y | N | IPP Non-CHP | [62 empty] | GAS | [39 empty] | 1.1659 | 0.0016829 | 10.4
55938 | Industrial Power Generating Company LLC | 56682 | Brunswick | VA | Brunswick | 8 | IC | OP | 0.3 | 0.3 | 0.3 |  | 10 | 2007 | LFG | DFO | Y | Y | N | IPP Non-CHP | [62 empty] | GAS | [39 empty] | 1.1659 | 0.0016829 | 10.4
55938 | Industrial Power Generating Company LLC | 56682 | Brunswick | VA | Brunswick | 9 | IC | OP | 0.3 | 0.3 | 0.3 |  | 10 | 2007 | LFG | DFO | Y | Y | N | IPP Non-CHP | [62 empty] | GAS | [39 empty] | 1.1659 | 0.0016829 | 10.4
55938 | Industrial Power Generating Company LLC | 56683 | Charles City | VA | Charles City | 1 | IC | OP | 0.3 | 0.3 | 0.3 |  | 11 | 2003 | LFG | WO | Y | Y | N | IPP Non-CHP | [62 empty] | GAS | [39 empty] | 1.1659 | 0.0016829 | 10.4
55938 | Industrial Power Generating Company LLC | 56683 | Charles City | VA | Charles City | 10 | IC | OP | 0.3 | 0.3 | 0.3 |  | 11 | 2003 | LFG | WO | Y | Y | N | IPP Non-CHP | [62 empty] | GAS | [39 empty] | 1.1659 | 0.0016829 | 10.4
55938 | Industrial Power Generating Company LLC | 56683 | Charles City | VA | Charles City | 11 | IC | OP | 0.3 | 0.3 | 0.3 |  | 11 | 2003 | LFG | WO | Y | Y | N | IPP Non-CHP | [62 empty] | GAS | [39 empty] | 1.1659 | 0.0016829 | 10.4
55938 | Industrial Power Generating Company LLC | 56683 | Charles City | VA | Charles City | 12 | IC | OP | 0.3 | 0.3 | 0.3 |  | 11 | 2003 | LFG | WO | Y | Y | N | IPP Non-CHP | [62 empty] | GAS | [39 empty] | 1.1659 | 0.0016829 | 10.4
55938 | Industrial Power Generating Company LLC | 56683 | Charles City | VA | Charles City | 13 | IC | OP | 0.3 | 0.3 | 0.3 |  | 11 | 2003 | LFG | WO | Y | Y | N | IPP Non-CHP | [62 empty] | GAS | [39 empty] | 1.1659 | 0.0016829 | 10.4
55938 | Industrial Power Generating Company LLC | 56683 | Charles City | VA | Charles City | 14 | IC | OP | 0.3 | 0.3 | 0.3 |  | 11 | 2003 | LFG | WO | Y | Y | N | IPP Non-CHP | [62 empty] | GAS | [39 empty] | 1.1659 | 0.0016829 | 10.4
55938 | Industrial Power Generating Company LLC | 56683 | Charles City | VA | Charles City | 15 | IC | OP | 0.3 | 0.3 | 0.3 |  | 11 | 2003 | LFG | WO | Y | Y | N | IPP Non-CHP | [62 empty] | GAS | [39 empty] | 1.1659 | 0.0016829 | 10.4
55938 | Industrial Power Generating Company LLC | 56683 | Charles City | VA | Charles City | 16 | IC | OP | 0.3 | 0.3 | 0.3 |  | 11 | 2003 | LFG | WO | Y | Y | N | IPP Non-CHP | [62 empty] | GAS | [39 empty] | 1.1659 | 0.0016829 | 10.4
55938 | Industrial Power Generating Company LLC | 56683 | Charles City | VA | Charles City | 17 | IC | OP | 0.3 | 0.3 | 0.3 |  | 11 | 2003 | LFG | WO | Y | Y | N | IPP Non-CHP | [62 empty] | GAS | [39 empty] | 1.1659 | 0.0016829 | 10.4
55938 | Industrial Power Generating Company LLC | 56683 | Charles City | VA | Charles City | 18 | IC | OP | 0.3 | 0.3 | 0.3 |  | 11 | 2003 | LFG | WO | Y | Y | N | IPP Non-CHP | [62 empty] | GAS | [39 empty] | 1.1659 | 0.0016829 | 10.4
55938 | Industrial Power Generating Company LLC | 56683 | Charles City | VA | Charles City | 19 | IC | OP | 0.3 | 0.3 | 0.3 |  | 11 | 2003 | LFG | WO | Y | Y | N | IPP Non-CHP | [62 empty] | GAS | [39 empty] | 1.1659 | 0.0016829 | 10.4
55938 | Industrial Power Generating Company LLC | 56683 | Charles City | VA | Charles City | 2 | IC | OP | 0.3 | 0.3 | 0.3 |  | 11 | 2003 | LFG | WO | Y | Y | N | IPP Non-CHP | [62 empty] | GAS | [39 empty] | 1.1659 | 0.0016829 | 10.4
55938 | Industrial Power Generating Company LLC | 56683 | Charles City | VA | Charles City | 20 | IC | OP | 0.3 | 0.3 | 0.3 |  | 11 | 2003 | LFG | WO | Y | Y | N | IPP Non-CHP | [62 empty] | GAS | [39 empty] | 1.1659 | 0.0016829 | 10.4
55938 | Industrial Power Generating Company LLC | 56683 | Charles City | VA | Charles City | 21 | IC | OP | 0.3 | 0.3 | 0.3 |  | 11 | 2003 | LFG | WO | Y | Y | N | IPP Non-CHP | [62 empty] | GAS | [39 empty] | 1.1659 | 0.0016829 | 10.4
55938 | Industrial Power Generating Company LLC | 56683 | Charles City | VA | Charles City | 22 | IC | OP | 0.3 | 0.3 | 0.3 |  | 11 | 2003 | LFG | WO | Y | Y | N | IPP Non-CHP | [62 empty] | GAS | [39 empty] | 1.1659 | 0.0016829 | 10.4
55938 | Industrial Power Generating Company LLC | 56683 | Charles City | VA | Charles City | 23 | IC | OP | 0.3 | 0.3 | 0.3 |  | 11 | 2003 | LFG | WO | Y | Y | N | IPP Non-CHP | [62 empty] | GAS | [39 empty] | 1.1659 | 0.0016829 | 10.4
55938 | Industrial Power Generating Company LLC | 56683 | Charles City | VA | Charles City | 24 | IC | OP | 0.3 | 0.3 | 0.3 |  | 11 | 2003 | LFG | WO | Y | Y | N | IPP Non-CHP | [62 empty] | GAS | [39 empty] | 1.1659 | 0.0016829 | 10.4
55938 | Industrial Power Generating Company LLC | 56683 | Charles City | VA | Charles City | 25 | IC | OP | 0.3 | 0.3 | 0.3 |  | 11 | 2003 | LFG | WO | Y | Y | N | IPP Non-CHP | [62 empty] | GAS | [39 empty] | 1.1659 | 0.0016829 | 10.4
55938 | Industrial Power Generating Company LLC | 56683 | Charles City | VA | Charles City | 26 | IC | OP | 0.3 | 0.3 | 0.3 |  | 11 | 2003 | LFG | WO | Y | Y | N | IPP Non-CHP | [62 empty] | GAS | [39 empty] | 1.1659 | 0.0016829 | 10.4
55938 | Industrial Power Generating Company LLC | 56683 | Charles City | VA | Charles City | 27 | IC | OP | 0.3 | 0.3 | 0.3 |  | 11 | 2003 | LFG | WO | Y | Y | N | IPP Non-CHP | [62 empty] | GAS | [39 empty] | 1.1659 | 0.0016829 | 10.4
55938 | Industrial Power Generating Company LLC | 56683 | Charles City | VA | Charles City | 28 | IC | OP | 0.3 | 0.3 | 0.3 |  | 11 | 2003 | LFG | WO | Y | Y | N | IPP Non-CHP | [62 empty] | GAS | [39 empty] | 1.1659 | 0.0016829 | 10.4
55938 | Industrial Power Generating Company LLC | 56683 | Charles City | VA | Charles City | 29 | IC | OP | 0.3 | 0.3 | 0.3 |  | 11 | 2003 | LFG | WO | Y | Y | N | IPP Non-CHP | [62 empty] | GAS | [39 empty] | 1.1659 | 0.0016829 | 10.4
55938 | Industrial Power Generating Company LLC | 56683 | Charles City | VA | Charles City | 3 | IC | OP | 0.3 | 0.3 | 0.3 |  | 11 | 2003 | LFG | WO | Y | Y | N | IPP Non-CHP | [62 empty] | GAS | [39 empty] | 1.1659 | 0.0016829 | 10.4
55938 | Industrial Power Generating Company LLC | 56683 | Charles City | VA | Charles City | 30 | IC | OP | 0.3 | 0.3 | 0.3 |  | 11 | 2003 | LFG | WO | Y | Y | N | IPP Non-CHP | [62 empty] | GAS | [39 empty] | 1.1659 | 0.0016829 | 10.4
55938 | Industrial Power Generating Company LLC | 56683 | Charles City | VA | Charles City | 31 | IC | OP | 0.3 | 0.3 | 0.3 |  | 11 | 2003 | LFG | WO | Y | Y | N | IPP Non-CHP | [62 empty] | GAS | [39 empty] | 1.1659 | 0.0016829 | 10.4
55938 | Industrial Power Generating Company LLC | 56683 | Charles City | VA | Charles City | 32 | IC | OP | 0.3 | 0.3 | 0.3 |  | 11 | 2003 | LFG | WO | Y | Y | N | IPP Non-CHP | [62 empty] | GAS | [39 empty] | 1.1659 | 0.0016829 | 10.4
55938 | Industrial Power Generating Company LLC | 56683 | Charles City | VA | Charles City | 33 | IC | OP | 0.3 | 0.3 | 0.3 |  | 11 | 2003 | LFG | WO | Y | Y | N | IPP Non-CHP | [62 empty] | GAS | [39 empty] | 1.1659 | 0.0016829 | 10.4
55938 | Industrial Power Generating Company LLC | 56683 | Charles City | VA | Charles City | 34 | IC | OP | 0.3 | 0.3 | 0.3 |  | 11 | 2003 | LFG | WO | Y | Y | N | IPP Non-CHP | [62 empty] | GAS | [39 empty] | 1.1659 | 0.0016829 | 10.4
55938 | Industrial Power Generating Company LLC | 56683 | Charles City | VA | Charles City | 35 | IC | OP | 0.3 | 0.3 | 0.3 |  | 11 | 2003 | LFG | WO | Y | Y | N | IPP Non-CHP | [62 empty] | GAS | [39 empty] | 1.1659 | 0.0016829 | 10.4
55938 | Industrial Power Generating Company LLC | 56683 | Charles City | VA | Charles City | 36 | IC | OP | 0.3 | 0.3 | 0.3 |  | 11 | 2003 | LFG | WO | Y | Y | N | IPP Non-CHP | [62 empty] | GAS | [39 empty] | 1.1659 | 0.0016829 | 10.4
55938 | Industrial Power Generating Company LLC | 56683 | Charles City | VA | Charles City | 37 | IC | OP | 0.3 | 0.3 | 0.3 |  | 11 | 2003 | LFG | WO | Y | Y | N | IPP Non-CHP | [62 empty] | GAS | [39 empty] | 1.1659 | 0.0016829 | 10.4
55938 | Industrial Power Generating Company LLC | 56683 | Charles City | VA | Charles City | 38 | IC | OP | 0.3 | 0.3 | 0.3 |  | 11 | 2003 | LFG | WO | Y | Y | N | IPP Non-CHP | [62 empty] | GAS | [39 empty] | 1.1659 | 0.0016829 | 10.4
55938 | Industrial Power Generating Company LLC | 56683 | Charles City | VA | Charles City | 39 | IC | OP | 0.3 | 0.3 | 0.3 |  | 11 | 2003 | LFG | WO | Y | Y | N | IPP Non-CHP | [62 empty] | GAS | [39 empty] | 1.1659 | 0.0016829 | 10.4
55938 | Industrial Power Generating Company LLC | 56683 | Charles City | VA | Charles City | 4 | IC | OP | 0.3 | 0.3 | 0.3 |  | 11 | 2003 | LFG | WO | Y | Y | N | IPP Non-CHP | [62 empty] | GAS | [39 empty] | 1.1659 | 0.0016829 | 10.4
55938 | Industrial Power Generating Company LLC | 56683 | Charles City | VA | Charles City | 40 | IC | OP | 0.3 | 0.3 | 0.3 |  | 11 | 2003 | LFG | WO | Y | Y | N | IPP Non-CHP | [62 empty] | GAS | [39 empty] | 1.1659 | 0.0016829 | 10.4
55938 | Industrial Power Generating Company LLC | 56683 | Charles City | VA | Charles City | 41 | IC | OP | 0.3 | 0.3 | 0.3 |  | 11 | 2003 | LFG | WO | Y | Y | N | IPP Non-CHP | [62 empty] | GAS | [39 empty] | 1.1659 | 0.0016829 | 10.4
55938 | Industrial Power Generating Company LLC | 56683 | Charles City | VA | Charles City | 42 | IC | OP | 0.3 | 0.3 | 0.3 |  | 11 | 2003 | LFG | WO | Y | Y | N | IPP Non-CHP | [62 empty] | GAS | [39 empty] | 1.1659 | 0.0016829 | 10.4
55938 | Industrial Power Generating Company LLC | 56683 | Charles City | VA | Charles City | 43 | IC | OP | 0.3 | 0.3 | 0.3 |  | 11 | 2003 | LFG | WO | Y | Y | N | IPP Non-CHP | [62 empty] | GAS | [39 empty] | 1.1659 | 0.0016829 | 10.4
55938 | Industrial Power Generating Company LLC | 56683 | Charles City | VA | Charles City | 44 | IC | OP | 0.3 | 0.3 | 0.3 |  | 11 | 2003 | LFG | WO | Y | Y | N | IPP Non-CHP | [62 empty] | GAS | [39 empty] | 1.1659 | 0.0016829 | 10.4
55938 | Industrial Power Generating Company LLC | 56683 | Charles City | VA | Charles City | 45 | IC | OP | 0.3 | 0.3 | 0.3 |  | 11 | 2003 | LFG | WO | Y | Y | N | IPP Non-CHP | [62 empty] | GAS | [39 empty] | 1.1659 | 0.0016829 | 10.4
55938 | Industrial Power Generating Company LLC | 56683 | Charles City | VA | Charles City | 46 | IC | OP | 0.3 | 0.3 | 0.3 |  | 11 | 2003 | LFG | WO | Y | Y | N | IPP Non-CHP | [62 empty] | GAS | [39 empty] | 1.1659 | 0.0016829 | 10.4
55938 | Industrial Power Generating Company LLC | 56683 | Charles City | VA | Charles City | 47 | IC | OP | 0.3 | 0.3 | 0.3 |  | 11 | 2003 | LFG | WO | Y | Y | N | IPP Non-CHP | [62 empty] | GAS | [39 empty] | 1.1659 | 0.0016829 | 10.4
55938 | Industrial Power Generating Company LLC | 56683 | Charles City | VA | Charles City | 48 | IC | OP | 0.3 | 0.3 | 0.3 |  | 11 | 2003 | LFG | WO | Y | Y | N | IPP Non-CHP | [62 empty] | GAS | [39 empty] | 1.1659 | 0.0016829 | 10.4
55938 | Industrial Power Generating Company LLC | 56683 | Charles City | VA | Charles City | 5 | IC | OP | 0.3 | 0.3 | 0.3 |  | 11 | 2003 | LFG | WO | Y | Y | N | IPP Non-CHP | [62 empty] | GAS | [39 empty] | 1.1659 | 0.0016829 | 10.4
55938 | Industrial Power Generating Company LLC | 56683 | Charles City | VA | Charles City | 6 | IC | OP | 0.3 | 0.3 | 0.3 |  | 11 | 2003 | LFG | WO | Y | Y | N | IPP Non-CHP | [62 empty] | GAS | [39 empty] | 1.1659 | 0.0016829 | 10.4
55938 | Industrial Power Generating Company LLC | 56683 | Charles City | VA | Charles City | 7 | IC | OP | 0.3 | 0.3 | 0.3 |  | 11 | 2003 | LFG | WO | Y | Y | N | IPP Non-CHP | [62 empty] | GAS | [39 empty] | 1.1659 | 0.0016829 | 10.4
55938 | Industrial Power Generating Company LLC | 56683 | Charles City | VA | Charles City | 8 | IC | OP | 0.3 | 0.3 | 0.3 |  | 11 | 2003 | LFG | WO | Y | Y | N | IPP Non-CHP | [62 empty] | GAS | [39 empty] | 1.1659 | 0.0016829 | 10.4
55938 | Industrial Power Generating Company LLC | 56683 | Charles City | VA | Charles City | 9 | IC | OP | 0.3 | 0.3 | 0.3 |  | 11 | 2003 | LFG | WO | Y | Y | N | IPP Non-CHP | [62 empty] | GAS | [39 empty] | 1.1659 | 0.0016829 | 10.4
55938 | Industrial Power Generating Company LLC | 56684 | Chesterfield | VA | Chesterfield | 1 | IC | OP | 0.3 | 0.3 | 0.3 |  | 6 | 2004 | LFG | DFO | Y | Y | N | IPP Non-CHP | [62 empty] | GAS | [39 empty] | 1.1659 | 0.0016829 | 10.4
55938 | Industrial Power Generating Company LLC | 56684 | Chesterfield | VA | Chesterfield | 10 | IC | OP | 0.3 | 0.3 | 0.3 |  | 6 | 2004 | LFG | DFO | Y | Y | N | IPP Non-CHP | [62 empty] | GAS | [39 empty] | 1.1659 | 0.0016829 | 10.4
55938 | Industrial Power Generating Company LLC | 56684 | Chesterfield | VA | Chesterfield | 11 | IC | OP | 0.3 | 0.3 | 0.3 |  | 6 | 2004 | LFG | DFO | Y | Y | N | IPP Non-CHP | [62 empty] | GAS | [39 empty] | 1.1659 | 0.0016829 | 10.4
55938 | Industrial Power Generating Company LLC | 56684 | Chesterfield | VA | Chesterfield | 12 | IC | OP | 0.3 | 0.3 | 0.3 |  | 6 | 2004 | LFG | DFO | Y | Y | N | IPP Non-CHP | [62 empty] | GAS | [39 empty] | 1.1659 | 0.0016829 | 10.4
55938 | Industrial Power Generating Company LLC | 56684 | Chesterfield | VA | Chesterfield | 13 | IC | OP | 0.3 | 0.3 | 0.3 |  | 6 | 2004 | LFG | DFO | Y | Y | N | IPP Non-CHP | [62 empty] | GAS | [39 empty] | 1.1659 | 0.0016829 | 10.4
55938 | Industrial Power Generating Company LLC | 56684 | Chesterfield | VA | Chesterfield | 14 | IC | OP | 0.3 | 0.3 | 0.3 |  | 6 | 2004 | LFG | DFO | Y | Y | N | IPP Non-CHP | [62 empty] | GAS | [39 empty] | 1.1659 | 0.0016829 | 10.4
55938 | Industrial Power Generating Company LLC | 56684 | Chesterfield | VA | Chesterfield | 15 | IC | OP | 0.3 | 0.3 | 0.3 |  | 6 | 2004 | LFG | DFO | Y | Y | N | IPP Non-CHP | [62 empty] | GAS | [39 empty] | 1.1659 | 0.0016829 | 10.4
55938 | Industrial Power Generating Company LLC | 56684 | Chesterfield | VA | Chesterfield | 16 | IC | OP | 0.3 | 0.3 | 0.3 |  | 6 | 2004 | LFG | DFO | Y | Y | N | IPP Non-CHP | [62 empty] | GAS | [39 empty] | 1.1659 | 0.0016829 | 10.4
55938 | Industrial Power Generating Company LLC | 56684 | Chesterfield | VA | Chesterfield | 17 | IC | OP | 0.3 | 0.3 | 0.3 |  | 6 | 2004 | LFG | DFO | Y | Y | N | IPP Non-CHP | [62 empty] | GAS | [39 empty] | 1.1659 | 0.0016829 | 10.4
55938 | Industrial Power Generating Company LLC | 56684 | Chesterfield | VA | Chesterfield | 18 | IC | OP | 0.3 | 0.3 | 0.3 |  | 6 | 2004 | LFG | DFO | Y | Y | N | IPP Non-CHP | [62 empty] | GAS | [39 empty] | 1.1659 | 0.0016829 | 10.4
55938 | Industrial Power Generating Company LLC | 56684 | Chesterfield | VA | Chesterfield | 19 | IC | OP | 0.3 | 0.3 | 0.3 |  | 6 | 2004 | LFG | DFO | Y | Y | N | IPP Non-CHP | [62 empty] | GAS | [39 empty] | 1.1659 | 0.0016829 | 10.4
55938 | Industrial Power Generating Company LLC | 56684 | Chesterfield | VA | Chesterfield | 2 | IC | OP | 0.3 | 0.3 | 0.3 |  | 6 | 2004 | LFG | DFO | Y | Y | N | IPP Non-CHP | [62 empty] | GAS | [39 empty] | 1.1659 | 0.0016829 | 10.4
55938 | Industrial Power Generating Company LLC | 56684 | Chesterfield | VA | Chesterfield | 20 | IC | OP | 0.3 | 0.3 | 0.3 |  | 6 | 2004 | LFG | DFO | Y | Y | N | IPP Non-CHP | [62 empty] | GAS | [39 empty] | 1.1659 | 0.0016829 | 10.4
55938 | Industrial Power Generating Company LLC | 56684 | Chesterfield | VA | Chesterfield | 21 | IC | OP | 0.3 | 0.3 | 0.3 |  | 6 | 2004 | LFG | DFO | Y | Y | N | IPP Non-CHP | [62 empty] | GAS | [39 empty] | 1.1659 | 0.0016829 | 10.4
55938 | Industrial Power Generating Company LLC | 56684 | Chesterfield | VA | Chesterfield | 22 | IC | OP | 0.3 | 0.3 | 0.3 |  | 6 | 2004 | LFG | DFO | Y | Y | N | IPP Non-CHP | [62 empty] | GAS | [39 empty] | 1.1659 | 0.0016829 | 10.4
55938 | Industrial Power Generating Company LLC | 56684 | Chesterfield | VA | Chesterfield | 23 | IC | OP | 0.3 | 0.3 | 0.3 |  | 6 | 2004 | LFG | DFO | Y | Y | N | IPP Non-CHP | [62 empty] | GAS | [39 empty] | 1.1659 | 0.0016829 | 10.4
55938 | Industrial Power Generating Company LLC | 56684 | Chesterfield | VA | Chesterfield | 24 | IC | OP | 0.3 | 0.3 | 0.3 |  | 6 | 2004 | LFG | DFO | Y | Y | N | IPP Non-CHP | [62 empty] | GAS | [39 empty] | 1.1659 | 0.0016829 | 10.4
55938 | Industrial Power Generating Company LLC | 56684 | Chesterfield | VA | Chesterfield | 25 | IC | OP | 0.3 | 0.3 | 0.3 |  | 6 | 2004 | LFG | DFO | Y | Y | N | IPP Non-CHP | [62 empty] | GAS | [39 empty] | 1.1659 | 0.0016829 | 10.4
55938 | Industrial Power Generating Company LLC | 56684 | Chesterfield | VA | Chesterfield | 26 | IC | OP | 0.3 | 0.3 | 0.3 |  | 6 | 2004 | LFG | DFO | Y | Y | N | IPP Non-CHP | [62 empty] | GAS | [39 empty] | 1.1659 | 0.0016829 | 10.4
55938 | Industrial Power Generating Company LLC | 56684 | Chesterfield | VA | Chesterfield | 27 | IC | OP | 0.3 | 0.3 | 0.3 |  | 6 | 2004 | LFG | DFO | Y | Y | N | IPP Non-CHP | [62 empty] | GAS | [39 empty] | 1.1659 | 0.0016829 | 10.4
55938 | Industrial Power Generating Company LLC | 56684 | Chesterfield | VA | Chesterfield | 28 | IC | OP | 0.3 | 0.3 | 0.3 |  | 6 | 2004 | LFG | DFO | Y | Y | N | IPP Non-CHP | [62 empty] | GAS | [39 empty] | 1.1659 | 0.0016829 | 10.4
55938 | Industrial Power Generating Company LLC | 56684 | Chesterfield | VA | Chesterfield | 29 | IC | OP | 0.3 | 0.3 | 0.3 |  | 6 | 2004 | LFG | DFO | Y | Y | N | IPP Non-CHP | [62 empty] | GAS | [39 empty] | 1.1659 | 0.0016829 | 10.4
55938 | Industrial Power Generating Company LLC | 56684 | Chesterfield | VA | Chesterfield | 3 | IC | OP | 0.3 | 0.3 | 0.3 |  | 6 | 2004 | LFG | DFO | Y | Y | N | IPP Non-CHP | [62 empty] | GAS | [39 empty] | 1.1659 | 0.0016829 | 10.4
55938 | Industrial Power Generating Company LLC | 56684 | Chesterfield | VA | Chesterfield | 30 | IC | OP | 0.3 | 0.3 | 0.3 |  | 6 | 2004 | LFG | DFO | Y | Y | N | IPP Non-CHP | [62 empty] | GAS | [39 empty] | 1.1659 | 0.0016829 | 10.4
55938 | Industrial Power Generating Company LLC | 56684 | Chesterfield | VA | Chesterfield | 31 | IC | OP | 0.3 | 0.3 | 0.3 |  | 6 | 2004 | LFG | DFO | Y | Y | N | IPP Non-CHP | [62 empty] | GAS | [39 empty] | 1.1659 | 0.0016829 | 10.4
55938 | Industrial Power Generating Company LLC | 56684 | Chesterfield | VA | Chesterfield | 32 | IC | OP | 0.3 | 0.3 | 0.3 |  | 6 | 2004 | LFG | DFO | Y | Y | N | IPP Non-CHP | [62 empty] | GAS | [39 empty] | 1.1659 | 0.0016829 | 10.4
55938 | Industrial Power Generating Company LLC | 56684 | Chesterfield | VA | Chesterfield | 33 | IC | OP | 0.3 | 0.3 | 0.3 |  | 6 | 2004 | LFG | DFO | Y | Y | N | IPP Non-CHP | [62 empty] | GAS | [39 empty] | 1.1659 | 0.0016829 | 10.4
55938 | Industrial Power Generating Company LLC | 56684 | Chesterfield | VA | Chesterfield | 34 | IC | OP | 0.3 | 0.3 | 0.3 |  | 6 | 2004 | LFG | DFO | Y | Y | N | IPP Non-CHP | [62 empty] | GAS | [39 empty] | 1.1659 | 0.0016829 | 10.4
55938 | Industrial Power Generating Company LLC | 56684 | Chesterfield | VA | Chesterfield | 35 | IC | OP | 0.3 | 0.3 | 0.3 |  | 6 | 2004 | LFG | DFO | Y | Y | N | IPP Non-CHP | [62 empty] | GAS | [39 empty] | 1.1659 | 0.0016829 | 10.4
55938 | Industrial Power Generating Company LLC | 56684 | Chesterfield | VA | Chesterfield | 36 | IC | OP | 0.3 | 0.3 | 0.3 |  | 6 | 2004 | LFG | DFO | Y | Y | N | IPP Non-CHP | [62 empty] | GAS | [39 empty] | 1.1659 | 0.0016829 | 10.4
55938 | Industrial Power Generating Company LLC | 56684 | Chesterfield | VA | Chesterfield | 37 | IC | OP | 0.3 | 0.3 | 0.3 |  | 6 | 2004 | LFG | DFO | Y | Y | N | IPP Non-CHP | [62 empty] | GAS | [39 empty] | 1.1659 | 0.0016829 | 10.4
55938 | Industrial Power Generating Company LLC | 56684 | Chesterfield | VA | Chesterfield | 38 | IC | OP | 0.3 | 0.3 | 0.3 |  | 6 | 2004 | LFG | DFO | Y | Y | N | IPP Non-CHP | [62 empty] | GAS | [39 empty] | 1.1659 | 0.0016829 | 10.4
55938 | Industrial Power Generating Company LLC | 56684 | Chesterfield | VA | Chesterfield | 39 | IC | OP | 0.3 | 0.3 | 0.3 |  | 6 | 2004 | LFG | DFO | Y | Y | N | IPP Non-CHP | [62 empty] | GAS | [39 empty] | 1.1659 | 0.0016829 | 10.4
55938 | Industrial Power Generating Company LLC | 56684 | Chesterfield | VA | Chesterfield | 4 | IC | OP | 0.3 | 0.3 | 0.3 |  | 6 | 2004 | LFG | DFO | Y | Y | N | IPP Non-CHP | [62 empty] | GAS | [39 empty] | 1.1659 | 0.0016829 | 10.4
55938 | Industrial Power Generating Company LLC | 56684 | Chesterfield | VA | Chesterfield | 40 | IC | OP | 0.3 | 0.3 | 0.3 |  | 6 | 2004 | LFG | DFO | Y | Y | N | IPP Non-CHP | [62 empty] | GAS | [39 empty] | 1.1659 | 0.0016829 | 10.4
55938 | Industrial Power Generating Company LLC | 56684 | Chesterfield | VA | Chesterfield | 41 | IC | OP | 0.3 | 0.3 | 0.3 |  | 6 | 2004 | LFG | DFO | Y | Y | N | IPP Non-CHP | [62 empty] | GAS | [39 empty] | 1.1659 | 0.0016829 | 10.4
55938 | Industrial Power Generating Company LLC | 56684 | Chesterfield | VA | Chesterfield | 42 | IC | OP | 0.3 | 0.3 | 0.3 |  | 6 | 2004 | LFG | DFO | Y | Y | N | IPP Non-CHP | [62 empty] | GAS | [39 empty] | 1.1659 | 0.0016829 | 10.4
55938 | Industrial Power Generating Company LLC | 56684 | Chesterfield | VA | Chesterfield | 43 | IC | OP | 0.3 | 0.3 | 0.3 |  | 6 | 2004 | LFG | DFO | Y | Y | N | IPP Non-CHP | [62 empty] | GAS | [39 empty] | 1.1659 | 0.0016829 | 10.4
55938 | Industrial Power Generating Company LLC | 56684 | Chesterfield | VA | Chesterfield | 44 | IC | OP | 0.3 | 0.3 | 0.3 |  | 6 | 2004 | LFG | DFO | Y | Y | N | IPP Non-CHP | [62 empty] | GAS | [39 empty] | 1.1659 | 0.0016829 | 10.4
55938 | Industrial Power Generating Company LLC | 56684 | Chesterfield | VA | Chesterfield | 45 | IC | OP | 0.3 | 0.3 | 0.3 |  | 6 | 2004 | LFG | DFO | Y | Y | N | IPP Non-CHP | [62 empty] | GAS | [39 empty] | 1.1659 | 0.0016829 | 10.4
55938 | Industrial Power Generating Company LLC | 56684 | Chesterfield | VA | Chesterfield | 46 | IC | OP | 0.3 | 0.3 | 0.3 |  | 6 | 2004 | LFG | DFO | Y | Y | N | IPP Non-CHP | [62 empty] | GAS | [39 empty] | 1.1659 | 0.0016829 | 10.4
55938 | Industrial Power Generating Company LLC | 56684 | Chesterfield | VA | Chesterfield | 47 | IC | OP | 0.3 | 0.3 | 0.3 |  | 6 | 2004 | LFG | DFO | Y | Y | N | IPP Non-CHP | [62 empty] | GAS | [39 empty] | 1.1659 | 0.0016829 | 10.4
55938 | Industrial Power Generating Company LLC | 56684 | Chesterfield | VA | Chesterfield | 48 | IC | OP | 0.3 | 0.3 | 0.3 |  | 6 | 2004 | LFG | DFO | Y | Y | N | IPP Non-CHP | [62 empty] | GAS | [39 empty] | 1.1659 | 0.0016829 | 10.4
55938 | Industrial Power Generating Company LLC | 56684 | Chesterfield | VA | Chesterfield | 5 | IC | OP | 0.3 | 0.3 | 0.3 |  | 6 | 2004 | LFG | DFO | Y | Y | N | IPP Non-CHP | [62 empty] | GAS | [39 empty] | 1.1659 | 0.0016829 | 10.4
55938 | Industrial Power Generating Company LLC | 56684 | Chesterfield | VA | Chesterfield | 6 | IC | OP | 0.3 | 0.3 | 0.3 |  | 6 | 2004 | LFG | DFO | Y | Y | N | IPP Non-CHP | [62 empty] | GAS | [39 empty] | 1.1659 | 0.0016829 | 10.4
55938 | Industrial Power Generating Company LLC | 56684 | Chesterfield | VA | Chesterfield | 7 | IC | OP | 0.3 | 0.3 | 0.3 |  | 6 | 2004 | LFG | DFO | Y | Y | N | IPP Non-CHP | [62 empty] | GAS | [39 empty] | 1.1659 | 0.0016829 | 10.4
55938 | Industrial Power Generating Company LLC | 56684 | Chesterfield | VA | Chesterfield | 8 | IC | OP | 0.3 | 0.3 | 0.3 |  | 6 | 2004 | LFG | DFO | Y | Y | N | IPP Non-CHP | [62 empty] | GAS | [39 empty] | 1.1659 | 0.0016829 | 10.4
55938 | Industrial Power Generating Company LLC | 56684 | Chesterfield | VA | Chesterfield | 9 | IC | OP | 0.3 | 0.3 | 0.3 |  | 6 | 2004 | LFG | DFO | Y | Y | N | IPP Non-CHP | [62 empty] | GAS | [39 empty] | 1.1659 | 0.0016829 | 10.4
55938 | Industrial Power Generating Company LLC | 56686 | King & Queen | VA | King and Queen | 1 | IC | OP | 0.3 | 0.3 | 0.3 |  | 1 | 2008 | LFG | DFO | Y | Y | N | IPP Non-CHP | [62 empty] | GAS | [39 empty] | 1.1659 | 0.0016829 | 10.4
55938 | Industrial Power Generating Company LLC | 56686 | King & Queen | VA | King and Queen | 10 | IC | OP | 0.3 | 0.3 | 0.3 |  | 1 | 2008 | LFG | DFO | Y | Y | N | IPP Non-CHP | [62 empty] | GAS | [39 empty] | 1.1659 | 0.0016829 | 10.4
55938 | Industrial Power Generating Company LLC | 56686 | King & Queen | VA | King and Queen | 11 | IC | OP | 0.3 | 0.3 | 0.3 |  | 1 | 2008 | LFG | DFO | Y | Y | N | IPP Non-CHP | [62 empty] | GAS | [39 empty] | 1.1659 | 0.0016829 | 10.4
55938 | Industrial Power Generating Company LLC | 56686 | King & Queen | VA | King and Queen | 12 | IC | OP | 0.3 | 0.3 | 0.3 |  | 1 | 2008 | LFG | DFO | Y | Y | N | IPP Non-CHP | [62 empty] | GAS | [39 empty] | 1.1659 | 0.0016829 | 10.4
55938 | Industrial Power Generating Company LLC | 56686 | King & Queen | VA | King and Queen | 13 | IC | OP | 0.3 | 0.3 | 0.3 |  | 1 | 2008 | LFG | DFO | Y | Y | N | IPP Non-CHP | [62 empty] | GAS | [39 empty] | 1.1659 | 0.0016829 | 10.4
55938 | Industrial Power Generating Company LLC | 56686 | King & Queen | VA | King and Queen | 14 | IC | OP | 0.3 | 0.3 | 0.3 |  | 1 | 2008 | LFG | DFO | Y | Y | N | IPP Non-CHP | [62 empty] | GAS | [39 empty] | 1.1659 | 0.0016829 | 10.4
55938 | Industrial Power Generating Company LLC | 56686 | King & Queen | VA | King and Queen | 15 | IC | OP | 0.3 | 0.3 | 0.3 |  | 1 | 2008 | LFG | DFO | Y | Y | N | IPP Non-CHP | [62 empty] | GAS | [39 empty] | 1.1659 | 0.0016829 | 10.4
55938 | Industrial Power Generating Company LLC | 56686 | King & Queen | VA | King and Queen | 16 | IC | OP | 0.3 | 0.3 | 0.3 |  | 1 | 2008 | LFG | DFO | Y | Y | N | IPP Non-CHP | [62 empty] | GAS | [39 empty] | 1.1659 | 0.0016829 | 10.4
55938 | Industrial Power Generating Company LLC | 56686 | King & Queen | VA | King and Queen | 17 | IC | OP | 0.3 | 0.3 | 0.3 |  | 1 | 2008 | LFG | DFO | Y | Y | N | IPP Non-CHP | [62 empty] | GAS | [39 empty] | 1.1659 | 0.0016829 | 10.4
55938 | Industrial Power Generating Company LLC | 56686 | King & Queen | VA | King and Queen | 18 | IC | OP | 0.3 | 0.3 | 0.3 |  | 1 | 2008 | LFG | DFO | Y | Y | N | IPP Non-CHP | [62 empty] | GAS | [39 empty] | 1.1659 | 0.0016829 | 10.4
55938 | Industrial Power Generating Company LLC | 56686 | King & Queen | VA | King and Queen | 19 | IC | OP | 0.3 | 0.3 | 0.3 |  | 1 | 2008 | LFG | DFO | Y | Y | N | IPP Non-CHP | [62 empty] | GAS | [39 empty] | 1.1659 | 0.0016829 | 10.4
55938 | Industrial Power Generating Company LLC | 56686 | King & Queen | VA | King and Queen | 2 | IC | OP | 0.3 | 0.3 | 0.3 |  | 1 | 2008 | LFG | DFO | Y | Y | N | IPP Non-CHP | [62 empty] | GAS | [39 empty] | 1.1659 | 0.0016829 | 10.4
55938 | Industrial Power Generating Company LLC | 56686 | King & Queen | VA | King and Queen | 20 | IC | OP | 0.3 | 0.3 | 0.3 |  | 1 | 2008 | LFG | DFO | Y | Y | N | IPP Non-CHP | [62 empty] | GAS | [39 empty] | 1.1659 | 0.0016829 | 10.4
55938 | Industrial Power Generating Company LLC | 56686 | King & Queen | VA | King and Queen | 21 | IC | OP | 0.3 | 0.3 | 0.3 |  | 1 | 2008 | LFG | DFO | Y | Y | N | IPP Non-CHP | [62 empty] | GAS | [39 empty] | 1.1659 | 0.0016829 | 10.4
55938 | Industrial Power Generating Company LLC | 56686 | King & Queen | VA | King and Queen | 22 | IC | OP | 0.3 | 0.3 | 0.3 |  | 1 | 2008 | LFG | DFO | Y | Y | N | IPP Non-CHP | [62 empty] | GAS | [39 empty] | 1.1659 | 0.0016829 | 10.4
55938 | Industrial Power Generating Company LLC | 56686 | King & Queen | VA | King and Queen | 23 | IC | OP | 0.3 | 0.3 | 0.3 |  | 1 | 2008 | LFG | DFO | Y | Y | N | IPP Non-CHP | [62 empty] | GAS | [39 empty] | 1.1659 | 0.0016829 | 10.4
55938 | Industrial Power Generating Company LLC | 56686 | King & Queen | VA | King and Queen | 24 | IC | OP | 0.3 | 0.3 | 0.3 |  | 1 | 2008 | LFG | DFO | Y | Y | N | IPP Non-CHP | [62 empty] | GAS | [39 empty] | 1.1659 | 0.0016829 | 10.4
55938 | Industrial Power Generating Company LLC | 56686 | King & Queen | VA | King and Queen | 25 | IC | OP | 0.3 | 0.3 | 0.3 |  | 1 | 2008 | LFG | DFO | Y | Y | N | IPP Non-CHP | [62 empty] | GAS | [39 empty] | 1.1659 | 0.0016829 | 10.4
55938 | Industrial Power Generating Company LLC | 56686 | King & Queen | VA | King and Queen | 26 | IC | OP | 0.3 | 0.3 | 0.3 |  | 1 | 2008 | LFG | DFO | Y | Y | N | IPP Non-CHP | [62 empty] | GAS | [39 empty] | 1.1659 | 0.0016829 | 10.4
55938 | Industrial Power Generating Company LLC | 56686 | King & Queen | VA | King and Queen | 27 | IC | OP | 0.3 | 0.3 | 0.3 |  | 1 | 2008 | LFG | DFO | Y | Y | N | IPP Non-CHP | [62 empty] | GAS | [39 empty] | 1.1659 | 0.0016829 | 10.4
55938 | Industrial Power Generating Company LLC | 56686 | King & Queen | VA | King and Queen | 28 | IC | OP | 0.3 | 0.3 | 0.3 |  | 1 | 2008 | LFG | DFO | Y | Y | N | IPP Non-CHP | [62 empty] | GAS | [39 empty] | 1.1659 | 0.0016829 | 10.4
55938 | Industrial Power Generating Company LLC | 56686 | King & Queen | VA | King and Queen | 29 | IC | OP | 0.3 | 0.3 | 0.3 |  | 1 | 2008 | LFG | DFO | Y | Y | N | IPP Non-CHP | [62 empty] | GAS | [39 empty] | 1.1659 | 0.0016829 | 10.4
55938 | Industrial Power Generating Company LLC | 56686 | King & Queen | VA | King and Queen | 3 | IC | OP | 0.3 | 0.3 | 0.3 |  | 1 | 2008 | LFG | DFO | Y | Y | N | IPP Non-CHP | [62 empty] | GAS | [39 empty] | 1.1659 | 0.0016829 | 10.4
55938 | Industrial Power Generating Company LLC | 56686 | King & Queen | VA | King and Queen | 30 | IC | OP | 0.3 | 0.3 | 0.3 |  | 1 | 2008 | LFG | DFO | Y | Y | N | IPP Non-CHP | [62 empty] | GAS | [39 empty] | 1.1659 | 0.0016829 | 10.4
55938 | Industrial Power Generating Company LLC | 56686 | King & Queen | VA | King and Queen | 31 | IC | OP | 0.3 | 0.3 | 0.3 |  | 1 | 2008 | LFG | DFO | Y | Y | N | IPP Non-CHP | [62 empty] | GAS | [39 empty] | 1.1659 | 0.0016829 | 10.4
55938 | Industrial Power Generating Company LLC | 56686 | King & Queen | VA | King and Queen | 32 | IC | OP | 0.3 | 0.3 | 0.3 |  | 1 | 2008 | LFG | DFO | Y | Y | N | IPP Non-CHP | [62 empty] | GAS | [39 empty] | 1.1659 | 0.0016829 | 10.4
55938 | Industrial Power Generating Company LLC | 56686 | King & Queen | VA | King and Queen | 33 | IC | OP | 0.3 | 0.3 | 0.3 |  | 1 | 2008 | LFG | DFO | Y | Y | N | IPP Non-CHP | [62 empty] | GAS | [39 empty] | 1.1659 | 0.0016829 | 10.4
55938 | Industrial Power Generating Company LLC | 56686 | King & Queen | VA | King and Queen | 34 | IC | OP | 0.3 | 0.3 | 0.3 |  | 1 | 2008 | LFG | DFO | Y | Y | N | IPP Non-CHP | [62 empty] | GAS | [39 empty] | 1.1659 | 0.0016829 | 10.4
55938 | Industrial Power Generating Company LLC | 56686 | King & Queen | VA | King and Queen | 35 | IC | OP | 0.3 | 0.3 | 0.3 |  | 1 | 2008 | LFG | DFO | Y | Y | N | IPP Non-CHP | [62 empty] | GAS | [39 empty] | 1.1659 | 0.0016829 | 10.4
55938 | Industrial Power Generating Company LLC | 56686 | King & Queen | VA | King and Queen | 36 | IC | OP | 0.3 | 0.3 | 0.3 |  | 1 | 2008 | LFG | DFO | Y | Y | N | IPP Non-CHP | [62 empty] | GAS | [39 empty] | 1.1659 | 0.0016829 | 10.4
55938 | Industrial Power Generating Company LLC | 56686 | King & Queen | VA | King and Queen | 4 | IC | OP | 0.3 | 0.3 | 0.3 |  | 1 | 2008 | LFG | DFO | Y | Y | N | IPP Non-CHP | [62 empty] | GAS | [39 empty] | 1.1659 | 0.0016829 | 10.4
55938 | Industrial Power Generating Company LLC | 56686 | King & Queen | VA | King and Queen | 5 | IC | OP | 0.3 | 0.3 | 0.3 |  | 1 | 2008 | LFG | DFO | Y | Y | N | IPP Non-CHP | [62 empty] | GAS | [39 empty] | 1.1659 | 0.0016829 | 10.4
55938 | Industrial Power Generating Company LLC | 56686 | King & Queen | VA | King and Queen | 6 | IC | OP | 0.3 | 0.3 | 0.3 |  | 1 | 2008 | LFG | DFO | Y | Y | N | IPP Non-CHP | [62 empty] | GAS | [39 empty] | 1.1659 | 0.0016829 | 10.4
55938 | Industrial Power Generating Company LLC | 56686 | King & Queen | VA | King and Queen | 7 | IC | OP | 0.3 | 0.3 | 0.3 |  | 1 | 2008 | LFG | DFO | Y | Y | N | IPP Non-CHP | [62 empty] | GAS | [39 empty] | 1.1659 | 0.0016829 | 10.4
55938 | Industrial Power Generating Company LLC | 56686 | King & Queen | VA | King and Queen | 8 | IC | OP | 0.3 | 0.3 | 0.3 |  | 1 | 2008 | LFG | DFO | Y | Y | N | IPP Non-CHP | [62 empty] | GAS | [39 empty] | 1.1659 | 0.0016829 | 10.4
55938 | Industrial Power Generating Company LLC | 56686 | King & Queen | VA | King and Queen | 9 | IC | OP | 0.3 | 0.3 | 0.3 |  | 1 | 2008 | LFG | DFO | Y | Y | N | IPP Non-CHP | [62 empty] | GAS | [39 empty] | 1.1659 | 0.0016829 | 10.4
55938 | Industrial Power Generating Company LLC | 56687 | Mountain View | PA | Franklin | 1 | IC | OP | 0.3 | 0.3 | 0.3 |  | 3 | 2003 | LFG | WO | Y | Y | N | IPP Non-CHP | [62 empty] | GAS | [39 empty] | 1.1659 | 0.0016829 | 10.4
55938 | Industrial Power Generating Company LLC | 56687 | Mountain View | PA | Franklin | 10 | IC | OP | 0.3 | 0.3 | 0.3 |  | 3 | 2003 | LFG | WO | Y | Y | N | IPP Non-CHP | [62 empty] | GAS | [39 empty] | 1.1659 | 0.0016829 | 10.4
55938 | Industrial Power Generating Company LLC | 56687 | Mountain View | PA | Franklin | 11 | IC | OP | 0.3 | 0.3 | 0.3 |  | 3 | 2003 | LFG | WO | Y | Y | N | IPP Non-CHP | [62 empty] | GAS | [39 empty] | 1.1659 | 0.0016829 | 10.4
55938 | Industrial Power Generating Company LLC | 56687 | Mountain View | PA | Franklin | 12 | IC | OP | 0.3 | 0.3 | 0.3 |  | 3 | 2003 | LFG | WO | Y | Y | N | IPP Non-CHP | [62 empty] | GAS | [39 empty] | 1.1659 | 0.0016829 | 10.4
55938 | Industrial Power Generating Company LLC | 56687 | Mountain View | PA | Franklin | 13 | IC | OP | 0.3 | 0.3 | 0.3 |  | 3 | 2003 | LFG | WO | Y | Y | N | IPP Non-CHP | [62 empty] | GAS | [39 empty] | 1.1659 | 0.0016829 | 10.4
55938 | Industrial Power Generating Company LLC | 56687 | Mountain View | PA | Franklin | 14 | IC | OP | 0.3 | 0.3 | 0.3 |  | 3 | 2003 | LFG | WO | Y | Y | N | IPP Non-CHP | [62 empty] | GAS | [39 empty] | 1.1659 | 0.0016829 | 10.4
55938 | Industrial Power Generating Company LLC | 56687 | Mountain View | PA | Franklin | 15 | IC | OP | 0.3 | 0.3 | 0.3 |  | 3 | 2003 | LFG | WO | Y | Y | N | IPP Non-CHP | [62 empty] | GAS | [39 empty] | 1.1659 | 0.0016829 | 10.4
55938 | Industrial Power Generating Company LLC | 56687 | Mountain View | PA | Franklin | 16 | IC | OP | 0.3 | 0.3 | 0.3 |  | 3 | 2003 | LFG | WO | Y | Y | N | IPP Non-CHP | [62 empty] | GAS | [39 empty] | 1.1659 | 0.0016829 | 10.4
55938 | Industrial Power Generating Company LLC | 56687 | Mountain View | PA | Franklin | 17 | IC | OP | 0.3 | 0.3 | 0.3 |  | 3 | 2003 | LFG | WO | Y | Y | N | IPP Non-CHP | [62 empty] | GAS | [39 empty] | 1.1659 | 0.0016829 | 10.4
55938 | Industrial Power Generating Company LLC | 56687 | Mountain View | PA | Franklin | 18 | IC | OP | 0.3 | 0.3 | 0.3 |  | 3 | 2003 | LFG | WO | Y | Y | N | IPP Non-CHP | [62 empty] | GAS | [39 empty] | 1.1659 | 0.0016829 | 10.4
55938 | Industrial Power Generating Company LLC | 56687 | Mountain View | PA | Franklin | 19 | IC | OP | 0.3 | 0.3 | 0.3 |  | 3 | 2003 | LFG | WO | Y | Y | N | IPP Non-CHP | [62 empty] | GAS | [39 empty] | 1.1659 | 0.0016829 | 10.4
55938 | Industrial Power Generating Company LLC | 56687 | Mountain View | PA | Franklin | 2 | IC | OP | 0.3 | 0.3 | 0.3 |  | 3 | 2003 | LFG | WO | Y | Y | N | IPP Non-CHP | [62 empty] | GAS | [39 empty] | 1.1659 | 0.0016829 | 10.4
55938 | Industrial Power Generating Company LLC | 56687 | Mountain View | PA | Franklin | 20 | IC | OP | 0.3 | 0.3 | 0.3 |  | 3 | 2003 | LFG | WO | Y | Y | N | IPP Non-CHP | [62 empty] | GAS | [39 empty] | 1.1659 | 0.0016829 | 10.4
55938 | Industrial Power Generating Company LLC | 56687 | Mountain View | PA | Franklin | 21 | IC | OP | 0.3 | 0.3 | 0.3 |  | 3 | 2003 | LFG | WO | Y | Y | N | IPP Non-CHP | [62 empty] | GAS | [39 empty] | 1.1659 | 0.0016829 | 10.4
55938 | Industrial Power Generating Company LLC | 56687 | Mountain View | PA | Franklin | 22 | IC | OP | 0.3 | 0.3 | 0.3 |  | 3 | 2003 | LFG | WO | Y | Y | N | IPP Non-CHP | [62 empty] | GAS | [39 empty] | 1.1659 | 0.0016829 | 10.4
55938 | Industrial Power Generating Company LLC | 56687 | Mountain View | PA | Franklin | 23 | IC | OP | 0.3 | 0.3 | 0.3 |  | 3 | 2003 | LFG | WO | Y | Y | N | IPP Non-CHP | [62 empty] | GAS | [39 empty] | 1.1659 | 0.0016829 | 10.4
55938 | Industrial Power Generating Company LLC | 56687 | Mountain View | PA | Franklin | 24 | IC | OP | 0.3 | 0.3 | 0.3 |  | 3 | 2003 | LFG | WO | Y | Y | N | IPP Non-CHP | [62 empty] | GAS | [39 empty] | 1.1659 | 0.0016829 | 10.4
55938 | Industrial Power Generating Company LLC | 56687 | Mountain View | PA | Franklin | 25 | IC | OP | 0.3 | 0.3 | 0.3 |  | 3 | 2003 | LFG | WO | Y | Y | N | IPP Non-CHP | [62 empty] | GAS | [39 empty] | 1.1659 | 0.0016829 | 10.4
55938 | Industrial Power Generating Company LLC | 56687 | Mountain View | PA | Franklin | 26 | IC | OP | 0.3 | 0.3 | 0.3 |  | 3 | 2003 | LFG | WO | Y | Y | N | IPP Non-CHP | [62 empty] | GAS | [39 empty] | 1.1659 | 0.0016829 | 10.4
55938 | Industrial Power Generating Company LLC | 56687 | Mountain View | PA | Franklin | 27 | IC | OP | 0.3 | 0.3 | 0.3 |  | 3 | 2003 | LFG | WO | Y | Y | N | IPP Non-CHP | [62 empty] | GAS | [39 empty] | 1.1659 | 0.0016829 | 10.4
55938 | Industrial Power Generating Company LLC | 56687 | Mountain View | PA | Franklin | 28 | IC | OP | 0.3 | 0.3 | 0.3 |  | 3 | 2003 | LFG | WO | Y | Y | N | IPP Non-CHP | [62 empty] | GAS | [39 empty] | 1.1659 | 0.0016829 | 10.4
55938 | Industrial Power Generating Company LLC | 56687 | Mountain View | PA | Franklin | 29 | IC | OP | 0.3 | 0.3 | 0.3 |  | 3 | 2003 | LFG | WO | Y | Y | N | IPP Non-CHP | [62 empty] | GAS | [39 empty] | 1.1659 | 0.0016829 | 10.4
55938 | Industrial Power Generating Company LLC | 56687 | Mountain View | PA | Franklin | 3 | IC | OP | 0.3 | 0.3 | 0.3 |  | 3 | 2003 | LFG | WO | Y | Y | N | IPP Non-CHP | [62 empty] | GAS | [39 empty] | 1.1659 | 0.0016829 | 10.4
55938 | Industrial Power Generating Company LLC | 56687 | Mountain View | PA | Franklin | 30 | IC | OP | 0.3 | 0.3 | 0.3 |  | 3 | 2003 | LFG | WO | Y | Y | N | IPP Non-CHP | [62 empty] | GAS | [39 empty] | 1.1659 | 0.0016829 | 10.4
55938 | Industrial Power Generating Company LLC | 56687 | Mountain View | PA | Franklin | 31 | IC | OP | 0.3 | 0.3 | 0.3 |  | 3 | 2003 | LFG | WO | Y | Y | N | IPP Non-CHP | [62 empty] | GAS | [39 empty] | 1.1659 | 0.0016829 | 10.4
55938 | Industrial Power Generating Company LLC | 56687 | Mountain View | PA | Franklin | 32 | IC | OP | 0.3 | 0.3 | 0.3 |  | 3 | 2003 | LFG | WO | Y | Y | N | IPP Non-CHP | [62 empty] | GAS | [39 empty] | 1.1659 | 0.0016829 | 10.4
55938 | Industrial Power Generating Company LLC | 56687 | Mountain View | PA | Franklin | 33 | IC | OP | 0.3 | 0.3 | 0.3 |  | 3 | 2003 | LFG | WO | Y | Y | N | IPP Non-CHP | [62 empty] | GAS | [39 empty] | 1.1659 | 0.0016829 | 10.4
55938 | Industrial Power Generating Company LLC | 56687 | Mountain View | PA | Franklin | 34 | IC | OP | 0.3 | 0.3 | 0.3 |  | 3 | 2003 | LFG | WO | Y | Y | N | IPP Non-CHP | [62 empty] | GAS | [39 empty] | 1.1659 | 0.0016829 | 10.4
55938 | Industrial Power Generating Company LLC | 56687 | Mountain View | PA | Franklin | 35 | IC | OP | 0.3 | 0.3 | 0.3 |  | 3 | 2003 | LFG | WO | Y | Y | N | IPP Non-CHP | [62 empty] | GAS | [39 empty] | 1.1659 | 0.0016829 | 10.4
55938 | Industrial Power Generating Company LLC | 56687 | Mountain View | PA | Franklin | 36 | IC | OP | 0.3 | 0.3 | 0.3 |  | 3 | 2003 | LFG | WO | Y | Y | N | IPP Non-CHP | [62 empty] | GAS | [39 empty] | 1.1659 | 0.0016829 | 10.4
55938 | Industrial Power Generating Company LLC | 56687 | Mountain View | PA | Franklin | 37 | IC | OP | 0.3 | 0.3 | 0.3 |  | 3 | 2003 | LFG | WO | Y | Y | N | IPP Non-CHP | [62 empty] | GAS | [39 empty] | 1.1659 | 0.0016829 | 10.4
55938 | Industrial Power Generating Company LLC | 56687 | Mountain View | PA | Franklin | 38 | IC | OP | 0.3 | 0.3 | 0.3 |  | 3 | 2003 | LFG | WO | Y | Y | N | IPP Non-CHP | [62 empty] | GAS | [39 empty] | 1.1659 | 0.0016829 | 10.4
55938 | Industrial Power Generating Company LLC | 56687 | Mountain View | PA | Franklin | 39 | IC | OP | 0.3 | 0.3 | 0.3 |  | 3 | 2003 | LFG | WO | Y | Y | N | IPP Non-CHP | [62 empty] | GAS | [39 empty] | 1.1659 | 0.0016829 | 10.4
55938 | Industrial Power Generating Company LLC | 56687 | Mountain View | PA | Franklin | 4 | IC | OP | 0.3 | 0.3 | 0.3 |  | 3 | 2003 | LFG | WO | Y | Y | N | IPP Non-CHP | [62 empty] | GAS | [39 empty] | 1.1659 | 0.0016829 | 10.4
55938 | Industrial Power Generating Company LLC | 56687 | Mountain View | PA | Franklin | 40 | IC | OP | 0.3 | 0.3 | 0.3 |  | 3 | 2003 | LFG | WO | Y | Y | N | IPP Non-CHP | [62 empty] | GAS | [39 empty] | 1.1659 | 0.0016829 | 10.4
55938 | Industrial Power Generating Company LLC | 56687 | Mountain View | PA | Franklin | 41 | IC | OP | 0.3 | 0.3 | 0.3 |  | 3 | 2003 | LFG | WO | Y | Y | N | IPP Non-CHP | [62 empty] | GAS | [39 empty] | 1.1659 | 0.0016829 | 10.4
55938 | Industrial Power Generating Company LLC | 56687 | Mountain View | PA | Franklin | 42 | IC | OP | 0.3 | 0.3 | 0.3 |  | 3 | 2003 | LFG | WO | Y | Y | N | IPP Non-CHP | [62 empty] | GAS | [39 empty] | 1.1659 | 0.0016829 | 10.4
55938 | Industrial Power Generating Company LLC | 56687 | Mountain View | PA | Franklin | 43 | IC | OP | 0.3 | 0.3 | 0.3 |  | 3 | 2003 | LFG | WO | Y | Y | N | IPP Non-CHP | [62 empty] | GAS | [39 empty] | 1.1659 | 0.0016829 | 10.4
55938 | Industrial Power Generating Company LLC | 56687 | Mountain View | PA | Franklin | 44 | IC | OP | 0.3 | 0.3 | 0.3 |  | 3 | 2003 | LFG | WO | Y | Y | N | IPP Non-CHP | [62 empty] | GAS | [39 empty] | 1.1659 | 0.0016829 | 10.4
55938 | Industrial Power Generating Company LLC | 56687 | Mountain View | PA | Franklin | 45 | IC | OP | 0.3 | 0.3 | 0.3 |  | 3 | 2003 | LFG | WO | Y | Y | N | IPP Non-CHP | [62 empty] | GAS | [39 empty] | 1.1659 | 0.0016829 | 10.4
55938 | Industrial Power Generating Company LLC | 56687 | Mountain View | PA | Franklin | 46 | IC | OP | 0.3 | 0.3 | 0.3 |  | 3 | 2003 | LFG | WO | Y | Y | N | IPP Non-CHP | [62 empty] | GAS | [39 empty] | 1.1659 | 0.0016829 | 10.4
55938 | Industrial Power Generating Company LLC | 56687 | Mountain View | PA | Franklin | 47 | IC | OP | 0.3 | 0.3 | 0.3 |  | 3 | 2003 | LFG | WO | Y | Y | N | IPP Non-CHP | [62 empty] | GAS | [39 empty] | 1.1659 | 0.0016829 | 10.4
55938 | Industrial Power Generating Company LLC | 56687 | Mountain View | PA | Franklin | 48 | IC | OP | 0.3 | 0.3 | 0.3 |  | 3 | 2003 | LFG | WO | Y | Y | N | IPP Non-CHP | [62 empty] | GAS | [39 empty] | 1.1659 | 0.0016829 | 10.4
55938 | Industrial Power Generating Company LLC | 56687 | Mountain View | PA | Franklin | 5 | IC | OP | 0.3 | 0.3 | 0.3 |  | 3 | 2003 | LFG | WO | Y | Y | N | IPP Non-CHP | [62 empty] | GAS | [39 empty] | 1.1659 | 0.0016829 | 10.4
55938 | Industrial Power Generating Company LLC | 56687 | Mountain View | PA | Franklin | 6 | IC | OP | 0.3 | 0.3 | 0.3 |  | 3 | 2003 | LFG | WO | Y | Y | N | IPP Non-CHP | [62 empty] | GAS | [39 empty] | 1.1659 | 0.0016829 | 10.4
55938 | Industrial Power Generating Company LLC | 56687 | Mountain View | PA | Franklin | 7 | IC | OP | 0.3 | 0.3 | 0.3 |  | 3 | 2003 | LFG | WO | Y | Y | N | IPP Non-CHP | [62 empty] | GAS | [39 empty] | 1.1659 | 0.0016829 | 10.4
55938 | Industrial Power Generating Company LLC | 56687 | Mountain View | PA | Franklin | 8 | IC | OP | 0.3 | 0.3 | 0.3 |  | 3 | 2003 | LFG | WO | Y | Y | N | IPP Non-CHP | [62 empty] | GAS | [39 empty] | 1.1659 | 0.0016829 | 10.4
55938 | Industrial Power Generating Company LLC | 56687 | Mountain View | PA | Franklin | 9 | IC | OP | 0.3 | 0.3 | 0.3 |  | 3 | 2003 | LFG | WO | Y | Y | N | IPP Non-CHP | [62 empty] | GAS | [39 empty] | 1.1659 | 0.0016829 | 10.4
55938 | Industrial Power Generating Company LLC | 56688 | New Bern | NC | Craven | 1 | IC | OP | 0.3 | 0.3 | 0.3 |  | 8 | 2007 | LFG | DFO | Y | Y | N | IPP Non-CHP | [62 empty] | GAS | [39 empty] | 1.1659 | 0.0016829 | 10.4
55938 | Industrial Power Generating Company LLC | 56688 | New Bern | NC | Craven | 10 | IC | OP | 0.3 | 0.3 | 0.3 |  | 8 | 2007 | LFG | DFO | Y | Y | N | IPP Non-CHP | [62 empty] | GAS | [39 empty] | 1.1659 | 0.0016829 | 10.4
55938 | Industrial Power Generating Company LLC | 56688 | New Bern | NC | Craven | 11 | IC | OP | 0.3 | 0.3 | 0.3 |  | 8 | 2007 | LFG | DFO | Y | Y | N | IPP Non-CHP | [62 empty] | GAS | [39 empty] | 1.1659 | 0.0016829 | 10.4
55938 | Industrial Power Generating Company LLC | 56688 | New Bern | NC | Craven | 12 | IC | OP | 0.3 | 0.3 | 0.3 |  | 8 | 2007 | LFG | DFO | Y | Y | N | IPP Non-CHP | [62 empty] | GAS | [39 empty] | 1.1659 | 0.0016829 | 10.4
55938 | Industrial Power Generating Company LLC | 56688 | New Bern | NC | Craven | 13 | IC | OP | 0.3 | 0.3 | 0.3 |  | 5 | 2011 | LFG | DFO | Y | Y | N | IPP Non-CHP | [62 empty] | GAS | [39 empty] | 1.1659 | 0.0016829 | 10.4
55938 | Industrial Power Generating Company LLC | 56688 | New Bern | NC | Craven | 14 | IC | OP | 0.3 | 0.3 | 0.3 |  | 5 | 2011 | LFG | DFO | Y | Y | N | IPP Non-CHP | [62 empty] | GAS | [39 empty] | 1.1659 | 0.0016829 | 10.4
55938 | Industrial Power Generating Company LLC | 56688 | New Bern | NC | Craven | 15 | IC | OP | 0.3 | 0.3 | 0.3 |  | 5 | 2011 | LFG | DFO | Y | Y | N | IPP Non-CHP | [62 empty] | GAS | [39 empty] | 1.1659 | 0.0016829 | 10.4
55938 | Industrial Power Generating Company LLC | 56688 | New Bern | NC | Craven | 16 | IC | OP | 0.3 | 0.3 | 0.3 |  | 5 | 2011 | LFG | DFO | Y | Y | N | IPP Non-CHP | [62 empty] | GAS | [39 empty] | 1.1659 | 0.0016829 | 10.4
55938 | Industrial Power Generating Company LLC | 56688 | New Bern | NC | Craven | 17 | IC | OP | 0.3 | 0.3 | 0.3 |  | 5 | 2011 | LFG | DFO | Y | Y | N | IPP Non-CHP | [62 empty] | GAS | [39 empty] | 1.1659 | 0.0016829 | 10.4
55938 | Industrial Power Generating Company LLC | 56688 | New Bern | NC | Craven | 18 | IC | OP | 0.3 | 0.3 | 0.3 |  | 5 | 2011 | LFG | DFO | Y | Y | N | IPP Non-CHP | [62 empty] | GAS | [39 empty] | 1.1659 | 0.0016829 | 10.4
55938 | Industrial Power Generating Company LLC | 56688 | New Bern | NC | Craven | 2 | IC | OP | 0.3 | 0.3 | 0.3 |  | 8 | 2007 | LFG | DFO | Y | Y | N | IPP Non-CHP | [62 empty] | GAS | [39 empty] | 1.1659 | 0.0016829 | 10.4
55938 | Industrial Power Generating Company LLC | 56688 | New Bern | NC | Craven | 3 | IC | OP | 0.3 | 0.3 | 0.3 |  | 8 | 2007 | LFG | DFO | Y | Y | N | IPP Non-CHP | [62 empty] | GAS | [39 empty] | 1.1659 | 0.0016829 | 10.4
55938 | Industrial Power Generating Company LLC | 56688 | New Bern | NC | Craven | 4 | IC | OP | 0.3 | 0.3 | 0.3 |  | 8 | 2007 | LFG | DFO | Y | Y | N | IPP Non-CHP | [62 empty] | GAS | [39 empty] | 1.1659 | 0.0016829 | 10.4
55938 | Industrial Power Generating Company LLC | 56688 | New Bern | NC | Craven | 5 | IC | OP | 0.3 | 0.3 | 0.3 |  | 8 | 2007 | LFG | DFO | Y | Y | N | IPP Non-CHP | [62 empty] | GAS | [39 empty] | 1.1659 | 0.0016829 | 10.4
55938 | Industrial Power Generating Company LLC | 56688 | New Bern | NC | Craven | 6 | IC | OP | 0.3 | 0.3 | 0.3 |  | 8 | 2007 | LFG | DFO | Y | Y | N | IPP Non-CHP | [62 empty] | GAS | [39 empty] | 1.1659 | 0.0016829 | 10.4
55938 | Industrial Power Generating Company LLC | 56688 | New Bern | NC | Craven | 7 | IC | OP | 0.3 | 0.3 | 0.3 |  | 8 | 2007 | LFG | DFO | Y | Y | N | IPP Non-CHP | [62 empty] | GAS | [39 empty] | 1.1659 | 0.0016829 | 10.4
55938 | Industrial Power Generating Company LLC | 56688 | New Bern | NC | Craven | 8 | IC | OP | 0.3 | 0.3 | 0.3 |  | 8 | 2007 | LFG | DFO | Y | Y | N | IPP Non-CHP | [62 empty] | GAS | [39 empty] | 1.1659 | 0.0016829 | 10.4
55938 | Industrial Power Generating Company LLC | 56688 | New Bern | NC | Craven | 9 | IC | OP | 0.3 | 0.3 | 0.3 |  | 8 | 2007 | LFG | DFO | Y | Y | N | IPP Non-CHP | [62 empty] | GAS | [39 empty] | 1.1659 | 0.0016829 | 10.4
55938 | Industrial Power Generating Company LLC | 56690 | Pine Grove | PA | Schuylkill | 1 | IC | OP | 0.3 | 0.3 | 0.3 |  | 2 | 2008 | LFG | DFO | Y | Y | N | IPP Non-CHP |  |  |  |  | N | [57 empty] | GAS | [39 empty] | 1.1659 | 0.0016829 | 10.4
55938 | Industrial Power Generating Company LLC | 56690 | Pine Grove | PA | Schuylkill | 10 | IC | OP | 0.3 | 0.3 | 0.3 |  | 2 | 2008 | LFG | DFO | Y | Y | N | IPP Non-CHP |  |  |  |  | N | [57 empty] | GAS | [39 empty] | 1.1659 | 0.0016829 | 10.4
55938 | Industrial Power Generating Company LLC | 56690 | Pine Grove | PA | Schuylkill | 11 | IC | OP | 0.3 | 0.3 | 0.3 |  | 2 | 2008 | LFG | DFO | Y | Y | N | IPP Non-CHP |  |  |  |  | N | [57 empty] | GAS | [39 empty] | 1.1659 | 0.0016829 | 10.4
55938 | Industrial Power Generating Company LLC | 56690 | Pine Grove | PA | Schuylkill | 12 | IC | OP | 0.3 | 0.3 | 0.3 |  | 2 | 2008 | LFG | DFO | Y | Y | N | IPP Non-CHP |  |  |  |  | N | [57 empty] | GAS | [39 empty] | 1.1659 | 0.0016829 | 10.4
55938 | Industrial Power Generating Company LLC | 56690 | Pine Grove | PA | Schuylkill | 13 | IC | OP | 0.3 | 0.3 | 0.3 |  | 2 | 2008 | LFG | DFO | Y | Y | N | IPP Non-CHP |  |  |  |  | N | [57 empty] | GAS | [39 empty] | 1.1659 | 0.0016829 | 10.4
55938 | Industrial Power Generating Company LLC | 56690 | Pine Grove | PA | Schuylkill | 14 | IC | OP | 0.3 | 0.3 | 0.3 |  | 2 | 2008 | LFG | DFO | Y | Y | N | IPP Non-CHP |  |  |  |  | N | [57 empty] | GAS | [39 empty] | 1.1659 | 0.0016829 | 10.4
55938 | Industrial Power Generating Company LLC | 56690 | Pine Grove | PA | Schuylkill | 15 | IC | OP | 0.3 | 0.3 | 0.3 |  | 2 | 2008 | LFG | DFO | Y | Y | N | IPP Non-CHP |  |  |  |  | N | [57 empty] | GAS | [39 empty] | 1.1659 | 0.0016829 | 10.4
55938 | Industrial Power Generating Company LLC | 56690 | Pine Grove | PA | Schuylkill | 16 | IC | OP | 0.3 | 0.3 | 0.3 |  | 2 | 2008 | LFG | DFO | Y | Y | N | IPP Non-CHP |  |  |  |  | N | [57 empty] | GAS | [39 empty] | 1.1659 | 0.0016829 | 10.4
55938 | Industrial Power Generating Company LLC | 56690 | Pine Grove | PA | Schuylkill | 17 | IC | OP | 0.3 | 0.3 | 0.3 |  | 2 | 2008 | LFG | DFO | Y | Y | N | IPP Non-CHP |  |  |  |  | N | [57 empty] | GAS | [39 empty] | 1.1659 | 0.0016829 | 10.4
55938 | Industrial Power Generating Company LLC | 56690 | Pine Grove | PA | Schuylkill | 18 | IC | OP | 0.3 | 0.3 | 0.3 |  | 2 | 2008 | LFG | DFO | Y | Y | N | IPP Non-CHP |  |  |  |  | N | [57 empty] | GAS | [39 empty] | 1.1659 | 0.0016829 | 10.4
55938 | Industrial Power Generating Company LLC | 56690 | Pine Grove | PA | Schuylkill | 2 | IC | OP | 0.3 | 0.3 | 0.3 |  | 2 | 2008 | LFG | DFO | Y | Y | N | IPP Non-CHP |  |  |  |  | N | [57 empty] | GAS | [39 empty] | 1.1659 | 0.0016829 | 10.4
55938 | Industrial Power Generating Company LLC | 56690 | Pine Grove | PA | Schuylkill | 3 | IC | OP | 0.3 | 0.3 | 0.3 |  | 2 | 2008 | LFG | DFO | Y | Y | N | IPP Non-CHP |  |  |  |  | N | [57 empty] | GAS | [39 empty] | 1.1659 | 0.0016829 | 10.4
55938 | Industrial Power Generating Company LLC | 56690 | Pine Grove | PA | Schuylkill | 4 | IC | OP | 0.3 | 0.3 | 0.3 |  | 2 | 2008 | LFG | DFO | Y | Y | N | IPP Non-CHP |  |  |  |  | N | [57 empty] | GAS | [39 empty] | 1.1659 | 0.0016829 | 10.4
55938 | Industrial Power Generating Company LLC | 56690 | Pine Grove | PA | Schuylkill | 5 | IC | OP | 0.3 | 0.3 | 0.3 |  | 2 | 2008 | LFG | DFO | Y | Y | N | IPP Non-CHP |  |  |  |  | N | [57 empty] | GAS | [39 empty] | 1.1659 | 0.0016829 | 10.4
55938 | Industrial Power Generating Company LLC | 56690 | Pine Grove | PA | Schuylkill | 6 | IC | OP | 0.3 | 0.3 | 0.3 |  | 2 | 2008 | LFG | DFO | Y | Y | N | IPP Non-CHP |  |  |  |  | N | [57 empty] | GAS | [39 empty] | 1.1659 | 0.0016829 | 10.4
55938 | Industrial Power Generating Company LLC | 56690 | Pine Grove | PA | Schuylkill | 7 | IC | OP | 0.3 | 0.3 | 0.3 |  | 2 | 2008 | LFG | DFO | Y | Y | N | IPP Non-CHP |  |  |  |  | N | [57 empty] | GAS | [39 empty] | 1.1659 | 0.0016829 | 10.4
55938 | Industrial Power Generating Company LLC | 56690 | Pine Grove | PA | Schuylkill | 8 | IC | OP | 0.3 | 0.3 | 0.3 |  | 2 | 2008 | LFG | DFO | Y | Y | N | IPP Non-CHP |  |  |  |  | N | [57 empty] | GAS | [39 empty] | 1.1659 | 0.0016829 | 10.4
55938 | Industrial Power Generating Company LLC | 56690 | Pine Grove | PA | Schuylkill | 9 | IC | OP | 0.3 | 0.3 | 0.3 |  | 2 | 2008 | LFG | DFO | Y | Y | N | IPP Non-CHP |  |  |  |  | N | [57 empty] | GAS | [39 empty] | 1.1659 | 0.0016829 | 10.4
55938 | Industrial Power Generating Company LLC | 56692 | Rockville 1 & 2 | VA | Hanover | 1A | IC | OP | 0.3 | 0.3 | 0.3 |  | 10 | 1995 | DFO | WO | N | Y | N | IPP Non-CHP | [62 empty] | LIQUID | [39 empty] | 0.7385 | 0.025484 | 12.5895
55938 | Industrial Power Generating Company LLC | 56692 | Rockville 1 & 2 | VA | Hanover | 1B | IC | OP | 0.3 | 0.3 | 0.3 |  | 10 | 1995 | DFO | WO | N | Y | N | IPP Non-CHP | [62 empty] | LIQUID | [39 empty] | 0.7385 | 0.025484 | 12.5895
55938 | Industrial Power Generating Company LLC | 56692 | Rockville 1 & 2 | VA | Hanover | 1C | IC | OP | 0.3 | 0.3 | 0.3 |  | 10 | 1995 | DFO | WO | N | Y | N | IPP Non-CHP | [62 empty] | LIQUID | [39 empty] | 0.7385 | 0.025484 | 12.5895
55938 | Industrial Power Generating Company LLC | 56692 | Rockville 1 & 2 | VA | Hanover | 1D | IC | OP | 0.3 | 0.3 | 0.3 |  | 10 | 1995 | DFO | WO | N | Y | N | IPP Non-CHP | [62 empty] | LIQUID | [39 empty] | 0.7385 | 0.025484 | 12.5895
55938 | Industrial Power Generating Company LLC | 56692 | Rockville 1 & 2 | VA | Hanover | 1E | IC | OP | 0.3 | 0.3 | 0.3 |  | 10 | 1995 | DFO | WO | N | Y | N | IPP Non-CHP | [62 empty] | LIQUID | [39 empty] | 0.7385 | 0.025484 | 12.5895
55938 | Industrial Power Generating Company LLC | 56692 | Rockville 1 & 2 | VA | Hanover | 1F | IC | OP | 0.3 | 0.3 | 0.3 |  | 10 | 1995 | DFO | WO | N | Y | N | IPP Non-CHP | [62 empty] | LIQUID | [39 empty] | 0.7385 | 0.025484 | 12.5895
55938 | Industrial Power Generating Company LLC | 56692 | Rockville 1 & 2 | VA | Hanover | 1G | IC | OP | 0.3 | 0.3 | 0.3 |  | 10 | 1995 | DFO | WO | N | Y | N | IPP Non-CHP | [62 empty] | LIQUID | [39 empty] | 0.7385 | 0.025484 | 12.5895
55938 | Industrial Power Generating Company LLC | 56692 | Rockville 1 & 2 | VA | Hanover | 1H | IC | OP | 0.3 | 0.3 | 0.3 |  | 10 | 1995 | DFO | WO | N | Y | N | IPP Non-CHP | [62 empty] | LIQUID | [39 empty] | 0.7385 | 0.025484 | 12.5895
55938 | Industrial Power Generating Company LLC | 56692 | Rockville 1 & 2 | VA | Hanover | 1I | IC | OP | 0.3 | 0.3 | 0.3 |  | 10 | 1995 | DFO | WO | N | Y | N | IPP Non-CHP | [62 empty] | LIQUID | [39 empty] | 0.7385 | 0.025484 | 12.5895
55938 | Industrial Power Generating Company LLC | 56692 | Rockville 1 & 2 | VA | Hanover | 1J | IC | OP | 0.3 | 0.3 | 0.3 |  | 10 | 1995 | DFO | WO | N | N | N | IPP Non-CHP | [62 empty] | LIQUID | [39 empty] | 0.7385 | 0.025484 | 12.5895
55938 | Industrial Power Generating Company LLC | 56692 | Rockville 1 & 2 | VA | Hanover | 1K | IC | OP | 0.3 | 0.3 | 0.3 |  | 10 | 1995 | DFO | WO | N | Y | N | IPP Non-CHP | [62 empty] | LIQUID | [39 empty] | 0.7385 | 0.025484 | 12.5895
55938 | Industrial Power Generating Company LLC | 56692 | Rockville 1 & 2 | VA | Hanover | 1L | IC | OP | 0.3 | 0.3 | 0.3 |  | 10 | 1995 | DFO | WO | N | Y | N | IPP Non-CHP | [62 empty] | LIQUID | [39 empty] | 0.7385 | 0.025484 | 12.5895
55938 | Industrial Power Generating Company LLC | 56692 | Rockville 1 & 2 | VA | Hanover | 1M | IC | OP | 0.3 | 0.3 | 0.3 |  | 10 | 1995 | DFO | WO | N | Y | N | IPP Non-CHP | [62 empty] | LIQUID | [39 empty] | 0.7385 | 0.025484 | 12.5895
55938 | Industrial Power Generating Company LLC | 56692 | Rockville 1 & 2 | VA | Hanover | 1N | IC | OP | 0.3 | 0.3 | 0.3 |  | 10 | 1995 | DFO | WO | N | Y | N | IPP Non-CHP | [62 empty] | LIQUID | [39 empty] | 0.7385 | 0.025484 | 12.5895
55938 | Industrial Power Generating Company LLC | 56692 | Rockville 1 & 2 | VA | Hanover | 1O | IC | OP | 0.3 | 0.3 | 0.3 |  | 10 | 1995 | DFO | WO | N | Y | N | IPP Non-CHP | [62 empty] | LIQUID | [39 empty] | 0.7385 | 0.025484 | 12.5895
55938 | Industrial Power Generating Company LLC | 56692 | Rockville 1 & 2 | VA | Hanover | 2A | IC | OP | 0.3 | 0.3 | 0.3 |  | 6 | 2000 | DFO | WO | N | Y | N | IPP Non-CHP | [62 empty] | LIQUID | [39 empty] | 0.7385 | 0.025484 | 12.5895
55938 | Industrial Power Generating Company LLC | 56692 | Rockville 1 & 2 | VA | Hanover | 2B | IC | OP | 0.3 | 0.3 | 0.3 |  | 6 | 2000 | DFO | WO | N | N | N | IPP Non-CHP | [62 empty] | LIQUID | [39 empty] | 0.7385 | 0.025484 | 12.5895
55938 | Industrial Power Generating Company LLC | 56692 | Rockville 1 & 2 | VA | Hanover | 2C | IC | OP | 0.3 | 0.3 | 0.3 |  | 6 | 2000 | DFO | WO | N | Y | N | IPP Non-CHP | [62 empty] | LIQUID | [39 empty] | 0.7385 | 0.025484 | 12.5895
55938 | Industrial Power Generating Company LLC | 56692 | Rockville 1 & 2 | VA | Hanover | 2D | IC | OP | 0.3 | 0.3 | 0.3 |  | 6 | 2000 | DFO | WO | N | Y | N | IPP Non-CHP | [62 empty] | LIQUID | [39 empty] | 0.7385 | 0.025484 | 12.5895
55938 | Industrial Power Generating Company LLC | 56692 | Rockville 1 & 2 | VA | Hanover | 2E | IC | OP | 0.3 | 0.3 | 0.3 |  | 6 | 2000 | DFO | WO | N | Y | N | IPP Non-CHP | [62 empty] | LIQUID | [39 empty] | 0.7385 | 0.025484 | 12.5895
55938 | Industrial Power Generating Company LLC | 56692 | Rockville 1 & 2 | VA | Hanover | 2F | IC | OP | 0.3 | 0.3 | 0.3 |  | 6 | 2000 | DFO | WO | N | Y | N | IPP Non-CHP | [62 empty] | LIQUID | [39 empty] | 0.7385 | 0.025484 | 12.5895
55938 | Industrial Power Generating Company LLC | 56692 | Rockville 1 & 2 | VA | Hanover | 2G | IC | OP | 0.3 | 0.3 | 0.3 |  | 6 | 2000 | DFO | WO | N | Y | N | IPP Non-CHP | [62 empty] | LIQUID | [39 empty] | 0.7385 | 0.025484 | 12.5895
55938 | Industrial Power Generating Company LLC | 56692 | Rockville 1 & 2 | VA | Hanover | 2H | IC | OP | 0.3 | 0.3 | 0.3 |  | 6 | 2000 | DFO | WO | N | Y | N | IPP Non-CHP | [62 empty] | LIQUID | [39 empty] | 0.7385 | 0.025484 | 12.5895
55938 | Industrial Power Generating Company LLC | 56692 | Rockville 1 & 2 | VA | Hanover | 2I | IC | OP | 0.3 | 0.3 | 0.3 |  | 6 | 2000 | DFO | WO | N | Y | N | IPP Non-CHP | [62 empty] | LIQUID | [39 empty] | 0.7385 | 0.025484 | 12.5895
55938 | Industrial Power Generating Company LLC | 56692 | Rockville 1 & 2 | VA | Hanover | 2J | IC | OP | 0.3 | 0.3 | 0.3 |  | 6 | 2000 | DFO | WO | N | Y | N | IPP Non-CHP | [62 empty] | LIQUID | [39 empty] | 0.7385 | 0.025484 | 12.5895
55938 | Industrial Power Generating Company LLC | 56692 | Rockville 1 & 2 | VA | Hanover | 2K | IC | OP | 0.3 | 0.3 | 0.3 |  | 6 | 2000 | DFO | WO | N | Y | N | IPP Non-CHP | [62 empty] | LIQUID | [39 empty] | 0.7385 | 0.025484 | 12.5895
55938 | Industrial Power Generating Company LLC | 56692 | Rockville 1 & 2 | VA | Hanover | 2L | IC | OP | 0.3 | 0.3 | 0.3 |  | 6 | 2000 | DFO | WO | N | Y | N | IPP Non-CHP | [62 empty] | LIQUID | [39 empty] | 0.7385 | 0.025484 | 12.5895
55938 | Industrial Power Generating Company LLC | 56692 | Rockville 1 & 2 | VA | Hanover | 2M | IC | OP | 0.3 | 0.3 | 0.3 |  | 6 | 2000 | DFO | WO | N | Y | N | IPP Non-CHP | [62 empty] | LIQUID | [39 empty] | 0.7385 | 0.025484 | 12.5895
55938 | Industrial Power Generating Company LLC | 56692 | Rockville 1 & 2 | VA | Hanover | 2N | IC | OP | 0.3 | 0.3 | 0.3 |  | 6 | 2000 | DFO | WO | N | Y | N | IPP Non-CHP | [62 empty] | LIQUID | [39 empty] | 0.7385 | 0.025484 | 12.5895
55938 | Industrial Power Generating Company LLC | 56692 | Rockville 1 & 2 | VA | Hanover | 2O | IC | OP | 0.3 | 0.3 | 0.3 |  | 6 | 2000 | DFO | WO | N | Y | N | IPP Non-CHP | [62 empty] | LIQUID | [39 empty] | 0.7385 | 0.025484 | 12.5895
55938 | Industrial Power Generating Company LLC | 56692 | Rockville 1 & 2 | VA | Hanover | 2P | IC | OP | 0.3 | 0.3 | 0.3 |  | 6 | 2000 | DFO | WO | N | Y | N | IPP Non-CHP | [62 empty] | LIQUID | [39 empty] | 0.7385 | 0.025484 | 12.5895
55938 | Industrial Power Generating Company LLC | 56692 | Rockville 1 & 2 | VA | Hanover | 2Q | IC | OP | 0.3 | 0.3 | 0.3 |  | 6 | 2000 | DFO | WO | N | Y | N | IPP Non-CHP | [62 empty] | LIQUID | [39 empty] | 0.7385 | 0.025484 | 12.5895
55938 | Industrial Power Generating Company LLC | 56692 | Rockville 1 & 2 | VA | Hanover | 2R | IC | OP | 0.3 | 0.3 | 0.3 |  | 6 | 2000 | DFO | WO | N | Y | N | IPP Non-CHP | [62 empty] | LIQUID | [39 empty] | 0.7385 | 0.025484 | 12.5895
55938 | Industrial Power Generating Company LLC | 56692 | Rockville 1 & 2 | VA | Hanover | 2S | IC | OP | 0.3 | 0.3 | 0.3 |  | 6 | 2000 | DFO | WO | N | Y | N | IPP Non-CHP | [62 empty] | LIQUID | [39 empty] | 0.7385 | 0.025484 | 12.5895
55938 | Industrial Power Generating Company LLC | 56692 | Rockville 1 & 2 | VA | Hanover | 2T | IC | OP | 0.3 | 0.3 | 0.3 |  | 6 | 2000 | DFO | WO | N | Y | N | IPP Non-CHP | [62 empty] | LIQUID | [39 empty] | 0.7385 | 0.025484 | 12.5895
55938 | Industrial Power Generating Company LLC | 56692 | Rockville 1 & 2 | VA | Hanover | 2U | IC | OP | 0.3 | 0.3 | 0.3 |  | 6 | 2000 | DFO | WO | N | Y | N | IPP Non-CHP | [62 empty] | LIQUID | [39 empty] | 0.7385 | 0.025484 | 12.5895
55938 | Industrial Power Generating Company LLC | 56693 | Virginia Beach | VA | Virginia Beach | 1 | IC | OP | 0.3 | 0.3 | 0.3 |  | 11 | 2001 | LFG | WO | Y | Y | N | IPP Non-CHP | [62 empty] | GAS | [39 empty] | 1.1659 | 0.0016829 | 10.4
55938 | Industrial Power Generating Company LLC | 56693 | Virginia Beach | VA | Virginia Beach | 10 | IC | OP | 0.3 | 0.3 | 0.3 |  | 11 | 2001 | LFG | WO | Y | Y | N | IPP Non-CHP | [62 empty] | GAS | [39 empty] | 1.1659 | 0.0016829 | 10.4
55938 | Industrial Power Generating Company LLC | 56693 | Virginia Beach | VA | Virginia Beach | 11 | IC | OP | 0.3 | 0.3 | 0.3 |  | 11 | 2001 | LFG | WO | Y | Y | N | IPP Non-CHP | [62 empty] | GAS | [39 empty] | 1.1659 | 0.0016829 | 10.4
55938 | Industrial Power Generating Company LLC | 56693 | Virginia Beach | VA | Virginia Beach | 12 | IC | OP | 0.3 | 0.3 | 0.3 |  | 11 | 2001 | LFG | WO | Y | Y | N | IPP Non-CHP | [62 empty] | GAS | [39 empty] | 1.1659 | 0.0016829 | 10.4
55938 | Industrial Power Generating Company LLC | 56693 | Virginia Beach | VA | Virginia Beach | 13 | IC | OP | 0.3 | 0.3 | 0.3 |  | 11 | 2001 | LFG | WO | Y | Y | N | IPP Non-CHP | [62 empty] | GAS | [39 empty] | 1.1659 | 0.0016829 | 10.4
55938 | Industrial Power Generating Company LLC | 56693 | Virginia Beach | VA | Virginia Beach | 14 | IC | OP | 0.3 | 0.3 | 0.3 |  | 11 | 2001 | LFG | WO | Y | Y | N | IPP Non-CHP | [62 empty] | GAS | [39 empty] | 1.1659 | 0.0016829 | 10.4
55938 | Industrial Power Generating Company LLC | 56693 | Virginia Beach | VA | Virginia Beach | 15 | IC | OP | 0.3 | 0.3 | 0.3 |  | 11 | 2001 | LFG | WO | Y | Y | N | IPP Non-CHP | [62 empty] | GAS | [39 empty] | 1.1659 | 0.0016829 | 10.4
55938 | Industrial Power Generating Company LLC | 56693 | Virginia Beach | VA | Virginia Beach | 16 | IC | OP | 0.3 | 0.3 | 0.3 |  | 11 | 2001 | LFG | WO | Y | Y | N | IPP Non-CHP | [62 empty] | GAS | [39 empty] | 1.1659 | 0.0016829 | 10.4
55938 | Industrial Power Generating Company LLC | 56693 | Virginia Beach | VA | Virginia Beach | 17 | IC | OP | 0.3 | 0.3 | 0.3 |  | 11 | 2001 | LFG | WO | Y | Y | N | IPP Non-CHP | [62 empty] | GAS | [39 empty] | 1.1659 | 0.0016829 | 10.4
55938 | Industrial Power Generating Company LLC | 56693 | Virginia Beach | VA | Virginia Beach | 18 | IC | OP | 0.3 | 0.3 | 0.3 |  | 11 | 2001 | LFG | WO | Y | Y | N | IPP Non-CHP | [62 empty] | GAS | [39 empty] | 1.1659 | 0.0016829 | 10.4
55938 | Industrial Power Generating Company LLC | 56693 | Virginia Beach | VA | Virginia Beach | 19 | IC | OP | 0.3 | 0.3 | 0.3 |  | 11 | 2001 | LFG | WO | Y | Y | N | IPP Non-CHP | [62 empty] | GAS | [39 empty] | 1.1659 | 0.0016829 | 10.4
55938 | Industrial Power Generating Company LLC | 56693 | Virginia Beach | VA | Virginia Beach | 2 | IC | OP | 0.3 | 0.3 | 0.3 |  | 11 | 2001 | LFG | WO | Y | Y | N | IPP Non-CHP | [62 empty] | GAS | [39 empty] | 1.1659 | 0.0016829 | 10.4
55938 | Industrial Power Generating Company LLC | 56693 | Virginia Beach | VA | Virginia Beach | 20 | IC | OP | 0.3 | 0.3 | 0.3 |  | 11 | 2001 | LFG | WO | Y | Y | N | IPP Non-CHP | [62 empty] | GAS | [39 empty] | 1.1659 | 0.0016829 | 10.4
55938 | Industrial Power Generating Company LLC | 56693 | Virginia Beach | VA | Virginia Beach | 21 | IC | OP | 0.3 | 0.3 | 0.3 |  | 11 | 2001 | LFG | WO | Y | Y | N | IPP Non-CHP | [62 empty] | GAS | [39 empty] | 1.1659 | 0.0016829 | 10.4
55938 | Industrial Power Generating Company LLC | 56693 | Virginia Beach | VA | Virginia Beach | 22 | IC | OP | 0.3 | 0.3 | 0.3 |  | 11 | 2001 | LFG | WO | Y | Y | N | IPP Non-CHP | [62 empty] | GAS | [39 empty] | 1.1659 | 0.0016829 | 10.4
55938 | Industrial Power Generating Company LLC | 56693 | Virginia Beach | VA | Virginia Beach | 23 | IC | OP | 0.3 | 0.3 | 0.3 |  | 11 | 2001 | LFG | WO | Y | Y | N | IPP Non-CHP | [62 empty] | GAS | [39 empty] | 1.1659 | 0.0016829 | 10.4
55938 | Industrial Power Generating Company LLC | 56693 | Virginia Beach | VA | Virginia Beach | 24 | IC | OP | 0.3 | 0.3 | 0.3 |  | 11 | 2001 | LFG | WO | Y | Y | N | IPP Non-CHP | [62 empty] | GAS | [39 empty] | 1.1659 | 0.0016829 | 10.4
55938 | Industrial Power Generating Company LLC | 56693 | Virginia Beach | VA | Virginia Beach | 25 | IC | OP | 0.3 | 0.3 | 0.3 |  | 11 | 2001 | LFG | WO | Y | Y | N | IPP Non-CHP | [62 empty] | GAS | [39 empty] | 1.1659 | 0.0016829 | 10.4
55938 | Industrial Power Generating Company LLC | 56693 | Virginia Beach | VA | Virginia Beach | 26 | IC | OP | 0.3 | 0.3 | 0.3 |  | 11 | 2001 | LFG | WO | Y | Y | N | IPP Non-CHP | [62 empty] | GAS | [39 empty] | 1.1659 | 0.0016829 | 10.4
55938 | Industrial Power Generating Company LLC | 56693 | Virginia Beach | VA | Virginia Beach | 27 | IC | OP | 0.3 | 0.3 | 0.3 |  | 11 | 2001 | LFG | WO | Y | Y | N | IPP Non-CHP | [62 empty] | GAS | [39 empty] | 1.1659 | 0.0016829 | 10.4
55938 | Industrial Power Generating Company LLC | 56693 | Virginia Beach | VA | Virginia Beach | 28 | IC | OP | 0.3 | 0.3 | 0.3 |  | 11 | 2001 | LFG | WO | Y | Y | N | IPP Non-CHP | [62 empty] | GAS | [39 empty] | 1.1659 | 0.0016829 | 10.4
55938 | Industrial Power Generating Company LLC | 56693 | Virginia Beach | VA | Virginia Beach | 29 | IC | OP | 0.3 | 0.3 | 0.3 |  | 11 | 2001 | LFG | WO | Y | Y | N | IPP Non-CHP | [62 empty] | GAS | [39 empty] | 1.1659 | 0.0016829 | 10.4
55938 | Industrial Power Generating Company LLC | 56693 | Virginia Beach | VA | Virginia Beach | 3 | IC | OP | 0.3 | 0.3 | 0.3 |  | 11 | 2001 | LFG | WO | Y | Y | N | IPP Non-CHP | [62 empty] | GAS | [39 empty] | 1.1659 | 0.0016829 | 10.4
55938 | Industrial Power Generating Company LLC | 56693 | Virginia Beach | VA | Virginia Beach | 30 | IC | OP | 0.3 | 0.3 | 0.3 |  | 11 | 2001 | LFG | WO | Y | Y | N | IPP Non-CHP | [62 empty] | GAS | [39 empty] | 1.1659 | 0.0016829 | 10.4
55938 | Industrial Power Generating Company LLC | 56693 | Virginia Beach | VA | Virginia Beach | 31 | IC | OP | 0.3 | 0.3 | 0.3 |  | 11 | 2001 | LFG | WO | Y | Y | N | IPP Non-CHP | [62 empty] | GAS | [39 empty] | 1.1659 | 0.0016829 | 10.4
55938 | Industrial Power Generating Company LLC | 56693 | Virginia Beach | VA | Virginia Beach | 32 | IC | OP | 0.3 | 0.3 | 0.3 |  | 11 | 2001 | LFG | WO | Y | Y | N | IPP Non-CHP | [62 empty] | GAS | [39 empty] | 1.1659 | 0.0016829 | 10.4
55938 | Industrial Power Generating Company LLC | 56693 | Virginia Beach | VA | Virginia Beach | 33 | IC | OP | 0.3 | 0.3 | 0.3 |  | 11 | 2001 | LFG | WO | Y | Y | N | IPP Non-CHP | [62 empty] | GAS | [39 empty] | 1.1659 | 0.0016829 | 10.4
55938 | Industrial Power Generating Company LLC | 56693 | Virginia Beach | VA | Virginia Beach | 34 | IC | OP | 0.3 | 0.3 | 0.3 |  | 11 | 2001 | LFG | WO | Y | Y | N | IPP Non-CHP | [62 empty] | GAS | [39 empty] | 1.1659 | 0.0016829 | 10.4
55938 | Industrial Power Generating Company LLC | 56693 | Virginia Beach | VA | Virginia Beach | 35 | IC | OP | 0.3 | 0.3 | 0.3 |  | 11 | 2001 | LFG | WO | Y | Y | N | IPP Non-CHP | [62 empty] | GAS | [39 empty] | 1.1659 | 0.0016829 | 10.4
55938 | Industrial Power Generating Company LLC | 56693 | Virginia Beach | VA | Virginia Beach | 36 | IC | OP | 0.3 | 0.3 | 0.3 |  | 11 | 2001 | LFG | WO | Y | Y | N | IPP Non-CHP | [62 empty] | GAS | [39 empty] | 1.1659 | 0.0016829 | 10.4
55938 | Industrial Power Generating Company LLC | 56693 | Virginia Beach | VA | Virginia Beach | 4 | IC | OP | 0.3 | 0.3 | 0.3 |  | 11 | 2001 | LFG | WO | Y | Y | N | IPP Non-CHP | [62 empty] | GAS | [39 empty] | 1.1659 | 0.0016829 | 10.4
55938 | Industrial Power Generating Company LLC | 56693 | Virginia Beach | VA | Virginia Beach | 5 | IC | OP | 0.3 | 0.3 | 0.3 |  | 11 | 2001 | LFG | WO | Y | Y | N | IPP Non-CHP | [62 empty] | GAS | [39 empty] | 1.1659 | 0.0016829 | 10.4
55938 | Industrial Power Generating Company LLC | 56693 | Virginia Beach | VA | Virginia Beach | 6 | IC | OP | 0.3 | 0.3 | 0.3 |  | 11 | 2001 | LFG | WO | Y | Y | N | IPP Non-CHP | [62 empty] | GAS | [39 empty] | 1.1659 | 0.0016829 | 10.4
55938 | Industrial Power Generating Company LLC | 56693 | Virginia Beach | VA | Virginia Beach | 7 | IC | OP | 0.3 | 0.3 | 0.3 |  | 11 | 2001 | LFG | WO | Y | Y | N | IPP Non-CHP | [62 empty] | GAS | [39 empty] | 1.1659 | 0.0016829 | 10.4
55938 | Industrial Power Generating Company LLC | 56693 | Virginia Beach | VA | Virginia Beach | 8 | IC | OP | 0.3 | 0.3 | 0.3 |  | 11 | 2001 | LFG | WO | Y | Y | N | IPP Non-CHP | [62 empty] | GAS | [39 empty] | 1.1659 | 0.0016829 | 10.4
55938 | Industrial Power Generating Company LLC | 56693 | Virginia Beach | VA | Virginia Beach | 9 | IC | OP | 0.3 | 0.3 | 0.3 |  | 11 | 2001 | LFG | WO | Y | Y | N | IPP Non-CHP | [62 empty] | GAS | [39 empty] | 1.1659 | 0.0016829 | 10.4
55938 | Industrial Power Generating Company LLC | 57298 | Cedar Hills | WA | King | 1 | IC | OP | 0.3 | 0.3 | 0.3 |  | 4 | 2009 | LFG | DFO | Y | Y | N | IPP Non-CHP | [62 empty] | GAS | [39 empty] | 1.1659 | 0.0016829 | 10.4
55938 | Industrial Power Generating Company LLC | 57298 | Cedar Hills | WA | King | 10 | IC | OP | 0.3 | 0.3 | 0.3 |  | 4 | 2009 | LFG | DFO | Y | Y | N | IPP Non-CHP | [62 empty] | GAS | [39 empty] | 1.1659 | 0.0016829 | 10.4
55938 | Industrial Power Generating Company LLC | 57298 | Cedar Hills | WA | King | 11 | IC | OP | 0.3 | 0.3 | 0.3 |  | 4 | 2009 | LFG | DFO | Y | Y | N | IPP Non-CHP | [62 empty] | GAS | [39 empty] | 1.1659 | 0.0016829 | 10.4
55938 | Industrial Power Generating Company LLC | 57298 | Cedar Hills | WA | King | 12 | IC | OP | 0.3 | 0.3 | 0.3 |  | 4 | 2009 | LFG | DFO | Y | Y | N | IPP Non-CHP | [62 empty] | GAS | [39 empty] | 1.1659 | 0.0016829 | 10.4
55938 | Industrial Power Generating Company LLC | 57298 | Cedar Hills | WA | King | 13 | IC | OP | 0.3 | 0.3 | 0.3 |  | 4 | 2009 | LFG | DFO | Y | Y | N | IPP Non-CHP | [62 empty] | GAS | [39 empty] | 1.1659 | 0.0016829 | 10.4
55938 | Industrial Power Generating Company LLC | 57298 | Cedar Hills | WA | King | 14 | IC | OP | 0.3 | 0.3 | 0.3 |  | 4 | 2009 | LFG | DFO | Y | Y | N | IPP Non-CHP | [62 empty] | GAS | [39 empty] | 1.1659 | 0.0016829 | 10.4
55938 | Industrial Power Generating Company LLC | 57298 | Cedar Hills | WA | King | 15 | IC | OP | 0.3 | 0.3 | 0.3 |  | 4 | 2009 | LFG | DFO | Y | Y | N | IPP Non-CHP | [62 empty] | GAS | [39 empty] | 1.1659 | 0.0016829 | 10.4
55938 | Industrial Power Generating Company LLC | 57298 | Cedar Hills | WA | King | 16 | IC | OP | 0.3 | 0.3 | 0.3 |  | 4 | 2009 | LFG | DFO | Y | Y | N | IPP Non-CHP | [62 empty] | GAS | [39 empty] | 1.1659 | 0.0016829 | 10.4
55938 | Industrial Power Generating Company LLC | 57298 | Cedar Hills | WA | King | 17 | IC | OP | 0.3 | 0.3 | 0.3 |  | 4 | 2009 | LFG | DFO | Y | Y | N | IPP Non-CHP | [62 empty] | GAS | [39 empty] | 1.1659 | 0.0016829 | 10.4
55938 | Industrial Power Generating Company LLC | 57298 | Cedar Hills | WA | King | 18 | IC | OP | 0.3 | 0.3 | 0.3 |  | 4 | 2009 | LFG | DFO | Y | Y | N | IPP Non-CHP | [62 empty] | GAS | [39 empty] | 1.1659 | 0.0016829 | 10.4
55938 | Industrial Power Generating Company LLC | 57298 | Cedar Hills | WA | King | 2 | IC | OP | 0.3 | 0.3 | 0.3 |  | 4 | 2009 | LFG | DFO | Y | Y | N | IPP Non-CHP | [62 empty] | GAS | [39 empty] | 1.1659 | 0.0016829 | 10.4
55938 | Industrial Power Generating Company LLC | 57298 | Cedar Hills | WA | King | 3 | IC | OP | 0.3 | 0.3 | 0.3 |  | 4 | 2009 | LFG | DFO | Y | Y | N | IPP Non-CHP | [62 empty] | GAS | [39 empty] | 1.1659 | 0.0016829 | 10.4
55938 | Industrial Power Generating Company LLC | 57298 | Cedar Hills | WA | King | 4 | IC | OP | 0.3 | 0.3 | 0.3 |  | 4 | 2009 | LFG | DFO | Y | Y | N | IPP Non-CHP | [62 empty] | GAS | [39 empty] | 1.1659 | 0.0016829 | 10.4
55938 | Industrial Power Generating Company LLC | 57298 | Cedar Hills | WA | King | 5 | IC | OP | 0.3 | 0.3 | 0.3 |  | 4 | 2009 | LFG | DFO | Y | Y | N | IPP Non-CHP | [62 empty] | GAS | [39 empty] | 1.1659 | 0.0016829 | 10.4
55938 | Industrial Power Generating Company LLC | 57298 | Cedar Hills | WA | King | 6 | IC | OP | 0.3 | 0.3 | 0.3 |  | 4 | 2009 | LFG | DFO | Y | Y | N | IPP Non-CHP | [62 empty] | GAS | [39 empty] | 1.1659 | 0.0016829 | 10.4
55938 | Industrial Power Generating Company LLC | 57298 | Cedar Hills | WA | King | 7 | IC | OP | 0.3 | 0.3 | 0.3 |  | 4 | 2009 | LFG | DFO | Y | Y | N | IPP Non-CHP | [62 empty] | GAS | [39 empty] | 1.1659 | 0.0016829 | 10.4
55938 | Industrial Power Generating Company LLC | 57298 | Cedar Hills | WA | King | 8 | IC | OP | 0.3 | 0.3 | 0.3 |  | 4 | 2009 | LFG | DFO | Y | Y | N | IPP Non-CHP | [62 empty] | GAS | [39 empty] | 1.1659 | 0.0016829 | 10.4
55938 | Industrial Power Generating Company LLC | 57298 | Cedar Hills | WA | King | 9 | IC | OP | 0.3 | 0.3 | 0.3 |  | 4 | 2009 | LFG | DFO | Y | Y | N | IPP Non-CHP | [62 empty] | GAS | [39 empty] | 1.1659 | 0.0016829 | 10.4
55938 | Industrial Power Generating Company LLC | 57356 | Henrico | VA | Henrico | 1 | IC | OP | 0.3 | 0.3 | 0.3 |  | 9 | 2010 | LFG | DFO | Y | Y | N | IPP Non-CHP | [62 empty] | GAS | [39 empty] | 1.1659 | 0.0016829 | 10.4
55938 | Industrial Power Generating Company LLC | 57356 | Henrico | VA | Henrico | 10 | IC | OP | 0.3 | 0.3 | 0.3 |  | 9 | 2010 | LFG | DFO | Y | Y | N | IPP Non-CHP | [62 empty] | GAS | [39 empty] | 1.1659 | 0.0016829 | 10.4
55938 | Industrial Power Generating Company LLC | 57356 | Henrico | VA | Henrico | 11 | IC | OP | 0.3 | 0.3 | 0.3 |  | 9 | 2010 | LFG | DFO | Y | Y | N | IPP Non-CHP | [62 empty] | GAS | [39 empty] | 1.1659 | 0.0016829 | 10.4
55938 | Industrial Power Generating Company LLC | 57356 | Henrico | VA | Henrico | 12 | IC | OP | 0.3 | 0.3 | 0.3 |  | 9 | 2010 | LFG | DFO | Y | Y | N | IPP Non-CHP | [62 empty] | GAS | [39 empty] | 1.1659 | 0.0016829 | 10.4
55938 | Industrial Power Generating Company LLC | 57356 | Henrico | VA | Henrico | 2 | IC | OP | 0.3 | 0.3 | 0.3 |  | 9 | 2010 | LFG | DFO | Y | Y | N | IPP Non-CHP | [62 empty] | GAS | [39 empty] | 1.1659 | 0.0016829 | 10.4
55938 | Industrial Power Generating Company LLC | 57356 | Henrico | VA | Henrico | 3 | IC | OP | 0.3 | 0.3 | 0.3 |  | 9 | 2010 | LFG | DFO | Y | Y | N | IPP Non-CHP | [62 empty] | GAS | [39 empty] | 1.1659 | 0.0016829 | 10.4
55938 | Industrial Power Generating Company LLC | 57356 | Henrico | VA | Henrico | 4 | IC | OP | 0.3 | 0.3 | 0.3 |  | 9 | 2010 | LFG | DFO | Y | Y | N | IPP Non-CHP | [62 empty] | GAS | [39 empty] | 1.1659 | 0.0016829 | 10.4
55938 | Industrial Power Generating Company LLC | 57356 | Henrico | VA | Henrico | 5 | IC | OP | 0.3 | 0.3 | 0.3 |  | 9 | 2010 | LFG | DFO | Y | Y | N | IPP Non-CHP | [62 empty] | GAS | [39 empty] | 1.1659 | 0.0016829 | 10.4
55938 | Industrial Power Generating Company LLC | 57356 | Henrico | VA | Henrico | 6 | IC | OP | 0.3 | 0.3 | 0.3 |  | 9 | 2010 | LFG | DFO | Y | Y | N | IPP Non-CHP | [62 empty] | GAS | [39 empty] | 1.1659 | 0.0016829 | 10.4
55938 | Industrial Power Generating Company LLC | 57356 | Henrico | VA | Henrico | 7 | IC | OP | 0.3 | 0.3 | 0.3 |  | 9 | 2010 | LFG | DFO | Y | Y | N | IPP Non-CHP | [62 empty] | GAS | [39 empty] | 1.1659 | 0.0016829 | 10.4
55938 | Industrial Power Generating Company LLC | 57356 | Henrico | VA | Henrico | 8 | IC | OP | 0.3 | 0.3 | 0.3 |  | 9 | 2010 | LFG | DFO | Y | Y | N | IPP Non-CHP | [62 empty] | GAS | [39 empty] | 1.1659 | 0.0016829 | 10.4
55938 | Industrial Power Generating Company LLC | 57356 | Henrico | VA | Henrico | 9 | IC | OP | 0.3 | 0.3 | 0.3 |  | 9 | 2010 | LFG | DFO | Y | Y | N | IPP Non-CHP | [62 empty] | GAS | [39 empty] | 1.1659 | 0.0016829 | 10.4
55939 | Grand Coulee Project Hydroelectric Auth | 56694 | Russell D Smith | WA | Adams | 1 | HY | OP | 6.1 | 6.1 |  |  | 9 | 1982 | WAT |  | N | Y | N | Electric Utility | [62 empty] | N/A | [39 empty] | 0 | 0 | 10.4
55939 | Grand Coulee Project Hydroelectric Auth | 56695 | Summer Falls Power Plant | WA | Grant | 1 | HY | OP | 46 | 46 |  |  | 1 | 1985 | WAT |  | N | Y | N | Electric Utility | [62 empty] | N/A | [39 empty] | 0 | 0 | 10.4
55939 | Grand Coulee Project Hydroelectric Auth | 56695 | Summer Falls Power Plant | WA | Grant | 2 | HY | OP | 46 | 46 |  |  | 1 | 1985 | WAT |  | N | Y | N | Electric Utility | [62 empty] | N/A | [39 empty] | 0 | 0 | 10.4
55939 | Grand Coulee Project Hydroelectric Auth | 56698 | Main Canal Headworks | WA | Grant | 1 | HY | OP | 26.8 | 26.8 |  |  | 1 | 1987 | WAT |  | N | Y | N | Electric Utility | [62 empty] | N/A | [39 empty] | 0 | 0 | 10.4
55939 | Grand Coulee Project Hydroelectric Auth | 56696 | Eltopia Branch Canal 4.6 | WA | Franklin | 1 | HY | OP | 2.2 | 2.2 |  |  | 5 | 1983 | WAT |  | N | Y | N | Electric Utility | [62 empty] | N/A | [39 empty] | 0 | 0 | 10.4
55939 | Grand Coulee Project Hydroelectric Auth | 56697 | Potholes East Canal 66.0 | WA | Franklin | 1 | HY | OP | 2.3 | 2.3 |  |  | 3 | 1985 | WAT |  | N | Y | N | Electric Utility | [62 empty] | N/A | [39 empty] | 0 | 0 | 10.4
55941 | Northbrook Lyons Falls LLC | 56703 | Lyons Falls Hydroelectric | NY | LEWIS | 1 | HY | OP | 1 | 1 | 1 |  | 12 | 1923 | WAT |  | N | Y | N | IPP Non-CHP | [62 empty] | N/A | [39 empty] | 0 | 0 | 10.4
55941 | Northbrook Lyons Falls LLC | 56703 | Lyons Falls Hydroelectric | NY | LEWIS | 6 | HY | OP | 1.2 | 1.2 | 1.2 |  | 4 | 1963 | WAT |  | N | Y | N | IPP Non-CHP | [62 empty] | N/A | [39 empty] | 0 | 0 | 10.4
55941 | Northbrook Lyons Falls LLC | 56703 | Lyons Falls Hydroelectric | NY | LEWIS | 7 | HY | OP | 1.2 | 1.2 | 1.2 |  | 5 | 1966 | WAT |  | N | Y | N | IPP Non-CHP | [62 empty] | N/A | [39 empty] | 0 | 0 | 10.4
55941 | Northbrook Lyons Falls LLC | 56703 | Lyons Falls Hydroelectric | NY | LEWIS | 8 | HY | OP | 1.2 | 1.2 | 1.2 |  | 3 | 1974 | WAT |  | N | Y | N | IPP Non-CHP | [62 empty] | N/A | [39 empty] | 0 | 0 | 10.4
55941 | Northbrook Lyons Falls LLC | 56703 | Lyons Falls Hydroelectric | NY | LEWIS | 9 | HY | OP | 0.9 | 0.9 | 0.9 |  | 4 | 1971 | WAT |  | N | Y | N | IPP Non-CHP | [62 empty] | N/A | [39 empty] | 0 | 0 | 10.4
55941 | Northbrook Lyons Falls LLC | 56704 | Gouldtown | NY | Lewis | 3 | HY | OP | 2 | 2 | 2 |  | 8 | 1953 | WAT |  | N | Y | N | IPP Non-CHP | [62 empty] | N/A | [39 empty] | 0 | 0 | 10.4
55941 | Northbrook Lyons Falls LLC | 56705 | Kosterville | NY | Lewis | 4 | HY | OP | 0.5 | 0.5 | 0.5 |  | 5 | 1955 | WAT |  | N | Y | N | IPP Non-CHP | [62 empty] | N/A | [39 empty] | 0 | 0 | 10.4
55941 | Northbrook Lyons Falls LLC | 56705 | Kosterville | NY | Lewis | 5 | HY | OP | 0.5 | 0.5 | 0.5 |  | 10 | 1958 | WAT |  | N | Y | N | IPP Non-CHP | [62 empty] | N/A | [39 empty] | 0 | 0 | 10.4
55951 | Exelon Nuclear | 204 | Clinton Power Station | IL | De Witt | 1 | ST | OP | 1138.3 | 1065 | 1078 |  | 11 | 1987 | NUC |  | N | Y | N | IPP Non-CHP |  |  |  |  | N | [57 empty] | N/A | [39 empty] | 0 | 0 | 10.4
55951 | Exelon Nuclear | 869 | Dresden Generating Station | IL | Grundy | 2 | ST | OP | 1009.3 | 867 | 867 |  | 8 | 1970 | NUC |  | N | Y | N | IPP Non-CHP |  |  |  |  | N | [57 empty] | N/A | [39 empty] | 0 | 0 | 10.4
55951 | Exelon Nuclear | 869 | Dresden Generating Station | IL | Grundy | 3 | ST | OP | 1009.3 | 867 | 867 |  | 10 | 1971 | NUC |  | N | Y | N | IPP Non-CHP |  |  |  |  | N | [57 empty] | N/A | [39 empty] | 0 | 0 | 10.4
55951 | Exelon Nuclear | 880 | Quad Cities Generating Station | IL | Rock Island | 1 | ST | OP | 1009.3 | 908 | 908 |  | 12 | 1972 | NUC |  | N | Y | N | IPP Non-CHP |  |  |  |  | N | [57 empty] | N/A | [39 empty] | 0 | 0 | 10.4
55951 | Exelon Nuclear | 880 | Quad Cities Generating Station | IL | Rock Island | 2 | ST | OP | 1009.3 | 911 | 911 |  | 12 | 1972 | NUC |  | N | Y | N | IPP Non-CHP |  |  |  |  | N | [57 empty] | N/A | [39 empty] | 0 | 0 | 10.4
55951 | Exelon Nuclear | 2388 | Oyster Creek | NJ | Ocean | 1 | ST | OP | 550 | 614 | 637 |  | 12 | 1969 | NUC |  | N | Y | N | IPP Non-CHP |  |  |  | 2019 | N | [57 empty] | N/A | [39 empty] | 0 | 0 | 10.4
55951 | Exelon Nuclear | 3166 | Peach Bottom | PA | York | 2 | ST | OP | 1159.7 | 1122 | 1148 |  | 7 | 1974 | NUC |  | N | Y | N | IPP Non-CHP |  |  |  |  | N | [57 empty] | N/A | [39 empty] | 0 | 0 | 10.4
55951 | Exelon Nuclear | 3166 | Peach Bottom | PA | York | 3 | ST | OP | 1159.7 | 1122 | 1148 |  | 12 | 1974 | NUC |  | N | Y | N | IPP Non-CHP |  |  |  |  | N | [57 empty] | N/A | [39 empty] | 0 | 0 | 10.4
55951 | Exelon Nuclear | 6022 | Braidwood Generation Station | IL | Will | 1 | ST | OP | 1224.9 | 1178 | 1208 |  | 7 | 1988 | NUC |  | N | Y | N | IPP Non-CHP |  |  |  |  | N | [57 empty] | N/A | [39 empty] | 0 | 0 | 10.4
55951 | Exelon Nuclear | 6022 | Braidwood Generation Station | IL | Will | 2 | ST | OP | 1224.9 | 1152 | 1176 |  | 10 | 1988 | NUC |  | N | Y | N | IPP Non-CHP |  |  |  |  | N | [57 empty] | N/A | [39 empty] | 0 | 0 | 10.4
55951 | Exelon Nuclear | 6023 | Byron Generating Station | IL | Ogle | 1 | ST | OP | 1224.9 | 1164 | 1188 |  | 9 | 1985 | NUC |  | N | Y | N | IPP Non-CHP |  |  |  |  | N | [57 empty] | N/A | [39 empty] | 0 | 0 | 10.4
55951 | Exelon Nuclear | 6023 | Byron Generating Station | IL | Ogle | 2 | ST | OP | 1224.9 | 1136 | 1158 |  | 8 | 1987 | NUC |  | N | Y | N | IPP Non-CHP | [62 empty] | N/A | [39 empty] | 0 | 0 | 10.4
55951 | Exelon Nuclear | 6026 | LaSalle Generating Station | IL | La Salle | 1 | ST | OP | 1170 | 1118 | 1133 |  | 1 | 1984 | NUC |  | N | Y | N | IPP Non-CHP |  |  |  |  | N | [57 empty] | N/A | [39 empty] | 0 | 0 | 10.4
55951 | Exelon Nuclear | 6026 | LaSalle Generating Station | IL | La Salle | 2 | ST | OP | 1170 | 1120 | 1141 |  | 10 | 1984 | NUC |  | N | Y | N | IPP Non-CHP |  |  |  |  | N | [57 empty] | N/A | [39 empty] | 0 | 0 | 10.4
55951 | Exelon Nuclear | 6105 | Limerick | PA | Montgomery | 1 | ST | OP | 1138.5 | 1146 | 1191 |  | 2 | 1986 | NUC |  | N | Y | N | IPP Non-CHP |  |  |  |  | N | [57 empty] | N/A | [39 empty] | 0 | 0 | 10.4
55951 | Exelon Nuclear | 6105 | Limerick | PA | Montgomery | 2 | ST | OP | 1138.5 | 1150 | 1195 |  | 1 | 1990 | NUC |  | N | Y | N | IPP Non-CHP |  |  |  |  | N | [57 empty] | N/A | [39 empty] | 0 | 0 | 10.4
55951 | Exelon Nuclear | 8011 | Three Mile Island | PA | Dauphin | 1 | ST | OP | 975.6 | 805 | 829 |  | 8 | 1974 | NUC |  | N | Y | N | IPP Non-CHP | [62 empty] | N/A | [39 empty] | 0 | 0 | 10.4
55952 | Merced Power LLC | 56707 | El Nido Facility | CA | MERCED | AMPC | ST | OP | 12.5 | 10.5 | 10.5 |  | 8 | 2008 | WDS |  | N | Y | N | IPP Non-CHP |  |  |  |  | N | [57 empty] | OTHER SOLID | [39 empty] | 0.5034 | 0.0088946 | 13.6727
55953 | Ampersand Chowchilla Biomass LLC | 56706 | Ampersand Chowchilla Biomass LLC | CA | Madera | AMPC | ST | OP | 12.5 | 10.5 | 10.5 |  | 5 | 2008 | WDS |  | N | Y | N | IPP Non-CHP | [62 empty] | OTHER SOLID | [39 empty] | 0.5034 | 0.0088946 | 13.6727
55958 | Capricorn Ridge Wind LLC | 56763 | Capricorn Ridge Wind LLC | TX | Sterling | 1 | WT | OP | 149.5 | 149.5 | 149.5 |  | 11 | 2007 | WND |  | N | Y | N | IPP Non-CHP | [62 empty] | N/A | [39 empty] | 0 | 0 | 10.4
55958 | Capricorn Ridge Wind LLC | 56763 | Capricorn Ridge Wind LLC | TX | Sterling | 2 | WT | OP | 214.5 | 214.5 | 214.5 |  | 11 | 2007 | WND |  | N | Y | N | IPP Non-CHP | [62 empty] | N/A | [39 empty] | 0 | 0 | 10.4
55958 | Capricorn Ridge Wind LLC | 56763 | Capricorn Ridge Wind LLC | TX | Sterling | 3 | WT | OP | 186 | 186 | 186 |  | 4 | 2008 | WND |  | N | Y | N | IPP Non-CHP | [62 empty] | N/A | [39 empty] | 0 | 0 | 10.4
55958 | Capricorn Ridge Wind LLC | 56763 | Capricorn Ridge Wind LLC | TX | Sterling | 4 | WT | OP | 112.5 | 112.5 | 112.5 |  | 5 | 2008 | WND |  | N | Y | N | IPP Non-CHP | [62 empty] | N/A | [39 empty] | 0 | 0 | 10.4
55961 | CalRenew-1 LLC | 56768 | CalRenew-1 | CA | Fresno | CR1 | PV | OP | 5 | 5 | 5 |  | 4 | 2010 | SUN |  | N | Y | N | IPP Non-CHP |  |  |  |  | N | [57 empty] | N/A | [39 empty] | 0 | 0 | 10.4
55963 | AE Power Services LLC | 50553 | Edom Hills Project 1 LLC | CA | Riverside | 1 | WT | OP | 21.1 | 20 | 20 |  | 9 | 2008 | WND |  | N | Y | N | IPP Non-CHP |  |  |  |  | N | [57 empty] | N/A | [39 empty] | 0 | 0 | 10.4
55963 | AE Power Services LLC | 56771 | Silver Star I Wind Power Project | TX | Erath | 1 | WT | OP | 60 | 60 | 60 |  | 9 | 2008 | WND |  | N | Y | N | IPP Non-CHP |  |  |  |  | N | [57 empty] | N/A | [39 empty] | 0 | 0 | 10.4
55963 | AE Power Services LLC | 56777 | Fowler Ridge Wind Farm LLC | IN | Benton | FIA | WT | OP | 201.3 | 201.3 | 201.3 |  | 3 | 2009 | WND |  | N | Y | N | IPP Non-CHP |  |  |  |  | N | [57 empty] | N/A | [39 empty] | 0 | 0 | 10.4
55963 | AE Power Services LLC | 56777 | Fowler Ridge Wind Farm LLC | IN | Benton | FIB | WT | OP | 100 | 100 | 100 |  | 3 | 2009 | WND |  | N | Y | N | IPP Non-CHP |  |  |  |  | N | [57 empty] | N/A | [39 empty] | 0 | 0 | 10.4
55963 | AE Power Services LLC | 56777 | Fowler Ridge Wind Farm LLC | IN | Benton | FII | WT | OP | 200 | 200 | 200 |  | 12 | 2009 | WND |  | N | Y | N | IPP Non-CHP |  |  |  |  | N | [57 empty] | N/A | [39 empty] | 0 | 0 | 10.4
55963 | AE Power Services LLC | 56777 | Fowler Ridge Wind Farm LLC | IN | Benton | FIII | WT | OP | 99 | 99 | 99 |  | 2 | 2009 | WND |  | N | Y | N | IPP Non-CHP |  |  |  |  | N | [57 empty] | N/A | [39 empty] | 0 | 0 | 10.4
55963 | AE Power Services LLC | 56779 | Sherbino I Wind Farm | TX | Pecos | 1 | WT | OP | 150 | 150 | 150 |  | 10 | 2008 | WND |  | N | Y | N | IPP Non-CHP |  |  |  |  | N | [57 empty] | N/A | [39 empty] | 0 | 0 | 10.4
55963 | AE Power Services LLC | 56879 | Flat Ridge Wind Energy LLC | KS | Barber | 1 | WT | OP | 50 | 50 | 50 |  | 3 | 2009 | WND |  | N | Y | N | IPP Non-CHP |  |  |  |  | N | [57 empty] | N/A | [39 empty] | 0 | 0 | 10.4
55963 | AE Power Services LLC | 57045 | Rolling Thunder Wind Farm | SD | Hand | 1 | WT | OP | 25 | 25 | 25 |  | 11 | 2009 | WND |  | N | Y | N | IPP Non-CHP |  |  |  |  | N | [57 empty] | N/A | [39 empty] | 0 | 0 | 10.4
55963 | AE Power Services LLC | 57210 | Cedar Creek II | CO | Weld | 1 | WT | OP | 250.8 | 250.8 | 250.8 |  | 3 | 2011 | WND |  | N | Y | N | IPP Non-CHP | [62 empty] | N/A | [39 empty] | 0 | 0 | 10.4
55963 | AE Power Services LLC | 57211 | Goshen Phase II | ID | Bonneville | 1 | WT | OP | 124.5 | 124.5 | 124.5 |  | 9 | 2010 | WND |  | N | Y | N | IPP Non-CHP | [62 empty] | N/A | [39 empty] | 0 | 0 | 10.4
55963 | AE Power Services LLC | 57415 | Sherbino II | TX | Pecos | 1 | WT | OP | 150 | 150 | 150 |  | 11 | 2011 | WND |  | N | Y | N | IPP Non-CHP |  |  |  |  | N | [57 empty] | N/A | [39 empty] | 0 | 0 | 10.4
55965 | NewPage Corporation | 10234 | Biron Mill | WI | Wood | GEN1 | ST | OP | 17 | 15.3 | 15.3 |  | 9 | 1964 | SUB | NG | N | N | Y | Industrial CHP |  |  |  |  | N | Y |  | Y | [54 empty] | COAL | [39 empty] | 0.38314 | 0.75323 | 12.7757
55965 | NewPage Corporation | 10234 | Biron Mill | WI | Wood | GEN3 | ST | OP | 7.5 | 7.5 | 7.5 |  | 9 | 1947 | SUB | WDS | N | N | Y | Industrial CHP |  |  |  |  | N | Y |  | Y | [54 empty] | COAL | [39 empty] | 0.51209 | 0.92883 | 14.0142
55965 | NewPage Corporation | 10234 | Biron Mill | WI | Wood | GEN4 | ST | OP | 15.6 | 12.5 | 12.5 |  | 10 | 1957 | BIT |  | N | N | Y | Industrial CHP |  |  |  |  | N | Y |  | Y | [54 empty] | COAL | [39 empty] | 0.67932 | 1.1742 | 12.6492
55965 | NewPage Corporation | 10234 | Biron Mill | WI | Wood | GEN5 | ST | OP | 21.5 | 20 | 20 |  | 2 | 1987 | SUB | NG | Y | N | Y | Industrial CHP |  |  |  |  | N | Y |  | Y | [54 empty] | COAL | [39 empty] | 0.29389 | 0.55846 | 12.0768
55965 | NewPage Corporation | 10477 | Wisconsin Rapids Pulp Mill | WI | Wood | GEN1 | ST | OP | 32 | 27.2 | 32 |  | 9 | 1968 | BLQ | SUB | Y | N | Y | Industrial CHP |  |  |  |  | N | [57 empty] | LIQUID | [39 empty] | 0.1517 | 0.049001 | 10.4
55965 | NewPage Corporation | 10477 | Wisconsin Rapids Pulp Mill | WI | Wood | GEN2 | ST | OP | 40.3 | 37.5 | 40.3 |  | 9 | 1991 | BLQ | SUB | Y | N | Y | Industrial CHP |  |  |  |  | N |  |  | Y | [54 empty] | LIQUID | [39 empty] | 0.10073 | 0.049001 | 10.4
55965 | NewPage Corporation | 10466 | Wisconsin Rapids Paper Mill | WI | Wood | GEN2 | ST | OP | 8.3 | 8.6 | 8.3 |  | 8 | 1995 | PUR |  | N | N | Y | Industrial CHP |  |  |  |  | N | [57 empty] | N/A | [39 empty] | 0 | 0 | 10.4
55965 | NewPage Corporation | 10476 | Whiting Mill | WI | Portage | GEN4 | ST | OP | 4.1 | 4.1 | 4.1 |  | 7 | 1951 | SUB | WDS | Y | N | Y | Industrial CHP |  |  |  |  | N |  |  | Y | [54 empty] | COAL | [39 empty] | 0.577 | 0.96616 | 14.3576
55965 | NewPage Corporation | 50424 | Duluth Paper Mill | MN | St Louis | GEN1 | ST | OP | 10.6 | 10.6 | 10.6 |  | 11 | 1986 | PUR |  | N | N | Y | Industrial CHP |  |  |  |  | N |  |  | N | [54 empty] | N/A | [39 empty] | 0 | 0 | 10.4
55965 | NewPage Corporation | 55861 | Stevens Point Mill | WI | Portage | SP | ST | OP | 7.6 | 7 | 7 |  | 2 | 2002 | NG |  | N | N | Y | Industrial CHP | [62 empty] | GAS | [39 empty] | 0.61619 | 0.0014613 | 9.7684
55968 | Evergreen BioPower LLC | 56781 | Evergreen BioPower LLC | OR | Linn | 1 | ST | OP | 21 | 10 | 10 |  | 9 | 2007 | WDS |  | N | Y | Y | Industrial CHP |  |  |  |  | Y | [57 empty] | OTHER SOLID | [39 empty] | 0.5034 | 0.01096 | 13.4116
55969 | Winnebago Energy Center LLC | 56780 | Winnebago Energy Center LLC | IL | WINNEBAGO | 1 | IC | OP | 1.6 | 1.6 | 1.6 |  | 12 | 2007 | LFG |  | N | Y | N | IPP Non-CHP |  |  |  |  | N | [57 empty] | GAS | [39 empty] | 1.1659 | 0.0016829 | 10.4
55969 | Winnebago Energy Center LLC | 56780 | Winnebago Energy Center LLC | IL | WINNEBAGO | 2 | IC | OP | 1.6 | 1.6 | 1.6 |  | 12 | 2007 | LFG |  | N | Y | N | IPP Non-CHP |  |  |  |  | N | [57 empty] | GAS | [39 empty] | 1.1659 | 0.0016829 | 10.4
55969 | Winnebago Energy Center LLC | 56780 | Winnebago Energy Center LLC | IL | WINNEBAGO | 3 | IC | OP | 1.6 | 1.6 | 1.6 |  | 12 | 2007 | LFG |  | N | Y | N | IPP Non-CHP |  |  |  |  | N | [57 empty] | GAS | [39 empty] | 1.1659 | 0.0016829 | 10.4
55969 | Winnebago Energy Center LLC | 56780 | Winnebago Energy Center LLC | IL | WINNEBAGO | 4 | IC | OP | 1.6 | 1.6 | 1.6 |  | 12 | 2007 | LFG |  | N | Y | N | IPP Non-CHP |  |  |  |  | N | [57 empty] | GAS | [39 empty] | 1.1659 | 0.0016829 | 10.4
55970 | JHP Pharmaceuticals LLC | 50318 | Parkedale Pharmaceuticals | MI | OAKLAND | 38-1 | GT | OP | 2.8 | 2.8 | 3.7 |  | 11 | 1986 | NG |  | N | Y | Y | Industrial CHP |  |  |  |  | N | [57 empty] | GAS | [39 empty] | 0.44169 | 0.0049998 | 8.6662
55972 | Valencia Power LLC | 55802 | Valencia Energy Facility | NM | Valencia County | CTG1 | GT | OP | 159.5 | 144.3 | 150.2 |  | 5 | 2008 | NG |  | N | Y | N | IPP Non-CHP |  |  |  |  | N | [57 empty] | GAS | NM | Valencia Power Plant | 55802 | CTG1 | 2010 |  | ARP | 852.97 | 12 | 73786.77 |  | 0.261 | 0.0459 | 15.528 | 51761.377 | 870960.936 | 6 | Western Electricity Coordinating Council | Valencia | Small Power Producer |  |  | 34.6063 | -106.732 | Southwest Generation Operating Co. (Owner/Operator) (Ended Oct 05, 2010) Valencia Power, LLC (Owner/Operator) (Started Oct 05, 2010) | Phase 2 |  | Operating | Combustion turbine | Pipeline Natural Gas |  |  | Dry Low NOx Burners |  | 1629.4 | 10.2048 | GAS | 156 | 1980.6924 | 0.0459 | 0.000599 | 10.2048
55973 | Catalyst Paper Corp | 50805 | Catalyst Paper Snowflake Mill | AZ | NAVAJO | GEN1 | ST | OP | 27.2 | 26 | 27 |  | 6 | 1961 | SUB | NG | Y | Y | Y | Industrial CHP |  |  |  |  | N | Y | [56 empty] | COAL | [39 empty] | 0.53876 | 0.57569 | 12.1103
55973 | Catalyst Paper Corp | 50805 | Catalyst Paper Snowflake Mill | AZ | NAVAJO | GEN2 | ST | OP | 43.3 | 42 | 46 |  | 12 | 1974 | SUB | NG | Y | Y | Y | Industrial CHP |  |  |  |  | N | Y | [56 empty] | COAL | [39 empty] | 0.43937 | 0.48546 | 11.5638
55981 | Elbow Creek Wind Project LLC | 56783 | Elbow Creek Wind Project LLC | TX | Howard | 1 | WT | OP | 121.9 | 121.9 | 121.9 |  | 12 | 2008 | WND |  | N | Y | N | IPP Non-CHP | [62 empty] | N/A | [39 empty] | 0 | 0 | 10.4
55983 | Luminant Generation Company LLC | 3452 | Lake Hubbard | TX | Dallas | 1 | ST | OP | 396.5 | 392 | 392 |  | 6 | 1970 | NG | DFO | Y | Y | N | IPP Non-CHP |  |  |  |  | N | [57 empty] | GAS | TX | Lake Hubbard | 3452 | 1 | 2010 |  | ARP, CAIRNOX, CAIRSO2 | 836.29 | 12 | 62071.69 |  | 0.264 | 0.1049 | 57.364 | 50460.036 | 848979.205 | 6 | Electric Reliability Council of Texas | Dallas | Electric Utility | 4911 | Electric Services | 32.8364 | -96.5464 | Luminant Generation Company LLC (Owner/Operator) | Phase 2 |  | Operating | Dry bottom wall-fired boiler | Pipeline Natural Gas | Diesel Oil |  | Combustion Modification/Fuel Reburning |  | 4620 | 11.2792 | GAS | 379 | 1982.8496 | 0.1049 | 0.000622 | 11.2792
55983 | Luminant Generation Company LLC | 3452 | Lake Hubbard | TX | Dallas | 2 | ST | OP | 531 | 524 | 524 |  | 11 | 1973 | NG | DFO | Y | Y | N | IPP Non-CHP |  |  |  |  | N | [57 empty] | GAS | TX | Lake Hubbard | 3452 | 2 | 2010 |  | ARP, CAIRNOX, CAIRSO2 | 1566.89 | 12 | 296426.54 |  | 5.278 | 0.0126 | 17.559 | 188535.489 | 3114232.386 | 6 | Electric Reliability Council of Texas | Dallas | Electric Utility | 4911 | Electric Services | 32.8364 | -96.5464 | Luminant Generation Company LLC (Owner/Operator) | Phase 2 |  | Operating | Dry bottom wall-fired boiler | Pipeline Natural Gas | Diesel Oil |  | Selective Catalytic Reduction Low NOx Burner Technology w/ Overfire Air |  | 5598 | 9.5409 | GAS | 533 | 1991.4122 | 0.0126 | 0.0033896 | 9.5409
55983 | Luminant Generation Company LLC | 3490 | Graham | TX | Young | 1 | ST | OP | 247.7 | 225 | 225 |  | 12 | 1960 | NG | RFO | Y | Y | N | IPP Non-CHP |  |  |  |  | N | [57 empty] | GAS | TX | Graham | 3490 | 1 | 2010 |  | ARP, CAIRNOX, CAIRSO2 | 1479.58 | 12 | 108652.85 |  | 0.336 | 0.14 | 101.721 | 66468.562 | 1118482.004 | 6 | Electric Reliability Council of Texas | Young | Electric Utility | 4911 | Electric Services | 33.135 | -98.6117 | Luminant Generation Company LLC (Owner/Operator) | Phase 2 |  | Operating | Dry bottom wall-fired boiler | Pipeline Natural Gas | Residual Oil |  | Combustion Modification/Fuel Reburning |  | 2601 | 9.3632 | GAS | 246 | 1953.3333 | 0.14 | 0.000601 | 9.3632
55983 | Luminant Generation Company LLC | 3490 | Graham | TX | Young | 2 | ST | OP | 387 | 390 | 390 |  | 6 | 1969 | NG | RFO | Y | Y | N | IPP Non-CHP |  |  |  |  | N | [57 empty] | GAS | TX | Graham | 3490 | 2 | 2010 |  | ARP, CAIRNOX, CAIRSO2 | 3719.52 | 12 | 412508.81 |  | 1.38 | 0.1913 | 508.342 | 273345.475 | 4599569.653 | 6 | Electric Reliability Council of Texas | Young | Electric Utility | 4911 | Electric Services | 33.135 | -98.6117 | Luminant Generation Company LLC (Owner/Operator) | Phase 2 |  | Operating | Dry bottom wall-fired boiler | Pipeline Natural Gas | Residual Oil |  | Combustion Modification/Fuel Reburning Overfire Air |  | 4970 | 9.8255 | GAS | 404 | 1982.0513 | 0.1913 | 0.0006 | 9.8255
55983 | Luminant Generation Company LLC | 3492 | Morgan Creek | TX | Mitchell | CT1 | GT | OP | 89.4 | 68 | 81 |  | 7 | 1988 | NG | DFO | Y | Y | N | IPP Non-CHP |  |  |  |  | N | [57 empty] | GAS | TX | Morgan Creek | 3492 | CT1 | 2010 |  | CAIRNOX, CAIRSO2 | 156.46 | 12 | 8419.42 |  | 1.222 | 0.2976 | 21.53 |  | 146038.1 | 6 | Electric Reliability Council of Texas | Mitchell | Electric Utility | 4911 | Electric Services | 32.3358 | -100.9158 | Luminant Generation Company LLC (Owner/Operator) |  |  | Operating | Combustion turbine | Pipeline Natural Gas | Diesel Oil |  | Water Injection |  | 1086 | 11.593 | GAS | 88 | 1956.7901 | 0.2976 | 0.016735 | 11.593
55983 | Luminant Generation Company LLC | 3492 | Morgan Creek | TX | Mitchell | CT2 | GT | OP | 89.4 | 68 | 81 |  | 7 | 1988 | NG | DFO | Y | Y | N | IPP Non-CHP |  |  |  |  | N | [57 empty] | GAS | TX | Morgan Creek | 3492 | CT2 | 2010 |  | CAIRNOX, CAIRSO2 | 155.89 | 12 | 8040.51 |  | 1.04 | 0.2949 | 35.224 |  | 241105.4 | 6 | Electric Reliability Council of Texas | Mitchell | Electric Utility | 4911 | Electric Services | 32.3358 | -100.9158 | Luminant Generation Company LLC (Owner/Operator) |  |  | Operating | Combustion turbine | Pipeline Natural Gas | Diesel Oil |  | Water Injection |  | 1086 | 12.4018 | GAS | 88 | 1956.7901 | 0.2949 | 0.0086269 | 12.4018
55983 | Luminant Generation Company LLC | 3492 | Morgan Creek | TX | Mitchell | CT3 | GT | OP | 89.4 | 68 | 81 |  | 8 | 1988 | NG | DFO | Y | Y | N | IPP Non-CHP |  |  |  |  | N | [57 empty] | GAS | TX | Morgan Creek | 3492 | CT3 | 2010 |  | CAIRNOX, CAIRSO2 | 163.37 | 12 | 8385.34 |  | 1.291 | 0.2977 | 31.299 |  | 212949.4 | 6 | Electric Reliability Council of Texas | Mitchell | Electric Utility | 4911 | Electric Services | 32.3358 | -100.9158 | Luminant Generation Company LLC (Owner/Operator) |  |  | Operating | Combustion turbine | Pipeline Natural Gas | Diesel Oil |  | Water Injection |  | 1086 | 13.8179 | GAS | 88 | 1956.7901 | 0.2977 | 0.012125 | 13.8179
55983 | Luminant Generation Company LLC | 3492 | Morgan Creek | TX | Mitchell | CT4 | GT | OP | 89.4 | 68 | 81 |  | 7 | 1988 | NG | DFO | Y | Y | N | IPP Non-CHP |  |  |  |  | N | [57 empty] | GAS | TX | Morgan Creek | 3492 | CT4 | 2010 |  | CAIRNOX, CAIRSO2 | 156.41 | 12 | 8226.93 |  | 0.6 | 0.2985 | 29.196 |  | 198864.2 | 6 | Electric Reliability Council of Texas | Mitchell | Electric Utility | 4911 | Electric Services | 32.3358 | -100.9158 | Luminant Generation Company LLC (Owner/Operator) |  |  | Operating | Combustion turbine | Pipeline Natural Gas | Diesel Oil |  | Water Injection |  | 1086 | 11.8011 | GAS | 88 | 1956.7901 | 0.2985 | 0.0060343 | 11.8011
55983 | Luminant Generation Company LLC | 3492 | Morgan Creek | TX | Mitchell | CT5 | GT | OP | 89.4 | 68 | 81 |  | 7 | 1988 | NG | DFO | Y | Y | N | IPP Non-CHP |  |  |  |  | N | [57 empty] | GAS | TX | Morgan Creek | 3492 | CT5 | 2010 |  | CAIRNOX, CAIRSO2 | 141.37 | 12 | 7476.78 |  | 0.652 | 0.294 | 26.54 |  | 181777.8 | 6 | Electric Reliability Council of Texas | Mitchell | Electric Utility | 4911 | Electric Services | 32.3358 | -100.9158 | Luminant Generation Company LLC (Owner/Operator) |  |  | Operating | Combustion turbine | Pipeline Natural Gas | Diesel Oil |  | Water Injection |  | 1086 | 11.6371 | GAS | 88 | 1956.7901 | 0.294 | 0.0071736 | 11.6371
55983 | Luminant Generation Company LLC | 3492 | Morgan Creek | TX | Mitchell | CT6 | GT | OP | 89.4 | 67 | 81 |  | 7 | 1988 | NG | DFO | Y | Y | N | IPP Non-CHP |  |  |  |  | N | [57 empty] | GAS | TX | Morgan Creek | 3492 | CT6 | 2010 |  | CAIRNOX, CAIRSO2 | 150.92 | 12 | 7250.63 |  | 1.009 | 0.2928 | 24.048 |  | 164298.6 | 6 | Electric Reliability Council of Texas | Mitchell | Electric Utility | 4911 | Electric Services | 32.3358 | -100.9158 | Luminant Generation Company LLC (Owner/Operator) |  |  | Operating | Combustion turbine | Pipeline Natural Gas | Diesel Oil |  | Water Injection |  | 1086 | 13.0597 | GAS | 88 | 1956.7901 | 0.2928 | 0.012283 | 13.0597
55983 | Luminant Generation Company LLC | 3494 | Permian Basin | TX | Ward | CT1 | GT | OP | 89.4 | 80 | 80 |  | 5 | 1988 | NG | DFO | Y | Y | N | IPP Non-CHP |  |  |  |  | N | [57 empty] | GAS | TX | Permian Basin | 3494 | CT1 | 2010 |  | CAIRNOX, CAIRSO2 | 317.01 | 12 | 16541.58 |  | 0.063 | 0.336 | 35.444 |  | 213420 | 6 | Electric Reliability Council of Texas | Ward | Electric Utility | 4911 | Electric Services | 31.5839 | -102.9636 | Luminant Generation Company LLC (Owner/Operator) |  |  | Operating | Combustion turbine | Pipeline Natural Gas | Diesel Oil |  | Water Injection |  | 1062 | 12.0212 | GAS | 77 | 1980.5195 | 0.336 | 0.00059 | 12.0212
55983 | Luminant Generation Company LLC | 3494 | Permian Basin | TX | Ward | CT2 | GT | OP | 89.4 | 80 | 80 |  | 5 | 1988 | NG | DFO | Y | Y | N | IPP Non-CHP |  |  |  |  | N | [57 empty] | GAS | TX | Permian Basin | 3494 | CT2 | 2010 |  | CAIRNOX, CAIRSO2 | 362.2 | 12 | 19123.57 |  | 0.38 | 0.3407 | 41.875 |  | 250283.5 | 6 | Electric Reliability Council of Texas | Ward | Electric Utility | 4911 | Electric Services | 31.5839 | -102.9636 | Luminant Generation Company LLC (Owner/Operator) |  |  | Operating | Combustion turbine | Pipeline Natural Gas | Diesel Oil |  | Water Injection |  | 1062 | 12.7532 | GAS | 75 | 1966.6667 | 0.3407 | 0.0030366 | 12.7532
55983 | Luminant Generation Company LLC | 3494 | Permian Basin | TX | Ward | CT3 | GT | OP | 89.4 | 80 | 80 |  | 5 | 1988 | NG | DFO | Y | Y | N | IPP Non-CHP |  |  |  |  | N | [57 empty] | GAS | TX | Permian Basin | 3494 | CT3 | 2010 |  | CAIRNOX, CAIRSO2 | 281.99 | 12 | 14774.2 |  | 0.055 | 0.3366 | 31.118 |  | 186744.1 | 6 | Electric Reliability Council of Texas | Ward | Electric Utility | 4911 | Electric Services | 31.5839 | -102.9636 | Luminant Generation Company LLC (Owner/Operator) |  |  | Operating | Combustion turbine | Pipeline Natural Gas | Diesel Oil |  | Water Injection |  | 1062 | 12.1155 | GAS | 79 | 1993.6709 | 0.3366 | 0.000589 | 12.1155
55983 | Luminant Generation Company LLC | 3494 | Permian Basin | TX | Ward | CT4 | GT | OP | 89.4 | 80 | 80 |  | 2 | 1990 | NG | DFO | Y | Y | N | IPP Non-CHP |  |  |  |  | N | [57 empty] | GAS | TX | Permian Basin | 3494 | CT4 | 2010 |  | CAIRNOX, CAIRSO2 | 422.28 | 12 | 24016.17 |  | 0.123 | 0.3343 | 47.759 |  | 286895.6 | 6 | Electric Reliability Council of Texas | Ward | Electric Utility | 4911 | Electric Services | 31.5839 | -102.9636 | Luminant Generation Company LLC (Owner/Operator) |  |  | Operating | Combustion turbine | Pipeline Natural Gas | Diesel Oil |  | Water Injection |  | 1062 | 11.5849 | GAS | 83 | 1981.25 | 0.3343 | 0.000857 | 11.5849
55983 | Luminant Generation Company LLC | 3494 | Permian Basin | TX | Ward | CT5 | GT | OP | 89.4 | 80 | 80 |  | 2 | 1990 | NG | DFO | Y | Y | N | IPP Non-CHP |  |  |  |  | N | [57 empty] | GAS | TX | Permian Basin | 3494 | CT5 | 2010 |  | CAIRNOX, CAIRSO2 | 320.66 | 12 | 18338.31 |  | 0.411 | 0.332 | 39.934 |  | 240500.2 | 6 | Electric Reliability Council of Texas | Ward | Electric Utility | 4911 | Electric Services | 31.5839 | -102.9636 | Luminant Generation Company LLC (Owner/Operator) |  |  | Operating | Combustion turbine | Pipeline Natural Gas | Diesel Oil |  | Water Injection |  | 1062 | 12.5884 | GAS | 76 | 1973.6842 | 0.332 | 0.0034179 | 12.5884
55983 | Luminant Generation Company LLC | 3504 | Lake Stryker | TX | Cherokee | ST1 | ST | OP | 176.8 | 167 | 167 |  | 6 | 1958 | NG | RFO | Y | Y | N | IPP Non-CHP |  |  |  |  | N | [57 empty] | GAS | TX | Stryker Creek | 3504 | 1 | 2010 |  | ARP, CAIRNOX, CAIRSO2 | 418.55 | 12 | 25319.55 |  | 0.073 | 0.1436 | 29.381 | 14420.851 | 242640.707 | 6 | Electric Reliability Council of Texas | Cherokee | Electric Utility | 4911 | Electric Services | 31.9381 | -94.9883 | Luminant Generation Company LLC (Owner/Operator) | Phase 2 |  | Operating | Dry bottom wall-fired boiler | Pipeline Natural Gas | Residual Oil |  | Low NOx Burner Technology (Dry Bottom only) |  | 2081 | 8.6315 | GAS | 183 | 452.0958 | 0.1436 | 0.000602 | 8.6315
55983 | Luminant Generation Company LLC | 3504 | Lake Stryker | TX | Cherokee | ST2 | ST | OP | 526.6 | 502 | 502 |  | 12 | 1965 | NG | RFO | Y | Y | N | IPP Non-CHP |  |  |  |  | N | [57 empty] | GAS | TX | Stryker Creek | 3504 | 2 | 2010 |  | ARP, CAIRNOX, CAIRSO2 | 3550.46 | 12 | 511062.6 |  | 1.602 | 0.0729 | 227.892 | 317231.907 | 5338038.701 | 6 | Electric Reliability Council of Texas | Cherokee | Electric Utility | 4911 | Electric Services | 31.9381 | -94.9883 | Luminant Generation Company LLC (Owner/Operator) | Phase 2 |  | Operating | Tangentially-fired | Pipeline Natural Gas | Residual Oil |  | Low NOx Burner Technology w/ Separated OFA |  | 5472 | 9.3266 | GAS | 525 | 477.0916 | 0.0729 | 0.0006 | 9.3266
55983 | Luminant Generation Company LLC | 3507 | Trinidad | TX | Henderson | 6 | ST | OP | 239.3 | 226 | 226 |  | 5 | 1965 | NG | RFO | Y | Y | N | IPP Non-CHP |  |  |  |  | N | [57 empty] | GAS | TX | Trinidad | 3507 | 9 | 2010 |  | ARP, CAIRNOX, CAIRSO2 | 459.91 | 12 | 36082.54 |  | 0.128 | 0.1354 | 38.784 | 25256.906 | 424985.612 | 6 | Electric Reliability Council of Texas | Henderson | Electric Utility | 4911 | Electric Services | 32.1264 | -96.1014 | Luminant Generation Company LLC (Owner/Operator) | Phase 2 |  | Operating | Tangentially-fired | Pipeline Natural Gas | Residual Oil |  |  |  | 2571 | 10.6063 | GAS | 235 | 480.0885 | 0.1354 | 0.000602 | 10.6063
55983 | Luminant Generation Company LLC | 6145 | Comanche Peak | TX | Somervell | 1 | ST | OP | 1215 | 1205 | 1235 |  | 8 | 1990 | NUC |  | N | Y | N | IPP Non-CHP |  |  |  |  | N | [57 empty] | N/A | [39 empty] | 0 | 0 | 10.4
55983 | Luminant Generation Company LLC | 6145 | Comanche Peak | TX | Somervell | 2 | ST | OP | 1215 | 1195 | 1225 |  | 4 | 1993 | NUC |  | N | Y | N | IPP Non-CHP |  |  |  |  | N | [57 empty] | N/A | [39 empty] | 0 | 0 | 10.4
55983 | Luminant Generation Company LLC | 6146 | Martin Lake | TX | Rusk | 1 | ST | OP | 793.2 | 800 | 815 |  | 5 | 1977 | LIG | SUB | Y | Y | N | IPP Non-CHP |  |  |  |  | N | Y |  |  | Y | [53 empty] | COAL | TX | Martin Lake | 6146 | 1 | 2010 |  | ARP, CAIRNOX, CAIRSO2 | 8574.2 | 12 | 6481275.38 |  | 25966.232 | 0.1719 | 5654.198 | 7186471.795 | 66009661.97 | 6 |  | Rusk | Electric Utility | 4911 | Electric Services | 32.2597 | -94.5703 | Luminant Generation Company LLC (Owner/Operator) | Phase 2 | Early Election | Operating | Tangentially-fired | Coal |  | Wet Limestone | Low NOx Burner Technology w/ Separated OFA | Electrostatic Precipitator | 9210 | 10.1387 | COAL | 869 | 1966.8712 | 0.1719 | 0.78674 | 10.1387
55983 | Luminant Generation Company LLC | 6146 | Martin Lake | TX | Rusk | 2 | ST | OP | 793.2 | 805 | 820 |  | 5 | 1978 | LIG | SUB | Y | Y | N | IPP Non-CHP |  |  |  |  | N | Y |  |  | Y | [53 empty] | COAL | TX | Martin Lake | 6146 | 2 | 2010 |  | ARP, CAIRNOX, CAIRSO2 | 7452.16 | 12 | 5842489.99 |  | 20821.803 | 0.1688 | 4595.953 | 5938659.183 | 54547954.83 | 6 |  | Rusk | Electric Utility | 4911 | Electric Services | 32.2597 | -94.5703 | Luminant Generation Company LLC (Owner/Operator) | Phase 2 | Early Election | Operating | Tangentially-fired | Coal |  | Wet Limestone | Low NOx Burner Technology w/ Separated OFA | Electrostatic Precipitator | 9257 | 9.3177 | COAL | 879 | 1964.0244 | 0.1688 | 0.76343 | 9.3177
55983 | Luminant Generation Company LLC | 6146 | Martin Lake | TX | Rusk | 3 | ST | OP | 793.2 | 805 | 820 |  | 4 | 1979 | LIG | SUB | Y | Y | N | IPP Non-CHP |  |  |  |  | N | Y |  |  | Y | [53 empty] | COAL | TX | Martin Lake | 6146 | 3 | 2010 |  | ARP, CAIRNOX, CAIRSO2 | 8611.51 | 12 | 6764204.35 |  | 27745.355 | 0.1728 | 5819.453 | 7381340.213 | 67799564.05 | 6 |  | Rusk | Electric Utility | 4911 | Electric Services | 32.2597 | -94.5703 | Luminant Generation Company LLC (Owner/Operator) | Phase 2 | Early Election | Operating | Tangentially-fired | Coal |  | Wet Limestone | Low NOx Burner Technology w/ Separated OFA | Electrostatic Precipitator | 9484 | 10.0105 | COAL | 872 | 1968.2927 | 0.1728 | 0.81845 | 10.0105
55983 | Luminant Generation Company LLC | 6147 | Monticello | TX | Titus | 1 | ST | OP | 593.4 | 565 | 580 |  | 12 | 1974 | LIG | SUB | Y | Y | N | IPP Non-CHP |  |  |  |  | N | Y |  |  | Y | [53 empty] | COAL | TX | Monticello | 6147 | 1 | 2010 |  | ARP, CAIRNOX, CAIRSO2 | 7625.11 | 12 | 3943991.92 |  | 19159.956 | 0.1294 | 2608.347 | 4375759.313 | 40192358.03 | 6 | Electric Reliability Council of Texas | Titus | Electric Utility | 4911 | Electric Services | 33.0917 | -95.0417 | Luminant Generation Company LLC (Owner/Operator) | Phase 2 | Early Election | Operating | Tangentially-fired | Coal |  |  | Low NOx Burner Technology w/ Separated OFA Selective Non-catalytic Reduction | Baghouse Electrostatic Precipitator | 7382 | 10.142 | COAL | 643 | 1945.6897 | 0.1294 | 0.95341 | 10.142
55983 | Luminant Generation Company LLC | 6147 | Monticello | TX | Titus | 2 | ST | OP | 593.4 | 565 | 580 |  | 12 | 1975 | LIG | SUB | Y | Y | N | IPP Non-CHP |  |  |  |  | N | Y |  |  | Y | [53 empty] | COAL | TX | Monticello | 6147 | 2 | 2010 |  | ARP, CAIRNOX, CAIRSO2 | 8424.26 | 12 | 4323535.93 |  | 19871.933 | 0.1315 | 2812.206 | 4641624.997 | 42634585.04 | 6 | Electric Reliability Council of Texas | Titus | Electric Utility | 4911 | Electric Services | 33.0917 | -95.0417 | Luminant Generation Company LLC (Owner/Operator) | Phase 2 | Early Election | Operating | Tangentially-fired | Coal |  |  | Low NOx Burner Technology w/ Separated OFA Selective Non-catalytic Reduction | Baghouse Electrostatic Precipitator | 7055 | 9.8505 | COAL | 604 | 1979.3103 | 0.1315 | 0.9322 | 9.8505
55983 | Luminant Generation Company LLC | 6147 | Monticello | TX | Titus | 3 | ST | OP | 793.2 | 760 | 790 |  | 6 | 1995 | LIG | SUB | Y | Y | N | IPP Non-CHP |  |  |  |  | N | Y |  |  | Y | [53 empty] | COAL | TX | Monticello | 6147 | 3 | 2010 |  | ARP, CAIRNOX, CAIRSO2 | 8586.9 | 12 | 6106949.72 |  | 18763.828 | 0.1779 | 5080.833 | 6199716.102 | 56946054.1 | 6 | Electric Reliability Council of Texas | Titus | Electric Utility | 4911 | Electric Services | 33.0917 | -95.0417 | Luminant Generation Company LLC (Owner/Operator) | Phase 2 | Early Election | Operating | Dry bottom wall-fired boiler | Coal |  | Wet Limestone | Low NOx Burner Technology w/ Overfire Air Selective Non-catalytic Reduction | Electrostatic Precipitator | 10834 | 9.3634 | COAL | 859 | 1956.3291 | 0.1779 | 0.659 | 9.3248
55983 | Luminant Generation Company LLC | 3504 | Lake Stryker | TX | Cherokee | D1 | IC | OP | 2 | 2 | 2 |  | 7 | 1966 | DFO |  | N | N | N | IPP Non-CHP |  |  |  |  | N | [57 empty] | LIQUID | [39 empty] | 0.7385 | 0.025484 | 12.5895
55983 | Luminant Generation Company LLC | 3504 | Lake Stryker | TX | Cherokee | D2 | IC | OP | 2 | 2 | 2 |  | 7 | 1966 | DFO |  | N | N | N | IPP Non-CHP |  |  |  |  | N | [57 empty] | LIQUID | [39 empty] | 0.7385 | 0.025484 | 12.5895
55983 | Luminant Generation Company LLC | 3504 | Lake Stryker | TX | Cherokee | D3 | IC | OP | 2 | 2 | 2 |  | 7 | 1966 | DFO |  | N | N | N | IPP Non-CHP |  |  |  |  | N | [57 empty] | LIQUID | [39 empty] | 0.7385 | 0.025484 | 12.5895
55983 | Luminant Generation Company LLC | 3504 | Lake Stryker | TX | Cherokee | D4 | IC | OP | 2 | 2 | 2 |  | 7 | 1966 | DFO |  | N | N | N | IPP Non-CHP |  |  |  |  | N | [57 empty] | LIQUID | [39 empty] | 0.7385 | 0.025484 | 12.5895
55983 | Luminant Generation Company LLC | 3504 | Lake Stryker | TX | Cherokee | D5 | IC | OP | 2 | 2 | 2 |  | 7 | 1966 | DFO |  | N | N | N | IPP Non-CHP |  |  |  |  | N | [57 empty] | LIQUID | [39 empty] | 0.7385 | 0.025484 | 12.5895
55983 | Luminant Generation Company LLC | 3507 | Trinidad | TX | Henderson | D1 | IC | OP | 2 | 2 | 2 |  | 8 | 1966 | DFO |  | N | N | N | IPP Non-CHP |  |  |  |  | N | [57 empty] | LIQUID | [39 empty] | 0.7385 | 0.025484 | 12.5895
55983 | Luminant Generation Company LLC | 3507 | Trinidad | TX | Henderson | D2 | IC | OP | 2 | 2 | 2 |  | 8 | 1966 | DFO |  | N | N | N | IPP Non-CHP |  |  |  |  | N | [57 empty] | LIQUID | [39 empty] | 0.7385 | 0.025484 | 12.5895
55985 | Tesoro Refining and Marketing Company | 50530 | Equilon Los Angeles Refining | CA | Los Angeles | GEN1 | GT | OP | 30 | 25 | 25 |  | 12 | 1982 | OG | NG | Y | Y | Y | Industrial CHP |  |  |  |  | N | [57 empty] | GAS | [39 empty] | 0.0016829 | 0.0016829 | 10.4
55985 | Tesoro Refining and Marketing Company | 50530 | Equilon Los Angeles Refining | CA | Los Angeles | GEN2 | GT | OP | 30 | 25 | 25 |  | 12 | 1982 | OG | NG | Y | Y | Y | Industrial CHP |  |  |  |  | N | [57 empty] | GAS | [39 empty] | 0.0016829 | 0.0016829 | 10.4
55985 | Tesoro Refining and Marketing Company | 50530 | Equilon Los Angeles Refining | CA | Los Angeles | GEN3 | ST | OP | 23 | 15 | 15 |  | 4 | 1991 | OG | NG | Y | Y | Y | Industrial CHP |  |  |  |  | N | [57 empty] | GAS | [39 empty] | 0.1167 | 0.0044251 | 10.4
55987 | CER Generation LLC | 55411 | Hillabee Energy Center | AL | Tallapoosa | HEC1 | CT | OP | 258.4 | 207.3 | 258.4 |  | 6 | 2010 | NG |  | N | Y | N | IPP Non-CHP |  |  |  |  | N | [57 empty] | GAS | AL | Hillabee Energy Center | 55411 | CT1 | 2010 |  | ARP, CAIRNOX, CAIROS, CAIRSO2 | 3881.34 | 9 | 771719.71 |  | 2.63 | 0.0163 | 50.159 | 520921.551 | 8765460.278 | 4 |  | Tallapoosa | Electric Utility |  |  | 33 | -85.9031 | CER Generation, LLC (Owner/Operator) | Phase 2 |  | Operating | Combined cycle | Pipeline Natural Gas |  |  | Dry Low NOx Burners (Began Apr 04, 2010) Selective Catalytic Reduction (Began Apr 04, 2010) |  | 3000 | 11.1215 | GAS | 266 | 485.2941 | 0.0163 | 0.0006 | 11.1215
55987 | CER Generation LLC | 55411 | Hillabee Energy Center | AL | Tallapoosa | HEC2 | CT | OP | 258.4 | 207.3 | 258.4 |  | 6 | 2010 | NG |  | N | Y | N | IPP Non-CHP |  |  |  |  | N | [57 empty] | GAS | AL | Hillabee Energy Center | 55411 | CT2 | 2010 |  | ARP, CAIRNOX, CAIROS, CAIRSO2 | 3796.46 | 12 | 743661.96 |  | 2.519 | 0.0133 | 40.804 | 499035.384 | 8397260.558 | 4 |  | Tallapoosa | Electric Utility |  |  | 33 | -85.9031 | CER Generation, LLC (Owner/Operator) | Phase 2 |  | Operating | Combined cycle | Pipeline Natural Gas |  |  | Dry Low NOx Burners Selective Catalytic Reduction |  | 3000 | 11.0621 | GAS | 266 | 485.2941 | 0.0133 | 0.0006 | 11.0621
55987 | CER Generation LLC | 55411 | Hillabee Energy Center | AL | Tallapoosa | HECS | CA | OP | 306 | 280.8 | 280.8 |  | 6 | 2010 | NG |  | N | Y | N | IPP Non-CHP |  |  |  |  | N | [57 empty] | GAS | [39 empty] | 0 | 0 | 10.4
55987 | CER Generation LLC | 55622 | West Valley Generation Project | UT | Salt Lake | U1 | GT | OP | 43.4 | 37.8 | 41 |  | 6 | 2002 | NG |  | N | Y | N | IPP Non-CHP |  |  |  |  | N | [57 empty] | GAS | UT | West Valley Generation Project | 55622 | U1 | 2010 |  | ARP | 1073.11 | 12 | 40539.16 |  | 0.123 | 0.0256 | 3.384 | 24342.179 | 409602.671 | 8 |  | Salt Lake | Electric Utility | 4931 | Elec & Other Services Combined | 40.6663 | -112.031 | CER Generation, LLC (Owner/Operator) | Phase 2 |  | Operating | Combustion turbine | Pipeline Natural Gas |  |  | Dry Low NOx Burners Selective Catalytic Reduction |  | 425 | 9.9063 | GAS | 42 | 1987.8049 | 0.0256 | 0.000601 | 9.9063
55987 | CER Generation LLC | 55622 | West Valley Generation Project | UT | Salt Lake | U2 | GT | OP | 43.4 | 37.8 | 41 |  | 6 | 2002 | NG |  | N | Y | N | IPP Non-CHP |  |  |  |  | N | [57 empty] | GAS | UT | West Valley Generation Project | 55622 | U2 | 2010 |  | ARP | 942.59 | 12 | 35722.78 |  | 0.106 | 0.0256 | 3.088 | 20975.265 | 352945.461 | 8 |  | Salt Lake | Electric Utility | 4931 | Elec & Other Services Combined | 40.6663 | -112.031 | CER Generation, LLC (Owner/Operator) | Phase 2 |  | Operating | Combustion turbine | Pipeline Natural Gas |  |  | Dry Low NOx Burners Selective Catalytic Reduction |  | 425 | 9.8134 | GAS | 42 | 1987.8049 | 0.0256 | 0.000601 | 9.8134
55987 | CER Generation LLC | 55622 | West Valley Generation Project | UT | Salt Lake | U3 | GT | OP | 43.4 | 37.8 | 41 |  | 6 | 2002 | NG |  | N | Y | N | IPP Non-CHP |  |  |  |  | N | [57 empty] | GAS | UT | West Valley Generation Project | 55622 | U3 | 2010 |  | ARP | 966.58 | 12 | 36282.18 |  | 0.107 | 0.0259 | 3.043 | 21282.197 | 358108.951 | 8 |  | Salt Lake | Electric Utility | 4931 | Elec & Other Services Combined | 40.6663 | -112.031 | CER Generation, LLC (Owner/Operator) | Phase 2 |  | Operating | Combustion turbine | Pipeline Natural Gas |  |  | Dry Low NOx Burners Selective Catalytic Reduction |  | 425 | 9.7908 | GAS | 44 | 1963.4146 | 0.0259 | 0.000598 | 9.7908
55987 | CER Generation LLC | 55622 | West Valley Generation Project | UT | Salt Lake | U4 | GT | OP | 43.4 | 37.8 | 41 |  | 6 | 2002 | NG |  | N | Y | N | IPP Non-CHP |  |  |  |  | N | [57 empty] | GAS | UT | West Valley Generation Project | 55622 | U4 | 2010 |  | ARP | 969.73 | 12 | 36340.7 |  | 0.107 | 0.0251 | 2.923 | 21250.82 | 357592.336 | 8 |  | Salt Lake | Electric Utility | 4931 | Elec & Other Services Combined | 40.6663 | -112.031 | CER Generation, LLC (Owner/Operator) | Phase 2 |  | Operating | Combustion turbine | Pipeline Natural Gas |  |  | Dry Low NOx Burners Selective Catalytic Reduction |  | 425 | 9.777 | GAS | 41 | 2000 | 0.0251 | 0.000598 | 9.777
55987 | CER Generation LLC | 55622 | West Valley Generation Project | UT | Salt Lake | U5 | GT | OP | 43.4 | 37.8 | 41 |  | 7 | 2002 | NG |  | N | Y | N | IPP Non-CHP |  |  |  |  | N | [57 empty] | GAS | UT | West Valley Generation Project | 55622 | U5 | 2010 |  | ARP | 907.25 | 12 | 33939.32 |  | 0.099 | 0.0278 | 3.155 | 19590.977 | 329666.724 | 8 |  | Salt Lake | Electric Utility | 4931 | Elec & Other Services Combined | 40.6663 | -112.031 | CER Generation, LLC (Owner/Operator) | Phase 2 |  | Operating | Combustion turbine | Pipeline Natural Gas |  |  | Dry Low NOx Burners Selective Catalytic Reduction |  | 425 | 9.6459 | GAS | 42 | 1987.8049 | 0.0278 | 0.000601 | 9.6459
55988 | Virginia Polytechnic Inst and State Unv | 56785 | Virginia Tech Power Plant | VA | MONTGOMERY | WG01 | ST | OP | 6.3 | 2.5 | 6.3 |  | 3 | 1976 | BIT | NG | Y | N | Y | Commercial CHP |  |  |  |  | N | Y |  | Y | [54 empty] | COAL | [39 empty] | 0.73464 | 1.2161 | 12.6961
55989 | Covanta Mendota LP | 10837 | Covanta Mendota | CA | Fresno | GEN1 | ST | OP | 28 | 25 | 25 |  | 7 | 1989 | WDS |  | N | Y | N | IPP Non-CHP |  |  |  |  | N | [57 empty] | OTHER SOLID | [39 empty] | 0.5034 | 0.029864 | 13.5591
55990 | Cloud County Windfarm, LLC | 56784 | Cloud County Wind Farm | KS | Cloud | 1 | WT | OP | 105 | 105 | 105 |  | 12 | 2008 | WND |  | N | Y | N | IPP Non-CHP | [62 empty] | N/A | [39 empty] | 0 | 0 | 10.4
55990 | Cloud County Windfarm, LLC | 56784 | Cloud County Wind Farm | KS | Cloud | 2 | WT | OP | 96 | 96 | 96 |  | 12 | 2008 | WND |  | N | Y | N | IPP Non-CHP | [62 empty] | N/A | [39 empty] | 0 | 0 | 10.4
55992 | Pioneer Prairie Wind Farm I, LLC | 56797 | Pioneer Prairie Wind Farm | IA | Mitchell | 1 | WT | OP | 300 | 300 | 300 |  | 10 | 2008 | WND |  | N | Y | N | IPP Non-CHP | [62 empty] | N/A | [39 empty] | 0 | 0 | 10.4
55993 | Kleen Energy Systems, LLC | 56798 | Kleen Energy Systems Project | CT | Middlesex | ST | CA | OP | 295 | 274 | 200 |  | 7 | 2011 | NG | DFO | Y | Y | N | IPP Non-CHP |  |  |  |  | N | [57 empty] | GAS | [39 empty] | 0 | 0 | 10.4
55993 | Kleen Energy Systems, LLC | 56798 | Kleen Energy Systems Project | CT | Middlesex | U1 | CT | OP | 199 | 177 | 220 |  | 7 | 2011 | NG | DFO | Y | Y | N | IPP Non-CHP |  |  |  |  | N | [57 empty] | GAS | [39 empty] | 0.0093564 | 0.0006115 | 8.9737
55993 | Kleen Energy Systems, LLC | 56798 | Kleen Energy Systems Project | CT | Middlesex | U2 | CT | OP | 199 | 177 | 220 |  | 7 | 2011 | NG | DFO | Y | Y | N | IPP Non-CHP |  |  |  |  | N | [57 empty] | GAS | [39 empty] | 0.0093564 | 0.0006115 | 8.9737
55995 | Plum Point Energy Associates LLC | 56456 | Plum Point Energy Station | AR | Mississippi | STG1 | ST | OP | 720 | 670 | 670 |  | 9 | 2010 | SUB | DFO | N | Y | N | IPP Non-CHP |  |  |  |  | N | Y |  | Y | [54 empty] | COAL | AR | Plum Point Energy Station | 56456 | 1 | 2010 |  | ARP, CAIROS | 3296.87 | 6 | 2160183.76 |  | 1307.699 | 0.0735 | 764.257 | 2144549.753 | 20451326.33 | 6 |  | Mississippi | Electric Utility |  |  | 35.6519 | -89.9399 | Empire District Electric Company (Owner) East Texas Electric Cooperative, Inc. (Owner) Municipal Energy Agency of Mississippi (Owner) Missouri Joint Municipal Electric Utility Commission (Owner) Plum Point Energy Associates, Inc. (Owner/Operator) | Phase 2 |  | Operating (Started 01/20/2010) | Dry bottom wall-fired boiler (Started Aug 10, 2010) | Coal |  | Dry Lime FGD | Low NOx Burner Technology (Dry Bottom only) | Baghouse | 7350 | 9.4167 | COAL | 728 | 456.7164 | 0.0735 | 0.12788 | 9.4167
55997 | Domtar Paper Company Rothschild | 50190 | Domtar Paper Company Rothschild | WI | Marathon | HG1 | HY | OP | 0.6 | 0.6 | 0.6 |  | 1 | 1910 | WAT |  | N | Y | N | Industrial CHP |  |  |  |  | N | [57 empty] | N/A | [39 empty] | 0 | 0 | 10.4
55997 | Domtar Paper Company Rothschild | 50190 | Domtar Paper Company Rothschild | WI | Marathon | HG2 | HY | OP | 0.5 | 0.5 | 0.5 |  | 1 | 1910 | WAT |  | N | Y | N | Industrial CHP |  |  |  |  | N | [57 empty] | N/A | [39 empty] | 0 | 0 | 10.4
55997 | Domtar Paper Company Rothschild | 50190 | Domtar Paper Company Rothschild | WI | Marathon | HG3 | HY | OP | 0.6 | 0.6 | 0.6 |  | 1 | 1910 | WAT |  | N | Y | N | Industrial CHP |  |  |  |  | N | [57 empty] | N/A | [39 empty] | 0 | 0 | 10.4
55997 | Domtar Paper Company Rothschild | 50190 | Domtar Paper Company Rothschild | WI | Marathon | HG4 | HY | OP | 0.5 | 0.5 | 0.5 |  | 1 | 1910 | WAT |  | N | Y | N | Industrial CHP |  |  |  |  | N | [57 empty] | N/A | [39 empty] | 0 | 0 | 10.4
55997 | Domtar Paper Company Rothschild | 50190 | Domtar Paper Company Rothschild | WI | Marathon | HG5 | HY | OP | 1 | 1 | 0.9 |  | 1 | 1910 | WAT |  | N | Y | N | Industrial CHP |  |  |  |  | N | [57 empty] | N/A | [39 empty] | 0 | 0 | 10.4
55997 | Domtar Paper Company Rothschild | 50190 | Domtar Paper Company Rothschild | WI | Marathon | HG6 | HY | OP | 0.7 | 0.7 | 0.6 |  | 1 | 1910 | WAT |  | N | Y | N | Industrial CHP |  |  |  |  | N | [57 empty] | N/A | [39 empty] | 0 | 0 | 10.4
55997 | Domtar Paper Company Rothschild | 50190 | Domtar Paper Company Rothschild | WI | Marathon | HG7 | HY | OP | 0.5 | 0.5 | 0.5 |  | 1 | 1910 | WAT |  | N | Y | N | Industrial CHP |  |  |  |  | N | [57 empty] | N/A | [39 empty] | 0 | 0 | 10.4
55997 | Domtar Paper Company Rothschild | 50190 | Domtar Paper Company Rothschild | WI | Marathon | TG2 | ST | OP | 5 | 4.7 | 4.7 |  | 1 | 1954 | NG | WDS | Y | Y | Y | Industrial CHP |  |  |  | 2013 | N | [57 empty] | GAS | [39 empty] | 0.43537 | 0.0008519 | 14.08
56019 | Panoche Energy Center, LLC | 56803 | Panoche Energy Center | CA | Fresno | 1 | GT | OP | 108 | 97 | 103 |  | 6 | 2009 | NG |  | N | Y | N | IPP Non-CHP |  |  |  |  | N | [57 empty] | GAS | CA | Panoche Energy Center | 56803 | 1 | 2010 |  | ARP | 744.62 | 12 | 50528.74 |  | 0.141 | 0.0175 | 2.928 | 27917.049 | 469753.407 | 9 |  | Fresno | Electric Utility |  |  | 36.6513 | -120.5833 | Panoche Energy Center, LLC (Owner/Operator) | Phase 2 |  | Operating | Combustion turbine | Pipeline Natural Gas |  |  | Water Injection Selective Catalytic Reduction |  | 950 | 7.9288 | GAS | 108 | 1975.7282 | 0.0175 | 0.0006 | 7.9288
56019 | Panoche Energy Center, LLC | 56803 | Panoche Energy Center | CA | Fresno | 2 | GT | OP | 108 | 97 | 103 |  | 7 | 2009 | NG |  | N | Y | N | IPP Non-CHP |  |  |  |  | N | [57 empty] | GAS | CA | Panoche Energy Center | 56803 | 2 | 2010 |  | ARP | 777.5 | 12 | 53278.79 |  | 0.151 | 0.0183 | 3.351 | 29982.407 | 504505.188 | 9 |  | Fresno | Electric Utility |  |  | 36.6513 | -120.5833 | Panoche Energy Center, LLC (Owner/Operator) | Phase 2 |  | Operating | Combustion turbine | Pipeline Natural Gas |  |  | Water Injection Selective Catalytic Reduction |  | 950 | 8.1872 | GAS | 107 | 1980.5825 | 0.0183 | 0.000599 | 8.1872
56019 | Panoche Energy Center, LLC | 56803 | Panoche Energy Center | CA | Fresno | 3 | GT | OP | 108 | 97 | 103 |  | 6 | 2009 | NG |  | N | Y | N | IPP Non-CHP |  |  |  |  | N | [57 empty] | GAS | CA | Panoche Energy Center | 56803 | 3 | 2010 |  | ARP | 855.16 | 12 | 58377.09 |  | 0.164 | 0.0172 | 3.343 | 32558.026 | 547854.241 | 9 |  | Fresno | Electric Utility |  |  | 36.6513 | -120.5833 | Panoche Energy Center, LLC (Owner/Operator) | Phase 2 |  | Operating | Combustion turbine | Pipeline Natural Gas |  |  | Water Injection Selective Catalytic Reduction |  | 950 | 8.1431 | GAS | 108 | 1975.7282 | 0.0172 | 0.000599 | 8.1431
56019 | Panoche Energy Center, LLC | 56803 | Panoche Energy Center | CA | Fresno | 4 | GT | OP | 108 | 97 | 103 |  | 7 | 2009 | NG |  | N | Y | N | IPP Non-CHP |  |  |  |  | N | [57 empty] | GAS | CA | Panoche Energy Center | 56803 | 4 | 2010 |  | ARP | 802.06 | 12 | 55887.87 |  | 0.156 | 0.0148 | 2.771 | 30954.058 | 520857.641 | 9 |  | Fresno | Electric Utility |  |  | 36.6513 | -120.5833 | Panoche Energy Center, LLC (Owner/Operator) | Phase 2 |  | Operating | Combustion turbine | Pipeline Natural Gas |  |  | Water Injection Selective Catalytic Reduction |  | 950 | 8.278 | GAS | 106 | 1985.4369 | 0.0148 | 0.000599 | 8.278
56020 | NRG Cedar Bayou Development Company LLC | 56806 | Cedar Bayou 4 | TX | Chambers | 4 | CA | OP | 178.5 | 172 | 185 | CBY4 | 6 | 2009 | NG |  | N | N | N | IPP Non-CHP |  |  |  |  | N | [57 empty] | GAS | [39 empty] | 0 | 0 | 10.4
56020 | NRG Cedar Bayou Development Company LLC | 56806 | Cedar Bayou 4 | TX | Chambers | 41 | CT | OP | 178.5 | 165 | 207 | CBY4 | 6 | 2009 | NG |  | N | N | N | IPP Non-CHP |  |  |  |  | N | [57 empty] | GAS | TX | Cedar Bayou 4 | 56806 | CBY41 | 2010 |  | ARP, CAIRNOX, CAIRSO2 | 4682.13 | 12 | 674920.41 |  | 2.23 | 0.0129 | 38.213 | 441676.732 | 7432007.127 | 6 |  | Chambers | Electric Utility |  |  | 29.752 | -94.923 | NRG Energy, Inc (Owner/Operator) Energy Co. (Owner) NRG Energy, Inc (Owner) | Phase 2 |  | Operating | Combined cycle | Pipeline Natural Gas |  |  | Dry Low NOx Burners Selective Catalytic Reduction |  | 2125 | 10.7994 | GAS | 200 | 482.5 | 0.0129 | 0.0006 | 10.7994
56020 | NRG Cedar Bayou Development Company LLC | 56806 | Cedar Bayou 4 | TX | Chambers | 42 | CT | OP | 178.5 | 165 | 207 | CBY4 | 6 | 2009 | NG |  | N | N | N | IPP Non-CHP |  |  |  |  | N | [57 empty] | GAS | TX | Cedar Bayou 4 | 56806 | CBY42 | 2010 |  | ARP, CAIRNOX, CAIRSO2 | 5510.72 | 12 | 796868.44 |  | 2.609 | 0.0111 | 41.067 | 516782.16 | 8695887.965 | 6 |  | Chambers | Electric Utility |  |  | 29.752 | -94.923 | NRG Energy, Inc (Owner/Operator) Energy Co. (Owner) NRG Energy, Inc (Owner) | Phase 2 |  | Operating | Combined cycle | Pipeline Natural Gas |  |  | Dry Low NOx Burners Selective Catalytic Reduction |  | 2125 | 10.7251 | GAS | 201 | 485.0746 | 0.0111 | 0.0006 | 10.7251
56024 | Kamin LLC | 54880 | Kamin LLC Wrens Plant | GA | Jefferson | SDT1 | GT | OP | 2 | 1.7 | 2 |  | 6 | 2002 | NG |  | N | Y | Y | Industrial CHP |  |  |  |  | N | [57 empty] | GAS | [39 empty] | 0.28493 | 0.0028486 | 9.7293
56024 | Kamin LLC | 54880 | Kamin LLC Wrens Plant | GA | Jefferson | SDT2 | GT | OP | 2 | 1.7 | 2 |  | 6 | 2002 | NG |  | N | Y | Y | Industrial CHP |  |  |  |  | N | [57 empty] | GAS | [39 empty] | 0.28493 | 0.0028486 | 9.7293
56024 | Kamin LLC | 54880 | Kamin LLC Wrens Plant | GA | Jefferson | SDT3 | GT | OP | 2 | 1.7 | 2 |  | 6 | 2002 | NG |  | N | Y | Y | Industrial CHP |  |  |  |  | N | [57 empty] | GAS | [39 empty] | 0.28493 | 0.0028486 | 9.7293
56024 | Kamin LLC | 54880 | Kamin LLC Wrens Plant | GA | Jefferson | WPH1 | IC | OP | 1.1 | 1.1 | 1.1 |  | 1 | 1988 | DFO |  | N | Y | N | Industrial CHP |  |  |  |  | N | [57 empty] | LIQUID | [39 empty] | 0.7385 | 0.025484 | 12.5895
56024 | Kamin LLC | 54880 | Kamin LLC Wrens Plant | GA | Jefferson | WPH2 | IC | OP | 1.2 | 1.2 | 1.2 |  | 1 | 1989 | DFO |  | N | Y | N | Industrial CHP |  |  |  |  | N | [57 empty] | LIQUID | [39 empty] | 0.7385 | 0.025484 | 12.5895
56024 | Kamin LLC | 54880 | Kamin LLC Wrens Plant | GA | Jefferson | WPH3 | IC | OP | 1 | 1 | 1 |  | 1 | 1988 | DFO |  | N | Y | N | Industrial CHP |  |  |  |  | N | [57 empty] | LIQUID | [39 empty] | 0.7385 | 0.025484 | 12.5895
56024 | Kamin LLC | 55961 | Kamin LLC Wrens Mine | GA | Warren | WM1 | IC | OP | 1 | 1 | 1 |  | 1 | 1988 | DFO |  | N | Y | N | Industrial Non-CHP |  |  |  |  | N | [57 empty] | LIQUID | [39 empty] | 0.7385 | 0.025484 | 12.5895
56024 | Kamin LLC | 55961 | Kamin LLC Wrens Mine | GA | Warren | WM2 | IC | OP | 1 | 1 | 1 |  | 1 | 1988 | DFO |  | N | Y | N | Industrial Non-CHP |  |  |  |  | N | [57 empty] | LIQUID | [39 empty] | 0.7385 | 0.025484 | 12.5895
56026 | MMA DAS Power | 56815 | Denver Int Airport | CO | DENVER | 1 | PV | OP | 1.9 | 1.9 | 1.8 |  | 9 | 2008 | SUN |  | N | Y | N | IPP Non-CHP | [62 empty] | N/A | [39 empty] | 0 | 0 | 10.4
56027 | MMA LA Power LP | 56814 | ELACC Photovoltaic Power Facility | CA | LOS ANGELES | PV1 | PV | OP | 0.5 | 0.4 | 0.3 |  | 5 | 2008 | SUN |  | N | Y | N | IPP Non-CHP |  |  |  |  | N | [57 empty] | N/A | [39 empty] | 0 | 0 | 10.4
56027 | MMA LA Power LP | 56814 | ELACC Photovoltaic Power Facility | CA | LOS ANGELES | PV2 | PV | OP | 0.5 | 0.4 | 0.3 |  | 5 | 2008 | SUN |  | N | Y | N | IPP Non-CHP |  |  |  |  | N | [57 empty] | N/A | [39 empty] | 0 | 0 | 10.4
56028 | MMA Fresno Power LP | 56813 | CSU Fresno Solar Project | CA | FRESNO | 1 | PV | OP | 0.5 | 0.5 | 0.5 |  | 12 | 2007 | SUN |  | N | Y | N | IPP Non-CHP | [62 empty] | N/A | [39 empty] | 0 | 0 | 10.4
56028 | MMA Fresno Power LP | 56813 | CSU Fresno Solar Project | CA | FRESNO | 2 | PV | OP | 0.5 | 0.5 | 0.5 |  | 12 | 2007 | SUN |  | N | Y | N | IPP Non-CHP | [62 empty] | N/A | [39 empty] | 0 | 0 | 10.4
56030 | TransCanada Maine Wind Development Inc | 56829 | Kibby Wind Power Project | ME | Cumberland | 1 | WT | OP | 66 | 66 | 66 |  | 10 | 2009 | WND |  | N | Y | N | IPP Non-CHP | [62 empty] | N/A | [39 empty] | 0 | 0 | 10.4
56030 | TransCanada Maine Wind Development Inc | 56829 | Kibby Wind Power Project | ME | Cumberland | 2 | WT | OP | 66 | 66 | 66 |  | 10 | 2010 | WND |  | N | Y | N | IPP Non-CHP | [62 empty] | N/A | [39 empty] | 0 | 0 | 10.4
56033 | Hackberry Wind LLC | 56823 | Hackberry Wind Farm | TX | Shackelford | HWFG1 | WT | OP | 165.6 | 162.3 | 162.3 |  | 12 | 2008 | WND |  | N | Y | N | IPP Non-CHP | [62 empty] | N/A | [39 empty] | 0 | 0 | 10.4
56041 | EXC Wind 7 | 56839 | EXC Wind 7 LLC | TX | Moore | 1 | WT | OP | 10 | 10 | 10 |  | 4 | 2008 | WND |  | N | Y | N | IPP Non-CHP | [62 empty] | N/A | [39 empty] | 0 | 0 | 10.4
56042 | EXC Wind 8 | 56838 | EXC Wind 8 LLC | TX | Moore | 1 | WT | OP | 10 | 10 | 10 |  | 4 | 2008 | WND |  | N | Y | N | IPP Non-CHP | [62 empty] | N/A | [39 empty] | 0 | 0 | 10.4
56043 | EXC Wind 9 | 56837 | EXC Wind 9 LLC | TX | Moore | 1 | WT | OP | 10 | 10 | 10 |  | 4 | 2008 | WND |  | N | Y | N | IPP Non-CHP |  |  |  |  | N | [57 empty] | N/A | [39 empty] | 0 | 0 | 10.4
56044 | EXC Wind 10 | 56836 | EXC Wind 10 LLC | TX | Moore | 1 | WT | OP | 10 | 10 | 10 |  | 5 | 2008 | WND |  | N | Y | N | IPP Non-CHP | [62 empty] | N/A | [39 empty] | 0 | 0 | 10.4
56045 | EXC Wind 11 | 56835 | EXC Wind 11 LLC | TX | Moore | 1 | WT | OP | 10 | 10 | 10 |  | 5 | 2008 | WND |  | N | Y | N | IPP Non-CHP | [62 empty] | N/A | [39 empty] | 0 | 0 | 10.4
56046 | High Plains | 56834 | High Plains Wind Power LLC | TX | Carson | 1 | WT | OP | 10 | 10 | 10 |  | 4 | 2008 | WND |  | N | Y | N | IPP Non-CHP | [62 empty] | N/A | [39 empty] | 0 | 0 | 10.4
56065 | York Haven Power Company LLC | 3117 | York Haven | PA | York | 1 | HY | OP | 19.6 | 19 | 19 |  | 12 | 1905 | WAT |  | N | Y | N | IPP Non-CHP |  |  |  |  | N | [57 empty] | N/A | [39 empty] | 0 | 0 | 10.4
56069 | SunCoke Energy, Inc. | 56848 | Haverhill North Cogeneration Facility | OH | Scioto | SCKG1 | ST | OP | 67 | 53 | 53 |  | 12 | 2008 | WH |  | N | Y | Y | IPP CHP |  |  |  |  | Y | N | [56 empty] | N/A | [39 empty] | 0 | 0 | 10.4
56069 | SunCoke Energy, Inc. | 57822 | Middletown Coke Company, LLC | OH | Butler | YNKE | ST | OP | 67 | 47 | 47 |  | 12 | 2011 | WH | NG | N | Y | N | Industrial Non-CHP |  |  |  |  | Y | Y | [56 empty] | N/A | [39 empty] | 0 | 0 | 10.4
56071 | Sagebrush Power Partners, LLC | 56858 | Sagebrush Power Partners | WA | Kittitas | GEN1 | WT | OP | 100.7 | 100.7 | 100.7 |  | 11 | 2010 | WND |  | N | Y | N | IPP Non-CHP |  |  |  |  | N | [57 empty] | N/A | [39 empty] | 0 | 0 | 10.4
56073 | Wheat Field Wind Power Project LLC | 56854 | Wheat Field Wind Power Project | OR | Gilliam | GEN1 | WT | OP | 97 | 97 | 97 |  | 2 | 2009 | WND |  | N | Y | N | IPP Non-CHP | [62 empty] | N/A | [39 empty] | 0 | 0 | 10.4
56074 | Arlington Wind Power Project LLC | 56855 | Arlington Wind Power Project | OR | Gilliam | GEN1 | WT | OP | 103 | 97 | 97 |  | 12 | 2008 | WND |  | N | Y | N | IPP Non-CHP |  |  |  |  | N | [57 empty] | N/A | [39 empty] | 0 | 0 | 10.4
56075 | Rail Splitter Wind Farm LLC | 56856 | Rail Splitter Wind Farm | IL | Tazewell | GEN1 | WT | OP | 100.5 | 100.5 | 100.5 |  | 8 | 2009 | WND |  | N | Y | N | IPP Non-CHP |  |  |  |  | N | [57 empty] | N/A | [39 empty] | 0 | 0 | 10.4
56078 | CMP Sartell LLC | 50252 | International Paper Sartell Mill | MN | Benton | ABB2 | ST | OP | 20.4 | 20.4 | 20.4 |  | 6 | 1982 | BIT | WDS | N | N | Y | Industrial CHP |  |  |  |  | N |  |  | Y | [54 empty] | COAL | [39 empty] | 0.57186 | 0.6839 | 11.4847
56078 | CMP Sartell LLC | 50252 | International Paper Sartell Mill | MN | Benton | HG10 | HY | OP | 0.9 | 0.9 | 0.9 |  | 3 | 1985 | WAT |  | N | N | N | Industrial CHP | [62 empty] | N/A | [39 empty] | 0 | 0 | 10.4
56078 | CMP Sartell LLC | 50252 | International Paper Sartell Mill | MN | Benton | HG12 | HY | OP | 0.9 | 0.9 | 0.9 |  | 3 | 1985 | WAT |  | N | N | N | Industrial CHP | [62 empty] | N/A | [39 empty] | 0 | 0 | 10.4
56078 | CMP Sartell LLC | 50252 | International Paper Sartell Mill | MN | Benton | HG2 | HY | OP | 0.9 | 0.9 | 0.9 |  | 3 | 1985 | WAT |  | N | N | N | Industrial CHP | [62 empty] | N/A | [39 empty] | 0 | 0 | 10.4
56078 | CMP Sartell LLC | 50252 | International Paper Sartell Mill | MN | Benton | HG3 | HY | OP | 0.9 | 0.9 | 0.9 |  | 3 | 1985 | WAT |  | N | N | N | Industrial CHP | [62 empty] | N/A | [39 empty] | 0 | 0 | 10.4
56078 | CMP Sartell LLC | 50252 | International Paper Sartell Mill | MN | Benton | HG4 | HY | OP | 0.9 | 0.9 | 0.9 |  | 3 | 1985 | WAT |  | N | N | N | Industrial CHP | [62 empty] | N/A | [39 empty] | 0 | 0 | 10.4
56078 | CMP Sartell LLC | 50252 | International Paper Sartell Mill | MN | Benton | HG5 | HY | OP | 0.9 | 0.9 | 0.9 |  | 3 | 1985 | WAT |  | N | N | N | Industrial CHP | [62 empty] | N/A | [39 empty] | 0 | 0 | 10.4
56078 | CMP Sartell LLC | 50252 | International Paper Sartell Mill | MN | Benton | HG6 | HY | OP | 0.8 | 0.8 | 0.8 |  | 3 | 1985 | WAT |  | N | N | N | Industrial CHP | [62 empty] | N/A | [39 empty] | 0 | 0 | 10.4
56078 | CMP Sartell LLC | 50252 | International Paper Sartell Mill | MN | Benton | HG7 | HY | OP | 0.8 | 0.8 | 0.8 |  | 3 | 1985 | WAT |  | N | N | N | Industrial CHP | [62 empty] | N/A | [39 empty] | 0 | 0 | 10.4
56078 | CMP Sartell LLC | 50252 | International Paper Sartell Mill | MN | Benton | HG8 | HY | OP | 0.7 | 0.7 | 0.7 |  | 3 | 1985 | WAT |  | N | N | N | Industrial CHP | [62 empty] | N/A | [39 empty] | 0 | 0 | 10.4
56078 | CMP Sartell LLC | 50252 | International Paper Sartell Mill | MN | Benton | HG9 | HY | OP | 0.7 | 0.7 | 0.7 |  | 3 | 1985 | WAT |  | N | N | N | Industrial CHP | [62 empty] | N/A | [39 empty] | 0 | 0 | 10.4
56079 | Encore Energy Partners Operating LLC | 52127 | Elk Basin Gasoline Plant | WY | Park | GEN1 | ST | OP | 1 | 0.8 | 0.8 |  | 1 | 1948 | NG |  | N | N | Y | Industrial CHP |  |  |  |  | N | [57 empty] | GAS | [39 empty] | 0.43955 | 0.0002564 | 16.1881
56079 | Encore Energy Partners Operating LLC | 52127 | Elk Basin Gasoline Plant | WY | Park | GEN2 | ST | OP | 1 | 0.8 | 0.8 |  | 1 | 1948 | NG |  | N | N | Y | Industrial CHP |  |  |  |  | N | [57 empty] | GAS | [39 empty] | 0.43955 | 0.0002564 | 16.1881
56081 | Southeastern Chester County Refuse Auth | 56873 | SECCRA Community Landfill | PA | Chester | 1 | IC | OP | 0.9 | 0.9 | 0.9 |  | 1 | 2007 | LFG |  | N | Y | N | Commercial Non-CHP |  |  |  |  | N | [57 empty] | GAS | [39 empty] | 1.1659 | 0.0016829 | 10.4
56081 | Southeastern Chester County Refuse Auth | 56873 | SECCRA Community Landfill | PA | Chester | 3 | IC | OP | 1.6 | 1.6 | 1.6 |  | 11 | 2010 | LFG |  | N | Y | N | Commercial Non-CHP | [62 empty] | GAS | [39 empty] | 1.1659 | 0.0016829 | 10.4
56084 | Springfield Power LLC | 10838 | Springfield Power LLC | NH | Sullivan | GEN1 | ST | OP | 16 | 16.1 | 16.3 |  | 12 | 1987 | WDS |  | N | Y | N | IPP Non-CHP | [62 empty] | OTHER SOLID | [39 empty] | 0.0648 | 0.031297 | 13.8924
56090 | Dynegy Griffith Energy LLC | 55124 | Griffith Energy LLC | AZ | Mohave | CTG1 | CT | OP | 176 | 147 | 147 |  | 1 | 2002 | NG |  | N | Y | N | IPP Non-CHP | [62 empty] | GAS | AZ | Griffith Energy Project | 55124 | P1 | 2010 |  | ARP | 2993.31 | 12 | 735205.05 |  | 1.567 | 0.0105 | 23.744 | 310496.86 | 5224570.838 | 9 |  | Mohave | Electric Utility | 4911 | Electric Services | 35.0517 | -114.1334 | Griffith Energy, LLC (Owner/Operator) | Phase 2 |  | Operating | Combustion turbine | Pipeline Natural Gas |  |  | Dry Low NOx Burners Selective Catalytic Reduction |  | 2506 | 7.1562 | GAS | 305 | -37.415 | 0.0105 | 0.0006 | 7.1063
56090 | Dynegy Griffith Energy LLC | 55124 | Griffith Energy LLC | AZ | Mohave | CTG2 | CT | OP | 176.6 | 147 | 147 |  | 1 | 2002 | NG |  | N | Y | N | IPP Non-CHP | [62 empty] | GAS | AZ | Griffith Energy Project | 55124 | P2 | 2010 |  | ARP | 3000.03 | 12 | 727391.9 |  | 1.543 | 0.0104 | 23.068 | 305595.512 | 5142159.48 | 9 |  | Mohave | Electric Utility | 4911 | Electric Services | 35.0517 | -114.1334 | Griffith Energy, LLC (Owner/Operator) | Phase 2 |  | Operating | Combustion turbine | Pipeline Natural Gas |  |  | Dry Low NOx Burners Selective Catalytic Reduction |  | 2506 | 7.1129 | GAS | 298 | -13.6054 | 0.0104 | 0.0006 | 7.0693
56090 | Dynegy Griffith Energy LLC | 55124 | Griffith Energy LLC | AZ | Mohave | STG | CA | OP | 301.8 | 276 | 276 |  | 1 | 2002 | NG |  | N | Y | N | IPP Non-CHP | [62 empty] | GAS | [39 empty] | 0 | 0 | 10.4
56097 | Noranda Alumina LLC | 50846 | Noranda Alumina LLC | LA | St James | GT3 | GT | OP | 16 | 15 | 17 |  | 4 | 1969 | NG |  | N | N | Y | Industrial CHP |  |  |  |  | N | [57 empty] | GAS | [39 empty] | 0.27897 | 0.003903 | 11.4923
56097 | Noranda Alumina LLC | 50846 | Noranda Alumina LLC | LA | St James | GT4 | GT | OP | 24.7 | 21 | 24 |  | 4 | 1974 | NG |  | N | N | Y | Industrial CHP |  |  |  |  | N | [57 empty] | GAS | [39 empty] | 0.22121 | 0.0032721 | 12.352
56097 | Noranda Alumina LLC | 50846 | Noranda Alumina LLC | LA | St James | ST1 | ST | OP | 18.7 | 17 | 17 |  | 2 | 1958 | NG |  | N | N | Y | Industrial CHP |  |  |  |  | N | [57 empty] | GAS | [39 empty] | 0.25269 | 0.0009853 | 12.7276
56097 | Noranda Alumina LLC | 50846 | Noranda Alumina LLC | LA | St James | ST2 | ST | OP | 18.7 | 17 | 17 |  | 2 | 1958 | NG |  | N | N | Y | Industrial CHP |  |  |  |  | N | [57 empty] | GAS | [39 empty] | 0.25269 | 0.0009853 | 12.7276
56097 | Noranda Alumina LLC | 50846 | Noranda Alumina LLC | LA | St James | ST3 | ST | OP | 7.2 | 6 | 6 |  | 2 | 1969 | NG |  | N | N | Y | Industrial CHP |  |  |  |  | N | [57 empty] | GAS | [39 empty] | 0.39406 | 0.0009145 | 12.5233
56099 | Covanta Delano Inc | 10840 | Delano Energy | CA | Kern | GEN1 | ST | OP | 31.8 | 27 | 27 |  | 6 | 1990 | WDS |  | N | Y | N | IPP Non-CHP | [62 empty] | OTHER SOLID | [39 empty] | 0.5034 | 0.029123 | 13.4742
56099 | Covanta Delano Inc | 10840 | Delano Energy | CA | Kern | GEN2 | ST | OP | 25.2 | 22 | 22 |  | 7 | 1993 | WDS |  | N | Y | N | IPP Non-CHP | [62 empty] | OTHER SOLID | [39 empty] | 0.5034 | 0.026784 | 13.5486
56100 | AMERESCO Stafford LLC | 56894 | AMERESCO Stafford | VA | STAFFORD | 1 | IC | OP | 1.1 | 1 | 1 |  | 5 | 2009 | LFG |  | N | Y | N | IPP Non-CHP | [62 empty] | GAS | [39 empty] | 1.1659 | 0.0016829 | 10.4
56100 | AMERESCO Stafford LLC | 56894 | AMERESCO Stafford | VA | STAFFORD | 2 | IC | OP | 1.1 | 1 | 1 |  | 5 | 2009 | LFG |  | N | Y | N | IPP Non-CHP | [62 empty] | GAS | [39 empty] | 1.1659 | 0.0016829 | 10.4
56101 | AMERESCO Ox Mountain Energy LLC | 56895 | AMERESCO Ox Mountain | CA | San Mateo | 1 | IC | OP | 1.9 | 1.8 | 1.8 |  | 12 | 2008 | LFG |  | N | Y | N | IPP Non-CHP | [62 empty] | GAS | [39 empty] | 1.1659 | 0.0016829 | 10.4
56101 | AMERESCO Ox Mountain Energy LLC | 56895 | AMERESCO Ox Mountain | CA | San Mateo | 2 | IC | OP | 1.9 | 1.8 | 1.8 |  | 12 | 2008 | LFG |  | N | Y | N | IPP Non-CHP | [62 empty] | GAS | [39 empty] | 1.1659 | 0.0016829 | 10.4
56101 | AMERESCO Ox Mountain Energy LLC | 56895 | AMERESCO Ox Mountain | CA | San Mateo | 3 | IC | OP | 1.9 | 1.8 | 1.8 |  | 12 | 2008 | LFG |  | N | Y | N | IPP Non-CHP | [62 empty] | GAS | [39 empty] | 1.1659 | 0.0016829 | 10.4
56101 | AMERESCO Ox Mountain Energy LLC | 56895 | AMERESCO Ox Mountain | CA | San Mateo | 4 | IC | OP | 1.9 | 1.8 | 1.8 |  | 12 | 2008 | LFG |  | N | Y | N | IPP Non-CHP | [62 empty] | GAS | [39 empty] | 1.1659 | 0.0016829 | 10.4
56101 | AMERESCO Ox Mountain Energy LLC | 56895 | AMERESCO Ox Mountain | CA | San Mateo | 5 | IC | OP | 1.9 | 1.8 | 1.8 |  | 12 | 2008 | LFG |  | N | Y | N | IPP Non-CHP | [62 empty] | GAS | [39 empty] | 1.1659 | 0.0016829 | 10.4
56101 | AMERESCO Ox Mountain Energy LLC | 56895 | AMERESCO Ox Mountain | CA | San Mateo | 6 | IC | OP | 1.9 | 1.8 | 1.8 |  | 12 | 2008 | LFG |  | N | Y | N | IPP Non-CHP | [62 empty] | GAS | [39 empty] | 1.1659 | 0.0016829 | 10.4
56102 | AMERESCO Jefferson City LLC | 56896 | AMERESCO Jefferson City | MO | COLE | 1 | IC | OP | 1 | 0.9 | 0.9 |  | 3 | 2009 | LFG |  | N | Y | N | IPP Non-CHP | [62 empty] | GAS | [39 empty] | 1.1659 | 0.0016829 | 10.4
56102 | AMERESCO Jefferson City LLC | 56896 | AMERESCO Jefferson City | MO | COLE | 2 | IC | OP | 1 | 0.9 | 0.9 |  | 3 | 2009 | LFG |  | N | Y | N | IPP Non-CHP | [62 empty] | GAS | [39 empty] | 1.1659 | 0.0016829 | 10.4
56102 | AMERESCO Jefferson City LLC | 56896 | AMERESCO Jefferson City | MO | COLE | 3 | IC | OP | 1 | 0.9 | 0.9 |  | 3 | 2009 | LFG |  | N | Y | N | IPP Non-CHP | [62 empty] | GAS | [39 empty] | 1.1659 | 0.0016829 | 10.4
56103 | AMERESCO Keller Canyon LLC | 56897 | AMERESCO Keller Canyon | CA | CONTRA COSTA | 1 | IC | OP | 1.9 | 1.8 | 1.8 |  | 7 | 2009 | LFG |  | N | Y | N | IPP Non-CHP |  |  |  |  | N | [57 empty] | GAS | [39 empty] | 1.1659 | 0.0016829 | 10.4
56103 | AMERESCO Keller Canyon LLC | 56897 | AMERESCO Keller Canyon | CA | CONTRA COSTA | 2 | IC | OP | 1.9 | 1.8 | 1.8 |  | 7 | 2009 | LFG |  | N | Y | N | IPP Non-CHP |  |  |  |  | N | [57 empty] | GAS | [39 empty] | 1.1659 | 0.0016829 | 10.4
56104 | AMERESCO Chiquita Canyon LLC | 56898 | AMERESCO Chiquita Canyon | CA | Los Angeles | 1 | GT | OP | 4.6 | 4 | 4 |  | 11 | 2010 | LFG |  | N | Y | N | IPP Non-CHP |  |  |  |  | N | [57 empty] | GAS | [39 empty] | 0.0016829 | 0.0016829 | 10.4
56104 | AMERESCO Chiquita Canyon LLC | 56898 | AMERESCO Chiquita Canyon | CA | Los Angeles | 2 | GT | OP | 4.6 | 4 | 4 |  | 11 | 2010 | LFG |  | N | Y | N | IPP Non-CHP |  |  |  |  | N | [57 empty] | GAS | [39 empty] | 0.0016829 | 0.0016829 | 10.4
56105 | MMA WBF Power LP | 56862 | Bolthouse S&P and Rowen Farms Solar | CA | LOS ANGELES | 1 | PV | OP | 0.3 | 0.3 | 0.3 |  | 11 | 2008 | SUN |  | N | Y | N | IPP Non-CHP | [62 empty] | N/A | [39 empty] | 0 | 0 | 10.4
56105 | MMA WBF Power LP | 56862 | Bolthouse S&P and Rowen Farms Solar | CA | LOS ANGELES | 2 | PV | OP | 0.3 | 0.3 | 0.3 |  | 11 | 2008 | SUN |  | N | Y | N | IPP Non-CHP | [62 empty] | N/A | [39 empty] | 0 | 0 | 10.4
56105 | MMA WBF Power LP | 56862 | Bolthouse S&P and Rowen Farms Solar | CA | LOS ANGELES | 3 | PV | OP | 0.3 | 0.3 | 0.3 |  | 11 | 2008 | SUN |  | N | Y | N | IPP Non-CHP | [62 empty] | N/A | [39 empty] | 0 | 0 | 10.4
56105 | MMA WBF Power LP | 56862 | Bolthouse S&P and Rowen Farms Solar | CA | LOS ANGELES | 4 | PV | OP | 0.3 | 0.3 | 0.3 |  | 11 | 2008 | SUN |  | N | Y | N | IPP Non-CHP | [62 empty] | N/A | [39 empty] | 0 | 0 | 10.4
56108 | Atlas Pipeline Mid Continent WestTex LLC | 54458 | Benedum Plant | TX | Upton | BG3A | IC | OP | 1 | 1 | 1 |  | 11 | 1996 | NG |  | N | N | N | Industrial Non-CHP | [62 empty] | GAS | [39 empty] | 1.1659 | 0.0016829 | 10.4
56108 | Atlas Pipeline Mid Continent WestTex LLC | 54458 | Benedum Plant | TX | Upton | BG6 | IC | OP | 1 | 1 | 1 |  | 9 | 1998 | NG |  | N | N | N | Industrial Non-CHP | [62 empty] | GAS | [39 empty] | 1.1659 | 0.0016829 | 10.4
56113 | MMA GDC Power LP | 56909 | Gap Pacific Distribution Center | CA | FRESNO | 1 | PV | OP | 0.3 | 0.3 | 0.3 |  | 10 | 2008 | SUN |  | N | Y | N | Commercial Non-CHP | [62 empty] | N/A | [39 empty] | 0 | 0 | 10.4
56113 | MMA GDC Power LP | 56909 | Gap Pacific Distribution Center | CA | FRESNO | 2 | PV | OP | 0.3 | 0.3 | 0.3 |  | 10 | 2008 | SUN |  | N | Y | N | Commercial Non-CHP | [62 empty] | N/A | [39 empty] | 0 | 0 | 10.4
56113 | MMA GDC Power LP | 56909 | Gap Pacific Distribution Center | CA | FRESNO | 3 | PV | OP | 0.3 | 0.3 | 0.3 |  | 10 | 2008 | SUN |  | N | Y | N | Commercial Non-CHP | [62 empty] | N/A | [39 empty] | 0 | 0 | 10.4
56113 | MMA GDC Power LP | 56909 | Gap Pacific Distribution Center | CA | FRESNO | 4 | PV | OP | 0.3 | 0.3 | 0.3 |  | 10 | 2008 | SUN |  | N | Y | N | Commercial Non-CHP | [62 empty] | N/A | [39 empty] | 0 | 0 | 10.4
56114 | MMA Belmar Power LLC | 56861 | Belmar Solar Array | CO | JEFFERSON | 1 | PV | OP | 0.2 | 0.2 | 0.2 |  | 11 | 2008 | SUN |  | N | Y | N | IPP Non-CHP | [62 empty] | N/A | [39 empty] | 0 | 0 | 10.4
56114 | MMA Belmar Power LLC | 56861 | Belmar Solar Array | CO | JEFFERSON | 2 | PV | OP | 0.2 | 0.2 | 0.2 |  | 11 | 2008 | SUN |  | N | Y | N | IPP Non-CHP | [62 empty] | N/A | [39 empty] | 0 | 0 | 10.4
56114 | MMA Belmar Power LLC | 56861 | Belmar Solar Array | CO | JEFFERSON | 3 | PV | OP | 0.2 | 0.2 | 0.2 |  | 11 | 2008 | SUN |  | N | Y | N | IPP Non-CHP | [62 empty] | N/A | [39 empty] | 0 | 0 | 10.4
56114 | MMA Belmar Power LLC | 56861 | Belmar Solar Array | CO | JEFFERSON | 4 | PV | OP | 0.5 | 0.5 | 0.5 |  | 11 | 2008 | SUN |  | N | Y | N | IPP Non-CHP | [62 empty] | N/A | [39 empty] | 0 | 0 | 10.4
56114 | MMA Belmar Power LLC | 56861 | Belmar Solar Array | CO | JEFFERSON | 5 | PV | OP | 0.5 | 0.5 | 0.5 |  | 11 | 2008 | SUN |  | N | Y | N | IPP Non-CHP | [62 empty] | N/A | [39 empty] | 0 | 0 | 10.4
56119 | FPL Energy Story Wind LLC | 56924 | FPL Energy Story Wind LLC | IA | Story | GE15 | WT | OP | 150 | 150 | 150 |  | 12 | 2008 | WND |  | N | Y | N | IPP Non-CHP | [62 empty] | N/A | [39 empty] | 0 | 0 | 10.4
56120 | Blue Lake Power LLC | 10764 | Blue Lake Power LLC | CA | Humboldt | GEN1 | ST | OP | 13.8 | 11.5 | 10 |  | 7 | 1985 | WDS | PG | N | N | N | IPP Non-CHP |  |  |  |  | N | [57 empty] | OTHER SOLID | [39 empty] | 0.5034 | 0.03267 | 14.0051
56121 | Osceola Windpower II | 56913 | Osceola Windpower II | IA | Osceola | CL25 | WT | OP | 50 | 50 | 50 |  | 9 | 2008 | WND |  | N | Y | N | IPP Non-CHP | [62 empty] | N/A | [39 empty] | 0 | 0 | 10.4
56122 | FPL Energy Ashtabula Wind LLC | 56919 | FPL Energy Ashtabula Wind LLC | ND | Barnes | GE15 | WT | OP | 148.5 | 148.5 | 148.5 |  | 12 | 2008 | WND |  | N | Y | N | IPP Non-CHP | [62 empty] | N/A | [39 empty] | 0 | 0 | 10.4
56123 | FPL Energy Crystal Lake Wind LLC | 56923 | FPL Energy Crystal Lake Wind LLC | IA | Hancock | GE15 | WT | OP | 150 | 150 | 150 |  | 12 | 2008 | WND |  | N | Y | N | IPP Non-CHP | [6 empty] | N | [55 empty] | N/A | [39 empty] | 0 | 0 | 10.4
56124 | FPL Energy Crystal Lake Wind II LLC | 56925 | FPL Energy Crystal Lake Wind II LLC | IA | Hancock | CL25 | WT | OP | 200 | 200 | 200 |  | 1 | 2009 | WND |  | N | Y | N | IPP Non-CHP | [62 empty] | N/A | [39 empty] | 0 | 0 | 10.4
56125 | Covanta Springfield LLC | 50273 | Pioneer Valley Resource Recovery | MA | HAMPDEN | DLV1 | ST | OP | 9.4 | 7.5 | 7.5 |  | 5 | 1988 | MSW | NG | N | Y | N | IPP Non-CHP |  |  |  |  | N | [57 empty] | OTHER SOLID | [39 empty] | 0 | 0 | 10.4
56127 | Orange Grove Energy LP | 56914 | Orange Grove Peaking Facility | CA | San Diego | CTG1 | GT | OP | 59 | 49.6 | 49.6 |  | 6 | 2010 | NG |  | N | Y | N | IPP Non-CHP |  |  |  |  | N | [57 empty] | GAS | CA | Orange Grove Project | 56914 | CTG1 | 2010 |  | ARP | 632.25 | 6 | 26333.98 |  | 0.079 | 0.0348 | 4.509 | 15733.659 | 264741.51 | 9 |  | San Diego | Electric Utility |  |  | 33.359 | -117.111 | Orange Grove Energy, LP (Owner/Operator) | Phase 2 |  | Operating (Started 01/30/2010) | Combustion turbine (Started Jan 30, 2010) | Pipeline Natural Gas |  |  | Water Injection Ammonia Injection Selective Catalytic Reduction |  | 530 | 9.4141 | GAS | 51 | 1985.8871 | 0.0348 | 0.000597 | 9.4141
56127 | Orange Grove Energy LP | 56914 | Orange Grove Peaking Facility | CA | San Diego | CTG2 | GT | OP | 59 | 49.6 | 49.6 |  | 6 | 2010 | NG |  | N | Y | N | IPP Non-CHP |  |  |  |  | N | [57 empty] | GAS | CA | Orange Grove Project | 56914 | CTG2 | 2010 |  | ARP | 653.55 | 6 | 26267.41 |  | 0.08 | 0.0173 | 1.67 | 15846.973 | 266660.008 | 9 |  | San Diego | Electric Utility |  |  | 33.359 | -117.111 | Orange Grove Energy, LP (Owner/Operator) | Phase 2 |  | Operating (Started 02/05/2010) | Combustion turbine (Started Feb 05, 2010) | Pipeline Natural Gas |  |  | Water Injection Ammonia Injection Selective Catalytic Reduction |  | 530 | 9.4472 | GAS | 50 | 1995.9677 | 0.0173 | 0.0006 | 9.4472
56128 | SAS Institute Inc | 56915 | SAS Solar Farm | NC | Wake | 1 | PV | OP | 0.5 | 0.5 | 0.5 |  | 12 | 2008 | SUN |  | N | Y | N | IPP Non-CHP | [62 empty] | N/A | [39 empty] | 0 | 0 | 10.4
56128 | SAS Institute Inc | 56915 | SAS Solar Farm | NC | Wake | 2 | PV | OP | 0.5 | 0.5 | 0.5 |  | 12 | 2008 | SUN |  | N | Y | N | IPP Non-CHP | [62 empty] | N/A | [39 empty] | 0 | 0 | 10.4
56128 | SAS Institute Inc | 56915 | SAS Solar Farm | NC | Wake | 3 | PV | OP | 0.5 | 0.6 | 0.6 |  | 8 | 2010 | SUN |  | N | Y | N | IPP Non-CHP |  |  |  |  | N | [57 empty] | N/A | [39 empty] | 0 | 0 | 10.4
56128 | SAS Institute Inc | 56915 | SAS Solar Farm | NC | Wake | 4 | PV | OP | 0.5 | 0.6 | 0.6 |  | 8 | 2010 | SUN |  | N | Y | N | IPP Non-CHP |  |  |  |  | N | [57 empty] | N/A | [39 empty] | 0 | 0 | 10.4
56133 | L'Anse Warden Electric Company LLC | 1772 | John H Warden | MI | Baraga | 1 | ST | OP | 18.7 | 17.7 | 17.7 |  | 8 | 1959 | WDS | TDF | Y | Y | N | IPP Non-CHP |  |  |  |  | N | [57 empty] | OTHER SOLID | [39 empty] | 0.5034 | 0.047168 | 14.278
56137 | Domtar LLC | 54638 | Johnsonburg Mill | PA | Elk | PT1 | ST | OP | 54 | 49 | 49 |  | 2 | 1993 | BLQ | BIT | Y | Y | Y | Industrial CHP |  |  |  |  | N | [57 empty] | LIQUID | [39 empty] | 0.0842 | 0.049001 | 10.4
56142 | AER NY Gen LLC | 2628 | Hillburn | NY | Rockland | GEN1 | GT | OP | 46.5 | 33.1 | 43.8 |  | 7 | 1972 | KER | NG | Y | Y | N | IPP Non-CHP |  |  |  |  | N | [57 empty] | LIQUID | NY | Hillburn | 2628 | 1 | 2010 |  | CAIRNOX, CAIROS, CAIRSO2, RGGI | 8.25 | 12 | 148 |  | 0.07 | 0.4481 | 0.84 | 210.05 | 2589.875 | 2 | Northeast Power Coordinating Council | Rockland | Electric Utility | 4911 | Electric Services | 41.1269 | -74.1653 | AER NY-GEN, LLC (Owner/Operator) |  |  | Operating | Combustion turbine | Pipeline Natural Gas | Diesel Oil |  |  |  | 650 | 10.4 | GAS | 62.5 | -63.4703 | 0.4481 | 0.054057 | 10.7219
56142 | AER NY Gen LLC | 2632 | Shoemaker | NY | Orange | SHOE | GT | OP | 41.9 | 33 | 40 |  | 7 | 1972 | KER | NG | Y | Y | N | IPP Non-CHP |  |  |  |  | N | [57 empty] | LIQUID | NY | Shoemaker | 2632 | 1 | 2010 |  | CAIRNOX, CAIROS, CAIRSO2, RGGI | 45.5 | 12 | 1098 |  | 0.485 | 0.8333 | 9.169 | 1460.375 | 17996.175 | 2 | Northeast Power Coordinating Council | Orange | Electric Utility | 4911 | Electric Services | 41.4278 | -74.4186 | AER NY-GEN, LLC (Owner/Operator) |  |  | Operating | Combustion turbine | Pipeline Natural Gas | Diesel Oil |  |  |  | 650 | 14.1074 | GAS | 34 | -438.2353 | 0.8333 | 0.0539 | 14.1074
56142 | AER NY Gen LLC | 2634 | Swinging Bridge 2 | NY | Sullivan | SWI2 | HY | OP | 7 | 7 | 7 |  | 8 | 1939 | WAT |  | N | Y | N | IPP Non-CHP |  |  |  |  | N | [57 empty] | N/A | [39 empty] | 0 | 0 | 10.4
56143 | Fairfield University | 56928 | Fairfield University CHP Plant | CT | FAIRFIELD | CHP1 | GT | OP | 4.5 | 4.5 | 4.5 |  | 10 | 2007 | NG |  | N | Y | Y | Commercial CHP |  |  |  |  | N | [57 empty] | GAS | [39 empty] | 0.14009 | 0.0016635 | 10.5367
56146 | Black Hills/Colorado Elec.Util | 460 | Pueblo | CO | Pueblo | 6 | ST | OP | 15 | 18.8 | 18.8 |  | 7 | 1949 | NG | DFO | N | Y | N | Electric Utility |  |  |  | 2014 | [58 empty] | GAS | [39 empty] | 0.1692 | 0.0004559 | 13.5002
56146 | Black Hills/Colorado Elec.Util | 460 | Pueblo | CO | Pueblo | IC1 | IC | OP | 2 | 2 | 2 |  | 2 | 1964 | DFO |  | N | Y | N | Electric Utility | [62 empty] | LIQUID | [39 empty] | 0.7385 | 0.025484 | 12.5895
56146 | Black Hills/Colorado Elec.Util | 462 | W N Clark | CO | Fremont | 1 | ST | OP | 18.7 | 17.6 | 17.6 |  | 9 | 1955 | BIT | WDS | N | Y | N | Electric Utility |  |  |  | 2014 |  | N |  | Y | [54 empty] | COAL | [39 empty] | 0.81138 | 0.95418 | 12.7115
56146 | Black Hills/Colorado Elec.Util | 460 | Pueblo | CO | Pueblo | IC2 | IC | OP | 2 | 2 | 2 |  | 2 | 1964 | DFO |  | N | Y | N | Electric Utility | [62 empty] | LIQUID | [39 empty] | 0.7385 | 0.025484 | 12.5895
56146 | Black Hills/Colorado Elec.Util | 460 | Pueblo | CO | Pueblo | IC3 | IC | OP | 2 | 2 | 2 |  | 2 | 1964 | DFO |  | N | Y | N | Electric Utility | [62 empty] | LIQUID | [39 empty] | 0.7385 | 0.025484 | 12.5895
56146 | Black Hills/Colorado Elec.Util | 460 | Pueblo | CO | Pueblo | IC4 | IC | OP | 2 | 2 | 2 |  | 2 | 1964 | DFO |  | N | Y | N | Electric Utility | [62 empty] | LIQUID | [39 empty] | 0.7385 | 0.025484 | 12.5895
56146 | Black Hills/Colorado Elec.Util | 460 | Pueblo | CO | Pueblo | IC5 | IC | OP | 2 | 2 | 2 |  | 2 | 1964 | DFO |  | N | Y | N | Electric Utility | [62 empty] | LIQUID | [39 empty] | 0.7385 | 0.025484 | 12.5895
56146 | Black Hills/Colorado Elec.Util | 462 | W N Clark | CO | Fremont | 2 | ST | OP | 25 | 24.9 | 24.9 |  | 1 | 1959 | BIT | WDS | N | Y | N | Electric Utility |  |  |  | 2014 |  | N |  | Y | [54 empty] | COAL | [39 empty] | 0.71496 | 0.85211 | 12.282
56146 | Black Hills/Colorado Elec.Util | 6516 | Rocky Ford | CO | Otero | IC1 | IC | OP | 2 | 2 | 2 |  | 6 | 1964 | DFO |  | N | Y | N | Electric Utility | [62 empty] | LIQUID | [39 empty] | 0.7385 | 0.025484 | 12.5895
56146 | Black Hills/Colorado Elec.Util | 6516 | Rocky Ford | CO | Otero | IC2 | IC | OP | 2 | 2 | 2 |  | 6 | 1964 | DFO |  | N | Y | N | Electric Utility | [62 empty] | LIQUID | [39 empty] | 0.7385 | 0.025484 | 12.5895
56146 | Black Hills/Colorado Elec.Util | 6516 | Rocky Ford | CO | Otero | IC3 | IC | OP | 2 | 2 | 2 |  | 6 | 1964 | DFO |  | N | Y | N | Electric Utility | [62 empty] | LIQUID | [39 empty] | 0.7385 | 0.025484 | 12.5895
56146 | Black Hills/Colorado Elec.Util | 6516 | Rocky Ford | CO | Otero | IC4 | IC | OP | 2 | 2 | 2 |  | 6 | 1964 | DFO |  | N | Y | N | Electric Utility | [62 empty] | LIQUID | [39 empty] | 0.7385 | 0.025484 | 12.5895
56146 | Black Hills/Colorado Elec.Util | 6516 | Rocky Ford | CO | Otero | IC5 | IC | OP | 2 | 2 | 2 |  | 6 | 1964 | DFO |  | N | Y | N | Electric Utility | [62 empty] | LIQUID | [39 empty] | 0.7385 | 0.025484 | 12.5895
56146 | Black Hills/Colorado Elec.Util | 7995 | Airport Industrial | CO | Pueblo | IC1 | IC | OP | 2.5 | 2.5 | 2.5 |  | 1 | 2002 | DFO |  | N | Y | N | Electric Utility | [62 empty] | LIQUID | [39 empty] | 0.7385 | 0.025484 | 12.5895
56146 | Black Hills/Colorado Elec.Util | 7995 | Airport Industrial | CO | Pueblo | IC2 | IC | OP | 2.5 | 2.5 | 2.5 |  | 1 | 2002 | DFO |  | N | Y | N | Electric Utility | [62 empty] | LIQUID | [39 empty] | 0.7385 | 0.025484 | 12.5895
56146 | Black Hills/Colorado Elec.Util | 7995 | Airport Industrial | CO | Pueblo | IC3 | IC | OP | 2.5 | 2.5 | 2.5 |  | 1 | 2002 | DFO |  | N | Y | N | Electric Utility | [62 empty] | LIQUID | [39 empty] | 0.7385 | 0.025484 | 12.5895
56146 | Black Hills/Colorado Elec.Util | 7995 | Airport Industrial | CO | Pueblo | IC4 | IC | OP | 2.5 | 2.5 | 2.5 |  | 1 | 2002 | DFO |  | N | Y | N | Electric Utility | [62 empty] | LIQUID | [39 empty] | 0.7385 | 0.025484 | 12.5895
56147 | ArcelorMittal Burns Harbor Inc | 10245 | ArcelorMittal Burns Harbor | IN | Porter | GEN5 | ST | OP | 62 | 60.5 | 60.5 |  | 1 | 1970 | BFG | OG | N | Y | Y | Industrial CHP |  |  |  |  | N | [57 empty] | GAS | [39 empty] | 0.066 | 0.0019484 | 10.4
56147 | ArcelorMittal Burns Harbor Inc | 10245 | ArcelorMittal Burns Harbor | IN | Porter | GEN6 | ST | OP | 51 | 51 | 51 |  | 1 | 1969 | BFG | OG | N | Y | Y | Industrial CHP |  |  |  |  | N | [57 empty] | GAS | [39 empty] | 0.066 | 0.0019484 | 10.4
56147 | ArcelorMittal Burns Harbor Inc | 10245 | ArcelorMittal Burns Harbor | IN | Porter | GEN7 | ST | OP | 63.2 | 63.2 | 63.2 |  | 1 | 1969 | BFG | OG | N | Y | Y | Industrial CHP |  |  |  |  | N | [57 empty] | GAS | [39 empty] | 0.066 | 0.0019484 | 10.4
56148 | Aspen Power LLC | 56931 | Aspen Biomass Power Plant | TX | Angelina | GEN7 | ST | OP | 44 | 50 | 50 |  | 9 | 2011 | WDS |  | N | Y | N | IPP Non-CHP |  |  |  |  | N | [57 empty] | OTHER SOLID | [39 empty] | 0.11992 | 0.0062239 | 12.9819
56150 | ArcelorMittal USA Inc | 10475 | Expander Turbine | IN | Lake | 16TG | OT | OP | 20 | 18.8 | 18.8 |  | 5 | 1981 | BFG |  | N | Y | N | Industrial Non-CHP | [62 empty] | GAS | [39 empty] | 0 | 0 | 10.4
56152 | New Smyrna Beach Utilities Commission | 7954 | Field Street | FL | Volusia | 1 | GT | OP | 24 | 22 | 24 |  | 5 | 2001 | DFO |  | N | N | N | Electric Utility |  |  |  |  | N | [57 empty] | LIQUID | [39 empty] | 0.23097 | 0.047274 | 15.7664
56152 | New Smyrna Beach Utilities Commission | 7954 | Field Street | FL | Volusia | 2 | GT | OP | 24 | 22 | 24 |  | 5 | 2001 | DFO |  | N | N | N | Electric Utility |  |  |  |  | N | [57 empty] | LIQUID | [39 empty] | 0.23097 | 0.047274 | 15.7664
56152 | New Smyrna Beach Utilities Commission | 679 | Smith Street | FL | Volusia | 10 | IC | OP | 2 | 2 | 2 |  | 1 | 1967 | DFO |  | N | N | N | Electric Utility |  |  |  |  | N | [57 empty] | LIQUID | [39 empty] | 0.7385 | 0.025484 | 12.5895
56152 | New Smyrna Beach Utilities Commission | 679 | Smith Street | FL | Volusia | 11 | IC | OP | 2 | 2 | 2 |  | 1 | 1967 | DFO |  | N | N | N | Electric Utility |  |  |  |  | N | [57 empty] | LIQUID | [39 empty] | 0.7385 | 0.025484 | 12.5895
56152 | New Smyrna Beach Utilities Commission | 679 | Smith Street | FL | Volusia | 3 | IC | OP | 0.8 | 0.8 | 0.8 |  | 1 | 1946 | DFO |  | N | N | N | Electric Utility |  |  |  |  | N | [57 empty] | LIQUID | [39 empty] | 0.7385 | 0.025484 | 12.5895
56152 | New Smyrna Beach Utilities Commission | 679 | Smith Street | FL | Volusia | 4 | IC | OP | 1 | 1 | 1 |  | 1 | 1950 | DFO |  | N | N | N | Electric Utility |  |  |  |  | N | [57 empty] | LIQUID | [39 empty] | 0.7385 | 0.025484 | 12.5895
56152 | New Smyrna Beach Utilities Commission | 679 | Smith Street | FL | Volusia | 6 | IC | OP | 1.8 | 1.8 | 1.8 |  | 1 | 1955 | DFO |  | N | N | N | Electric Utility |  |  |  |  | N | [57 empty] | LIQUID | [39 empty] | 0.7385 | 0.025484 | 12.5895
56152 | New Smyrna Beach Utilities Commission | 679 | Smith Street | FL | Volusia | 7 | IC | OP | 1.8 | 1.8 | 1.8 |  | 1 | 1956 | DFO |  | N | N | N | Electric Utility |  |  |  |  | N | [57 empty] | LIQUID | [39 empty] | 0.7385 | 0.025484 | 12.5895
56152 | New Smyrna Beach Utilities Commission | 679 | Smith Street | FL | Volusia | 8 | IC | OP | 1.1 | 1.1 | 1.1 |  | 1 | 1960 | DFO |  | N | N | N | Electric Utility |  |  |  |  | N | [57 empty] | LIQUID | [39 empty] | 0.7385 | 0.025484 | 12.5895
56152 | New Smyrna Beach Utilities Commission | 679 | Smith Street | FL | Volusia | 9 | IC | OP | 2 | 2 | 2 |  | 1 | 1967 | DFO |  | N | N | N | Electric Utility |  |  |  |  | N | [57 empty] | LIQUID | [39 empty] | 0.7385 | 0.025484 | 12.5895
56152 | New Smyrna Beach Utilities Commission | 681 | W E Swoope | FL | Volusia | 2 | IC | OP | 0.9 | 0.9 | 0.9 |  | 11 | 1981 | DFO |  | N | N | N | Electric Utility |  |  |  |  | N | [57 empty] | LIQUID | [39 empty] | 0.7385 | 0.025484 | 12.5895
56152 | New Smyrna Beach Utilities Commission | 681 | W E Swoope | FL | Volusia | 3 | IC | OP | 2 | 2 | 2 |  | 12 | 1982 | DFO |  | N | N | N | Electric Utility |  |  |  |  | N | [57 empty] | LIQUID | [39 empty] | 0.7385 | 0.025484 | 12.5895
56152 | New Smyrna Beach Utilities Commission | 681 | W E Swoope | FL | Volusia | 4 | IC | OP | 2.2 | 2.2 | 2.2 |  | 12 | 1982 | DFO |  | N | N | N | Electric Utility |  |  |  |  | N | [57 empty] | LIQUID | [39 empty] | 0.7385 | 0.025484 | 12.5895
56155 | Lansing Board of Water and Light | 1832 | Erickson Station | MI | Eaton | 1 | ST | OP | 154.7 | 153.5 | 155.8 |  | 2 | 1973 | SUB |  | N | Y | N | Electric Utility |  |  |  |  | N | Y |  | Y | [54 empty] | COAL | MI | Erickson | 1832 | 1 | 2010 |  | ARP, CAIRNOX, CAIROS, CAIRSO2 | 5425.61 | 12 | 758485.15 |  | 2362.751 | 0.2219 | 949.398 | 912987.051 | 8705078.04 | 5 | East Central Area Reliability Coordination Agreement | Eaton | Electric Utility | 4911 | Electric Services | 42.6919 | -84.6572 | Lansing Board of Water and Light (Owner/Operator) | Phase 2 | Phase II Group 1 | Operating | Dry bottom wall-fired boiler | Coal |  |  | Low NOx Burner Technology w/ Overfire Air | Electrostatic Precipitator | 1668 | 11.3366 | COAL | 171 | 1951.2195 | 0.2219 | 0.54284 | 11.3366
56155 | Lansing Board of Water and Light | 1831 | Eckert Station | MI | Ingham | 1 | ST | OP | 44 | 35 | 36.6 |  | 6 | 1954 | SUB |  | N | Y | N | Electric Utility |  |  |  |  | N | Y |  | Y | [54 empty] | COAL | MI | Eckert Station | 1831 | 1 | 2010 |  | ARP, CAIRNOX, CAIROS, CAIRSO2 | 6702.17 | 12 | 210825.48 |  | 655.661 | 0.2274 | 279.792 | 261435.876 | 2492755.091 | 5 | East Central Area Reliability Coordination Agreement | Ingham | Electric Utility | 4911 | Electric Services | 42.7183 | -84.5586 | Lansing Board of Water and Light (Owner/Operator) | Phase 2 | Phase II Group 1 | Operating | Dry bottom wall-fired boiler | Coal |  |  | Low NOx Burner Technology w/ Overfire Air | Electrostatic Precipitator | 509 | 11.5849 | COAL | 45 | 1885.2459 | 0.2274 | 0.52605 | 11.5849
56155 | Lansing Board of Water and Light | 1831 | Eckert Station | MI | Ingham | 2 | ST | OP | 44 | 35.1 | 38.1 |  | 6 | 1958 | SUB |  | N | Y | N | Electric Utility |  |  |  |  | N | Y |  | Y | [54 empty] | COAL | MI | Eckert Station | 1831 | 2 | 2010 |  | ARP, CAIRNOX, CAIROS, CAIRSO2 | 6879.34 | 12 | 204199.71 |  | 720.636 | 0.2518 | 349.123 | 287054.108 | 2736994.986 | 5 | East Central Area Reliability Coordination Agreement | Ingham | Electric Utility | 4911 | Electric Services | 42.7183 | -84.5586 | Lansing Board of Water and Light (Owner/Operator) | Phase 2 | Phase II Group 1 | Operating | Tangentially-fired | Coal |  |  |  | Electrostatic Precipitator | 522 | 13.0199 | COAL | 46 | 1896.3255 | 0.2518 | 0.52659 | 13.0199
56155 | Lansing Board of Water and Light | 1831 | Eckert Station | MI | Ingham | 3 | ST | OP | 47 | 35.5 | 36.4 |  | 6 | 1960 | SUB |  | N | Y | N | Electric Utility |  |  |  |  | N | Y |  | Y | [54 empty] | COAL | MI | Eckert Station | 1831 | 3 | 2010 |  | ARP, CAIRNOX, CAIROS, CAIRSO2 | 7474.34 | 12 | 221327.68 |  | 751.749 | 0.1494 | 218.404 | 305954.401 | 2917243.967 | 5 | East Central Area Reliability Coordination Agreement | Ingham | Electric Utility | 4911 | Electric Services | 42.7183 | -84.5586 | Lansing Board of Water and Light (Owner/Operator) | Phase 2 | Phase II Group 1 | Operating | Tangentially-fired | Coal |  |  | Low NOx Burner Technology w/ Separated OFA Overfire Air | Electrostatic Precipitator | 522 | 13.0572 | COAL | 45 | 1881.8681 | 0.1494 | 0.51538 | 13.0572
56155 | Lansing Board of Water and Light | 1831 | Eckert Station | MI | Ingham | 4 | ST | OP | 80 | 64.1 | 68.5 |  | 12 | 1964 | SUB |  | N | Y | N | Electric Utility |  |  |  |  | N | Y |  | Y | [54 empty] | COAL | MI | Eckert Station | 1831 | 4 | 2010 |  | ARP, CAIRNOX, CAIROS, CAIRSO2 | 1807.65 | 12 | 101291.48 |  | 304.041 | 0.1708 | 115.756 | 149832.777 | 1428644.215 | 5 | East Central Area Reliability Coordination Agreement | Ingham | Electric Utility | 4911 | Electric Services | 42.7183 | -84.5586 | Lansing Board of Water and Light (Owner/Operator) | Phase 2 | Phase II Group 1 | Operating | Dry bottom wall-fired boiler | Coal |  |  | Low NOx Burner Technology w/ Overfire Air | Electrostatic Precipitator | 807 | 14.5104 | COAL | 70 | 1989.0511 | 0.1708 | 0.42564 | 14.1043
56155 | Lansing Board of Water and Light | 1831 | Eckert Station | MI | Ingham | 5 | ST | OP | 80 | 63.4 | 67 |  | 6 | 1968 | SUB |  | N | Y | N | Electric Utility |  |  |  |  | N | Y |  | Y | [54 empty] | COAL | MI | Eckert Station | 1831 | 5 | 2010 |  | ARP, CAIRNOX, CAIROS, CAIRSO2 | 7776.24 | 12 | 450705.18 |  | 1455.481 | 0.2123 | 585.879 | 581493.729 | 5544395.626 | 5 | East Central Area Reliability Coordination Agreement | Ingham | Electric Utility | 4911 | Electric Services | 42.7183 | -84.5586 | Lansing Board of Water and Light (Owner/Operator) | Phase 2 | Phase II Group 1 | Operating | Dry bottom wall-fired boiler | Coal |  |  | Low NOx Burner Technology w/ Overfire Air | Electrostatic Precipitator | 807 | 12.2534 | COAL | 74 | 1947.7612 | 0.2123 | 0.52503 | 12.2534
56155 | Lansing Board of Water and Light | 1831 | Eckert Station | MI | Ingham | 6 | ST | OP | 80 | 65.8 | 66.8 |  | 8 | 1970 | SUB |  | N | Y | N | Electric Utility |  |  |  |  | N | Y |  | Y | [54 empty] | COAL | MI | Eckert Station | 1831 | 6 | 2010 |  | ARP, CAIRNOX, CAIROS, CAIRSO2 | 8116.95 | 12 | 478735.58 |  | 1539.984 | 0.2058 | 588.779 | 600460.894 | 5725198.378 | 5 | East Central Area Reliability Coordination Agreement | Ingham | Electric Utility | 4911 | Electric Services | 42.7183 | -84.5586 | Lansing Board of Water and Light (Owner/Operator) | Phase 2 | Phase II Group 1 | Operating | Dry bottom wall-fired boiler | Coal |  |  | Low NOx Burner Technology w/ Overfire Air | Electrostatic Precipitator | 807 | 11.7667 | COAL | 78 | 1916.1677 | 0.2058 | 0.53797 | 11.7667
56157 | Cassia Gulch | 56935 | Cassia Gulch Wind Park LLC | ID | Twin Falls | 1 | WT | OP | 18.9 | 18.9 | 18.9 |  | 3 | 2009 | WND |  | N | Y | N | IPP Non-CHP |  |  |  |  | N | [57 empty] | N/A | [39 empty] | 0 | 0 | 10.4
56158 | Cassia Wind | 56934 | Cassia Wind Farm LLC | ID | Twin Falls | 1 | WT | OP | 10.5 | 10.5 | 10.5 |  | 3 | 2009 | WND |  | N | Y | N | IPP Non-CHP | [62 empty] | N/A | [39 empty] | 0 | 0 | 10.4
56159 | Threemile Canyon Wind I | 56933 | Threemile Canyon Wind I LLC | OR | Morrow | 1 | WT | OP | 9.9 | 9.9 | 9.9 |  | 7 | 2009 | WND |  | N | Y | N | IPP Non-CHP | [62 empty] | N/A | [39 empty] | 0 | 0 | 10.4
56160 | NAEA Operating Company LLC | 55938 | NAEA Ocean Peaking Power LLC | NJ | Ocean | OPP3 | GT | OP | 191.5 | 162.8 | 187.7 |  | 5 | 2003 | NG |  | N | Y | N | IPP Non-CHP |  |  |  |  | N | [57 empty] | GAS | NJ | Ocean Peaking Power, LP | 55938 | OPP3 | 2010 |  | ARP, CAIRNOX, CAIROS, CAIRSO2, RGGI | 749.11 | 12 | 114338.95 |  | 0.361 | 0.0394 | 18.9 | 71593.123 | 1204696.893 | 2 |  | Ocean | Electric Utility |  |  | 40.0606 | -74.1672 | North American Energy Alliance (Owner/Operator) | Phase 2 |  | Operating | Combustion turbine | Pipeline Natural Gas |  |  | Dry Low NOx Burners |  | 1959 | 10.4465 | GAS | 193 | 1985.8817 | 0.0394 | 0.000599 | 10.4465
56160 | NAEA Operating Company LLC | 55938 | NAEA Ocean Peaking Power LLC | NJ | Ocean | OPP4 | GT | OP | 191.5 | 162.8 | 187.7 |  | 5 | 2003 | NG |  | N | Y | N | IPP Non-CHP |  |  |  |  | N | [57 empty] | GAS | NJ | Ocean Peaking Power, LP | 55938 | OPP4 | 2010 |  | ARP, CAIRNOX, CAIROS, CAIRSO2, RGGI | 581.94 | 12 | 88505.88 |  | 0.281 | 0.0413 | 14.867 | 55735.181 | 937852.499 | 2 |  | Ocean | Electric Utility |  |  | 40.0606 | -74.1672 | North American Energy Alliance (Owner/Operator) | Phase 2 |  | Operating | Combustion turbine | Pipeline Natural Gas |  |  | Dry Low NOx Burners |  | 1959 | 10.5009 | GAS | 186 | 1995.4301 | 0.0413 | 0.000599 | 10.5009
56164 | International Paper - Valliant | 50192 | International Paper Valliant OK | OK | McCurtain | TG1 | ST | OP | 68 | 57.8 | 57.8 |  | 10 | 1971 | BLQ | NG | Y | N | Y | Industrial CHP |  |  |  |  | N | N | [56 empty] | LIQUID | [39 empty] | 0.1517 | 0.049001 | 10.4
56165 | ArcelorMittal Indiana Harbor West | 10397 | ArcelorMittal Indiana Harbor West | IN | Lake | GEN5 | ST | OP | 12.5 | 3.1 | 4.9 |  | 10 | 1939 | BFG | NG | N | Y | Y | Industrial CHP |  |  |  |  | N | [57 empty] | GAS | [39 empty] | 0.066 | 0.0019484 | 10.4
56165 | ArcelorMittal Indiana Harbor West | 10397 | ArcelorMittal Indiana Harbor West | IN | Lake | GEN6 | ST | OP | 12.5 | 3.1 | 4.9 |  | 5 | 1953 | BFG | NG | N | Y | Y | Industrial CHP |  |  |  |  | N | [57 empty] | GAS | [39 empty] | 0.066 | 0.0019484 | 10.4
56165 | ArcelorMittal Indiana Harbor West | 10397 | ArcelorMittal Indiana Harbor West | IN | Lake | GEN7 | ST | OP | 32 | 3.9 | 3.9 |  | 5 | 1959 | BFG | NG | N | Y | Y | Industrial CHP |  |  |  |  | N | [57 empty] | GAS | [39 empty] | 0.066 | 0.0019484 | 10.4
56165 | ArcelorMittal Indiana Harbor West | 10397 | ArcelorMittal Indiana Harbor West | IN | Lake | GEN8 | ST | OP | 40 | 3.9 | 3.9 |  | 6 | 1961 | BFG | NG | N | Y | Y | Industrial CHP |  |  |  |  | N | [57 empty] | GAS | [39 empty] | 0.066 | 0.0019484 | 10.4
56174 | Finch Paper LLC | 10511 | Finch Paper | NY | Warren | GEN6 | ST | OP | 29 | 23 | 27 |  | 6 | 1987 | RFO | WDL | Y | Y | Y | Industrial CHP |  |  |  |  | N | [57 empty] | LIQUID | [39 empty] | 0.21422 | 2.7914 | 11.5932
56183 | SunE NC Progress 1 LLC | 56938 | SunEdison LV Sutton Plant Site | NC | NEW HANOVER | NCP1 | PV | OP | 1.2 | 1.2 | 1.2 |  | 12 | 2008 | SUN |  | N | Y | N | IPP Non-CHP | [62 empty] | N/A | [39 empty] | 0 | 0 | 10.4
56187 | Verso Paper - Quinnesec | 50251 | Verso Paper Quinnesec Mich Mill | MI | Dickinson | GEN1 | ST | OP | 28 | 28 | 28 |  | 10 | 1985 | BLQ | WDS | N | N | Y | Industrial CHP |  |  |  |  | N | [57 empty] | LIQUID | [39 empty] | 0.097251 | 0.049001 | 10.4
56187 | Verso Paper - Quinnesec | 50251 | Verso Paper Quinnesec Mich Mill | MI | Dickinson | GEN2 | ST | OP | 28 | 31 | 31 |  | 11 | 2011 | WDS | NG | N | Y | N | Industrial CHP |  |  |  |  | N | [57 empty] | OTHER SOLID | [39 empty] | 0.0648 | 0.0062239 | 13.224
56190 | Savannah River Nuclear Solutions LLC | 7652 | US DOE Savannah River Site (D Area) | SC | Aiken | HP-1 | ST | OP | 9.4 | 9.4 | 9.4 |  | 1 | 1952 | BIT |  | N | Y | Y | IPP CHP |  |  |  | 2012 | N | Y | [56 empty] | COAL | [39 empty] | 0.72861 | 1.5604 | 13.743
56190 | Savannah River Nuclear Solutions LLC | 7652 | US DOE Savannah River Site (D Area) | SC | Aiken | HP-2 | ST | OP | 9.4 | 9.4 | 9.4 |  | 1 | 1952 | BIT |  | N | Y | Y | IPP CHP |  |  |  | 2012 | N | Y | [56 empty] | COAL | [39 empty] | 0.72861 | 1.5604 | 13.743
56190 | Savannah River Nuclear Solutions LLC | 7652 | US DOE Savannah River Site (D Area) | SC | Aiken | HP-3 | ST | OP | 9.4 | 9.4 | 9.4 |  | 1 | 1952 | BIT |  | N | Y | Y | IPP CHP |  |  |  | 2012 | N | Y | [56 empty] | COAL | [39 empty] | 0.72861 | 1.5604 | 13.743
56190 | Savannah River Nuclear Solutions LLC | 7652 | US DOE Savannah River Site (D Area) | SC | Aiken | LP-1 | ST | OP | 12.5 | 12.5 | 12.5 |  | 1 | 1952 | BIT |  | N | Y | Y | IPP CHP |  |  |  | 2012 | N | Y | [56 empty] | COAL | [39 empty] | 0.65428 | 1.4669 | 13.4228
56190 | Savannah River Nuclear Solutions LLC | 7652 | US DOE Savannah River Site (D Area) | SC | Aiken | LP-2 | ST | OP | 12.5 | 12.5 | 12.5 |  | 1 | 1952 | BIT |  | N | Y | Y | IPP CHP |  |  |  | 2012 | N | Y | [56 empty] | COAL | [39 empty] | 0.65428 | 1.4669 | 13.4228
56190 | Savannah River Nuclear Solutions LLC | 7652 | US DOE Savannah River Site (D Area) | SC | Aiken | LP-3 | ST | OP | 12.5 | 12.5 | 12.5 |  | 1 | 1952 | BIT |  | N | Y | Y | IPP CHP |  |  |  | 2012 | N | Y | [56 empty] | COAL | [39 empty] | 0.65428 | 1.4669 | 13.4228
56190 | Savannah River Nuclear Solutions LLC | 7652 | US DOE Savannah River Site (D Area) | SC | Aiken | LP-4 | ST | OP | 12.5 | 12.5 | 12.5 |  | 1 | 1952 | BIT |  | N | Y | Y | IPP CHP |  |  |  | 2012 | N | Y | [56 empty] | COAL | [39 empty] | 0.65428 | 1.4669 | 13.4228
56192 | Entergy Nuclear Palisades LLC | 1715 | Palisades | MI | Van Buren | 1 | ST | OP | 811.8 | 803.4 | 819.8 |  | 3 | 1972 | NUC |  | N | Y | N | IPP Non-CHP | [62 empty] | N/A | [39 empty] | 0 | 0 | 10.4
56195 | BP Alternative Energy | 55259 | Whiting Clean Energy | IN | Lake | CT1 | CT | OP | 181.9 | 150 | 172 |  | 4 | 2002 | NG |  | N | Y | Y | IPP CHP |  |  |  |  | N | [57 empty] | GAS | IN | Whiting Clean Energy, Inc. | 55259 | CT1 | 2010 |  | ARP, CAIRNOX, CAIROS, CAIRSO2 | 7698.3 | 12 | 803551.44 |  | 3.818 | 0.0087 | 54.419 | 756302.442 | 12726221.67 | 5 | East Central Area Reliability Coordination Agreement | Lake | Cogeneration | 4911 | Electric Services | 41.6739 | -87.4778 | Whiting Clean Energy, Inc. (Owner/Operator) | Phase 2 |  | Operating | Combined cycle | Pipeline Natural Gas |  |  | Dry Low NOx Burners Selective Catalytic Reduction |  | 2994 | 15.6068 | GAS | 183 | 1968.0233 | 0.0087 | 0.0006 | 15.6068
56195 | BP Alternative Energy | 55259 | Whiting Clean Energy | IN | Lake | CT2 | CT | OP | 181.9 | 150 | 172 |  | 4 | 2002 | NG |  | N | Y | Y | IPP CHP |  |  |  |  | N | [57 empty] | GAS | IN | Whiting Clean Energy, Inc. | 55259 | CT2 | 2010 |  | ARP, CAIRNOX, CAIROS, CAIRSO2 | 7595.88 | 12 | 738985.38 |  | 3.429 | 0.0085 | 47.697 | 679247.434 | 11429632.52 | 5 | East Central Area Reliability Coordination Agreement | Lake | Cogeneration | 4911 | Electric Services | 41.6739 | -87.4778 | Whiting Clean Energy, Inc. (Owner/Operator) | Phase 2 |  | Operating | Combined cycle | Pipeline Natural Gas |  |  | Dry Low NOx Burners Selective Catalytic Reduction |  | 2994 | 13.894 | GAS | 180 | 1976.7442 | 0.0085 | 0.0006 | 13.894
56195 | BP Alternative Energy | 55259 | Whiting Clean Energy | IN | Lake | ST1 | CA | OP | 213 | 213 | 213 |  | 4 | 2002 | NG |  | N | Y | Y | IPP CHP |  |  |  |  | N | [57 empty] | GAS | [39 empty] | 0 | 0 | 10.4
56201 | GDF Suez North America | 50137 | Newgulf Cogen | TX | Wharton | GEN1 | GT | OP | 101.9 | 72 | 84.5 |  | 4 | 1984 | NG |  | N | Y | N | IPP Non-CHP |  |  |  |  | N | [57 empty] | GAS | TX | New Gulf Power Facility | 50137 | 1 | 2010 |  | ARP, CAIRNOX, CAIRSO2 | 119.51 | 12 | 7059.82 |  | 0.027 | 0.2041 | 9.681 | 5265.371 | 88594.64 | 6 |  | Wharton | Electric Utility | 4911 | Electric Services | 29.2639 | -95.8997 | Wharton County Generation, LLC (Owner/Operator) | Phase 2 |  | Operating | Combustion turbine | Pipeline Natural Gas |  |  |  |  | 900 | 12.2664 | GAS | 81 | 478.3951 | 0.2041 | 0.00061 | 12.2664
56203 | Solar Star NAFB LLC | 56568 | Nellis Air Force Base Solar Array | NV | CLARK | NS1 | PV | OP | 4.9 | 4.9 | 4.9 |  | 10 | 2007 | SUN |  | N | Y | N | Commercial Non-CHP |  |  |  |  | N | [57 empty] | N/A | [39 empty] | 0 | 0 | 10.4
56203 | Solar Star NAFB LLC | 56568 | Nellis Air Force Base Solar Array | NV | CLARK | NS2 | PV | OP | 5.2 | 5.2 | 5.2 |  | 11 | 2007 | SUN |  | N | Y | N | Commercial Non-CHP |  |  |  |  | N | [57 empty] | N/A | [39 empty] | 0 | 0 | 10.4
56203 | Solar Star NAFB LLC | 56568 | Nellis Air Force Base Solar Array | NV | CLARK | NS3 | PV | OP | 3.9 | 3.9 | 3.9 |  | 12 | 2007 | SUN |  | N | Y | N | Commercial Non-CHP |  |  |  |  | N | [57 empty] | N/A | [39 empty] | 0 | 0 | 10.4
56207 | Ausra CA I LLC | 56943 | Ausra Kimberlina Solar Generation | CA | Kern | 1 | ST | OP | 5 | 3.5 | 3.5 |  | 5 | 2009 | SUN |  | N | Y | N | IPP Non-CHP | [62 empty] | N/A | [39 empty] | 0 | 0 | 10.4
56208 | Smart Papers Holdings LLC | 50247 | Smart Papers LLC | OH | Butler | 1 | ST | OP | 1 | 1 | 1 |  | 6 | 2009 | BIT |  | N | Y | Y | Industrial CHP |  |  |  |  | N | Y |  | Y | [54 empty] | COAL | [39 empty] | 0.72061 | 0.16368 | 10.7185
56208 | Smart Papers Holdings LLC | 50247 | Smart Papers LLC | OH | Butler | 7 | ST | OP | 9.4 | 9.4 | 9.4 |  | 6 | 2009 | BIT |  | N | Y | N | Industrial CHP | [5 empty] | Y |  | Y | [54 empty] | COAL | [39 empty] | 0.30925 | 0.1007 | 10.7372
56208 | Smart Papers Holdings LLC | 50247 | Smart Papers LLC | OH | Butler | 8 | ST | OP | 9.4 | 9.4 | 9.4 |  | 6 | 2009 | BIT |  | N | Y | N | Industrial CHP | [5 empty] | Y |  | Y | [54 empty] | COAL | [39 empty] | 0.30925 | 0.1007 | 10.7372
56208 | Smart Papers Holdings LLC | 50247 | Smart Papers LLC | OH | Butler | GEN3 | ST | OP | 6 | 6 | 6 |  | 1 | 1924 | BIT |  | N | Y | Y | Industrial CHP |  |  |  |  | N | Y | N | Y | [54 empty] | COAL | [39 empty] | 0.9544 | 2.1427 | 15.4002
56208 | Smart Papers Holdings LLC | 50247 | Smart Papers LLC | OH | Butler | GEN6 | ST | OP | 10.5 | 10.5 | 10.5 |  | 1 | 1930 | BIT |  | N | Y | Y | Industrial CHP |  |  |  |  | N | Y |  | Y | [54 empty] | COAL | [39 empty] | 0.79088 | 1.8088 | 14.4814
56211 | KCP&L Greater Missouri Operations Co | 2090 | Nevada | MO | Vernon | 1 | GT | OP | 22 | 19.4 | 19.4 |  | 6 | 1974 | DFO |  | N | Y | N | Electric Utility | [62 empty] | LIQUID | [39 empty] | 1.0202 | 0.093341 | 13.6874
56211 | KCP&L Greater Missouri Operations Co | 2092 | Ralph Green | MO | Cass | 3 | GT | OP | 74 | 70.5 | 70.5 |  | 6 | 1981 | NG |  | N | Y | N | Electric Utility | [62 empty] | GAS | MO | Ralph Green Station | 2092 | 3 | 2010 |  | CAIRNOX, CAIROS, CAIRSO2 | 28.89 | 12 | 657.18 |  | 0.004 | 0.2556 | 1.76 |  | 12793.742 | 7 |  | Cass | Electric Utility |  |  | 38.7865 | -94.2768 | KCP&L Greater Missouri Operations Company (Owner/Operator) |  |  | Operating | Combustion turbine | Pipeline Natural Gas |  |  | Water Injection |  | 1187 | 13.5543 | GAS | 72 | 1989.3617 | 0.2556 | 0.000625 | 13.5543
56211 | KCP&L Greater Missouri Operations Co | 2094 | Sibley | MO | Jackson | 1 | ST | OP | 55 | 47.7 | 47.7 |  | 6 | 1960 | SUB |  | N | Y | N | Electric Utility |  |  |  | 2017 |  | N |  | Y | [54 empty] | COAL | MO | Sibley | 2094 | 1 | 2010 | CS0001 | ARP, CAIRNOX, CAIROS, CAIRSO2 | 6732.31 | 12 | 306934.97 |  | 1436.764 | 0.4439 | 727.997 | 339084.17 | 3233080.657 | 7 | Southwest Power Pool | Jackson | Electric Utility | 4911 | Electric Services | 39.1778 | -94.1861 | KCP&L Greater Missouri Operations Company (Owner/Operator) | Phase 2 |  | Operating | Cyclone boiler | Coal |  |  | Overfire Air Selective Non-catalytic Reduction | Electrostatic Precipitator | 1330.6 | 10.5318 | COAL | 50 | 1975.891 | 0.4439 | 0.88879 | 10.5318
56211 | KCP&L Greater Missouri Operations Co | 2094 | Sibley | MO | Jackson | 2 | ST | OP | 50 | 50.6 | 50.6 |  | 5 | 1962 | SUB |  | N | Y | N | Electric Utility |  |  |  | 2017 |  | N |  | Y | [54 empty] | COAL | MO | Sibley | 2094 | 2 | 2010 | CS0001 | ARP, CAIRNOX, CAIROS, CAIRSO2 | 6787.19 | 12 | 310289.36 |  | 1454.189 | 0.4337 | 722.72 | 344299.296 | 3282805.827 | 7 | Southwest Power Pool | Jackson | Electric Utility | 4911 | Electric Services | 39.1778 | -94.1861 | KCP&L Greater Missouri Operations Company (Owner/Operator) | Phase 2 |  | Operating | Cyclone boiler | Coal |  |  | Overfire Air Selective Non-catalytic Reduction | Electrostatic Precipitator | 1042 | 10.5753 | COAL | 50 | 1994 | 0.4337 | 0.88594 | 10.5753
56211 | KCP&L Greater Missouri Operations Co | 2094 | Sibley | MO | Jackson | 3 | ST | OP | 419 | 363.8 | 363.8 |  | 6 | 1969 | SUB | TDF | N | Y | N | Electric Utility | [5 empty] | N |  |  | Y | [53 empty] | COAL | MO | Sibley | 2094 | 3 | 2010 | CS0001 | ARP, CAIRNOX, CAIROS, CAIRSO2 | 7647.89 | 12 | 2316874.91 |  | 10168.463 | 0.0963 | 1081.739 | 2526501.236 | 24089480.37 | 7 | Southwest Power Pool | Jackson | Electric Utility | 4911 | Electric Services | 39.1778 | -94.1861 | KCP&L Greater Missouri Operations Company (Owner/Operator) | Table 1 | Group 2 | Operating | Cyclone boiler | Coal |  |  | Overfire Air Selective Catalytic Reduction | Electrostatic Precipitator | 4934.7 | 10.4082 | COAL | 397 | 1954.3705 | 0.0963 | 0.84422 | 10.3974
56211 | KCP&L Greater Missouri Operations Co | 2098 | Lake Road | MO | Buchanan | 1 | ST | OP | 23 | 21.7 | 21.7 |  | 7 | 1950 | NG | SUB | N | Y | N | Electric Utility | [62 empty] | GAS | [39 empty] | 0.19439 | 0.000784 | 13.0369
56211 | KCP&L Greater Missouri Operations Co | 2098 | Lake Road | MO | Buchanan | 2 | ST | OP | 25 | 26.4 | 26.4 |  | 8 | 1958 | NG | SUB | N | Y | N | Electric Utility | [62 empty] | GAS | MO | Lake Road | 2098 | GT5 | 2010 |  | CAIRNOX, CAIROS, CAIRSO2 | 155.67 | 12 | 2284.04 |  | 2.499 | 0.7682 | 25.428 |  | 65552.9 | 7 | Southwest Power Pool | Buchanan | Electric Utility | 4931 | Elec & Other Services Combined | 39.7246 | -94.8773 | KCP&L Greater Missouri Operations Company (Owner/Operator) |  |  | Operating | Combustion turbine | Pipeline Natural Gas | Diesel Oil |  |  |  | 867 | 16.07 | GAS | 50 | -446.9697 | 0.7682 | 0.076244 | 16.07
56211 | KCP&L Greater Missouri Operations Co | 2098 | Lake Road | MO | Buchanan | 3 | ST | OP | 12.5 | 11 | 11 |  | 6 | 1962 | NG | SUB | N | Y | N | Electric Utility | [62 empty] | GAS | [39 empty] | 0.2631 | 0.0007607 | 12.7404
56211 | KCP&L Greater Missouri Operations Co | 2098 | Lake Road | MO | Buchanan | 4 | ST | OP | 90 | 93 | 93 |  | 8 | 1966 | SUB | NG | N | Y | N | Electric Utility |  |  |  |  | N | Y |  | Y | [54 empty] | COAL | MO | Lake Road | 2098 | 6 | 2010 |  | ARP, CAIRNOX, CAIROS, CAIRSO2 | 7757.59 | 12 | 535599.63 |  | 1587.516 | 0.6831 | 1859.621 | 575184.733 | 5484200.968 | 7 | Southwest Power Pool | Buchanan | Electric Utility | 4931 | Elec & Other Services Combined | 39.7246 | -94.8773 | KCP&L Greater Missouri Operations Company (Owner/Operator) | Phase 2 |  | Operating | Cyclone boiler | Coal | Pipeline Natural Gas |  | Overfire Air | Electrostatic Precipitator | 1571 | 10.1727 | COAL | 99 | 467.7419 | 0.6831 | 0.57894 | 10.1727
56211 | KCP&L Greater Missouri Operations Co | 2098 | Lake Road | MO | Buchanan | 5 | GT | OP | 85 | 65.3 | 65.3 |  | 3 | 1974 | NG | DFO | N | Y | N | Electric Utility | [62 empty] | GAS | MO | Lake Road | 2098 | GT5 | 2010 |  | CAIRNOX, CAIROS, CAIRSO2 | 155.67 | 12 | 2284.04 |  | 2.499 | 0.7682 | 25.428 |  | 65552.9 | 7 | Southwest Power Pool | Buchanan | Electric Utility | 4931 | Elec & Other Services Combined | 39.7246 | -94.8773 | KCP&L Greater Missouri Operations Company (Owner/Operator) |  |  | Operating | Combustion turbine | Pipeline Natural Gas | Diesel Oil |  |  |  | 867 | 16.07 | GAS | 50 | 347 | 0.7682 | 0.076244 | 16.07
56211 | KCP&L Greater Missouri Operations Co | 2098 | Lake Road | MO | Buchanan | 6 | GT | OP | 18.9 | 20.6 | 20.6 |  | 5 | 1989 | DFO |  | N | Y | N | Electric Utility | [62 empty] | LIQUID | [39 empty] | 0.68182 | 0.055208 | 14.1958
56211 | KCP&L Greater Missouri Operations Co | 6074 | Greenwood | MO | Jackson | 1 | GT | OP | 61 | 63.6 | 63.6 |  | 5 | 1975 | NG | DFO | N | Y | N | Electric Utility | [62 empty] | GAS | MO | Greenwood Energy Center | 6074 | 1 | 2010 | CP0001 | CAIRNOX, CAIROS, CAIRSO2 | 306.67 | 12 | 4999.9 |  | 0.783 | 0.1093 | 7.272 |  | 98393.59 | 7 |  | Jackson | Electric Utility |  |  | 38.8615 | -94.2982 | KCP&L Greater Missouri Operations Company (Owner/Operator) |  |  | Operating | Combustion turbine | Pipeline Natural Gas | Diesel Oil |  |  |  | 1010 | 13.3177 | GAS | 62 | 1987.0968 | 0.1093 | 0.015916 | 13.3177
56211 | KCP&L Greater Missouri Operations Co | 6074 | Greenwood | MO | Jackson | 2 | GT | OP | 61 | 63.4 | 63.4 |  | 5 | 1975 | NG | DFO | N | Y | N | Electric Utility | [62 empty] | GAS | MO | Greenwood Energy Center | 6074 | 2 | 2010 | CP0001 | CAIRNOX, CAIROS, CAIRSO2 | 272.83 | 12 | 4177.8 |  | 0.209 | 0.0916 | 5.534 |  | 86092.595 | 7 |  | Jackson | Electric Utility |  |  | 38.8615 | -94.2982 | KCP&L Greater Missouri Operations Company (Owner/Operator) |  |  | Operating | Combustion turbine | Pipeline Natural Gas | Diesel Oil |  |  |  | 1010 | 13.1069 | GAS | 63 | 1996.8254 | 0.0916 | 0.0048552 | 13.1069
56211 | KCP&L Greater Missouri Operations Co | 6074 | Greenwood | MO | Jackson | 3 | GT | OP | 61 | 63.7 | 63.7 |  | 6 | 1977 | NG | DFO | N | Y | N | Electric Utility | [62 empty] | GAS | MO | Greenwood Energy Center | 6074 | 3 | 2010 | CP0001 | CAIRNOX, CAIROS, CAIRSO2 | 486.64 | 12 | 7517.51 |  | 0.268 | 0.1706 | 13.516 |  | 156483.418 | 7 |  | Jackson | Electric Utility |  |  | 38.8615 | -94.2982 | KCP&L Greater Missouri Operations Company (Owner/Operator) |  |  | Operating | Combustion turbine | Pipeline Natural Gas | Diesel Oil |  |  |  | 1010 | 13.6022 | GAS | 60 | 1969.1667 | 0.1706 | 0.0034253 | 13.6022
56211 | KCP&L Greater Missouri Operations Co | 6074 | Greenwood | MO | Jackson | 4 | GT | OP | 61 | 62.2 | 62.2 |  | 6 | 1979 | NG | DFO | N | Y | N | Electric Utility | [62 empty] | GAS | MO | Greenwood Energy Center | 6074 | 4 | 2010 | CP0001 | CAIRNOX, CAIROS, CAIRSO2 | 395.41 | 12 | 5768.78 |  | 1.235 | 0.1457 | 10.466 |  | 119836.642 | 7 |  | Jackson | Electric Utility |  |  | 38.8615 | -94.2982 | KCP&L Greater Missouri Operations Company (Owner/Operator) |  |  | Operating | Combustion turbine | Pipeline Natural Gas | Diesel Oil |  |  |  | 1010 | 13.3969 | GAS | 61 | 1990.1639 | 0.1457 | 0.020611 | 13.3969
56211 | KCP&L Greater Missouri Operations Co | 56151 | South Harper | MO | Cass | GT1 | GT | OP | 117 | 106.1 | 106.1 |  | 8 | 2005 | NG |  | N | Y | N | Electric Utility |  |  |  |  | N | [57 empty] | GAS | MO | South Harper Peaking Facility | 56151 | 1 | 2010 |  | ARP, CAIRNOX, CAIROS, CAIRSO2 | 180.87 | 12 | 16500.89 |  | 0.062 | 0.0617 | 4.978 | 12269.694 | 206456.101 | 7 | Southwest Power Pool | Cass | Electric Utility | 4911 | Electric Services | 38.6803 | -94.4824 | KCP&L Greater Missouri Operations Company (Owner/Operator) | Phase 2 |  | Operating | Combustion turbine | Pipeline Natural Gas |  |  |  |  | 1581 | 12.2524 | GAS | 122 | 425.0707 | 0.0617 | 0.000601 | 12.2524
56211 | KCP&L Greater Missouri Operations Co | 56151 | South Harper | MO | Cass | GT2 | GT | OP | 117 | 106.1 | 106.1 |  | 8 | 2005 | NG |  | N | Y | N | Electric Utility |  |  |  |  | N | [57 empty] | GAS | MO | South Harper Peaking Facility | 56151 | 2 | 2010 |  | ARP, CAIRNOX, CAIROS, CAIRSO2 | 290.87 | 12 | 25916.42 |  | 0.098 | 0.0626 | 8.159 | 19368.731 | 325916.151 | 7 | Southwest Power Pool | Cass | Electric Utility | 4911 | Electric Services | 38.6803 | -94.4824 | KCP&L Greater Missouri Operations Company (Owner/Operator) | Phase 2 |  | Operating | Combustion turbine | Pipeline Natural Gas |  |  |  |  | 1581 | 12.2895 | GAS | 122 | 425.0707 | 0.0626 | 0.000601 | 12.2895
56211 | KCP&L Greater Missouri Operations Co | 56151 | South Harper | MO | Cass | GT3 | GT | OP | 117 | 105 | 105 |  | 8 | 2005 | NG |  | N | Y | N | Electric Utility |  |  |  |  | N | [57 empty] | GAS | MO | South Harper Peaking Facility | 56151 | 3 | 2010 |  | ARP, CAIRNOX, CAIROS, CAIRSO2 | 202.99 | 12 | 18193.56 |  | 0.069 | 0.0611 | 5.684 | 13706.093 | 230634.716 | 7 | Southwest Power Pool | Cass | Electric Utility | 4911 | Electric Services | 38.6803 | -94.4824 | KCP&L Greater Missouri Operations Company (Owner/Operator) | Phase 2 |  | Operating | Combustion turbine | Pipeline Natural Gas |  |  |  |  | 1581 | 12.4241 | GAS | 115 | 452.381 | 0.0611 | 0.000598 | 12.4241
56211 | KCP&L Greater Missouri Operations Co | 2098 | Lake Road | MO | Buchanan | 7 | GT | OP | 18.9 | 20.8 | 20.8 |  | 12 | 1990 | DFO |  | N | Y | N | Electric Utility | [62 empty] | LIQUID | MO | Lake Road | 2098 | GT5 | 2010 |  | CAIRNOX, CAIROS, CAIRSO2 | 155.67 | 12 | 2284.04 |  | 2.499 | 0.7682 | 25.428 |  | 65552.9 | 7 | Southwest Power Pool | Buchanan | Electric Utility | 4931 | Elec & Other Services Combined | 39.7246 | -94.8773 | KCP&L Greater Missouri Operations Company (Owner/Operator) |  |  | Operating | Combustion turbine | Pipeline Natural Gas | Diesel Oil |  |  |  | 867 | 16.07 | GAS | 50 | -1051.9231 | 0.7682 | 0.076244 | 16.07
56213 | IPA Operations Inc | 55296 | Calumet Energy Team LLC | IL | Cook | CT11 | GT | OP | 156.4 | 157.2 | 165 |  | 6 | 2002 | NG |  | N | Y | N | IPP Non-CHP | [62 empty] | GAS | IL | Calumet Energy Team, LLC | 55296 | **1 | 2010 |  | ARP, CAIRNOX, CAIROS, CAIRSO2 | 85.65 | 12 | 11776.84 |  | 0.038 | 0.085 | 5.637 | 7585.561 | 127640.259 | 5 |  | Cook | Electric Utility |  |  | 41.6835 | -87.5563 | IPA Operations, Inc. (Operator) Calumet Energy Team, LLC (Owner) | Phase 2 |  | Operating | Combustion turbine | Pipeline Natural Gas |  |  | Dry Low NOx Burners |  | 2150 | 10.2304 | GAS | 163 | -6.135 | 0.085 | 0.000595 | 10.2304
56213 | IPA Operations Inc | 55296 | Calumet Energy Team LLC | IL | Cook | CT12 | GT | OP | 156.4 | 164 | 165 |  | 6 | 2002 | NG |  | N | Y | N | IPP Non-CHP | [62 empty] | GAS | IL | Calumet Energy Team, LLC | 55296 | **1 | 2010 |  | ARP, CAIRNOX, CAIROS, CAIRSO2 | 85.65 | 12 | 11776.84 |  | 0.038 | 0.085 | 5.637 | 7585.561 | 127640.259 | 5 |  | Cook | Electric Utility |  |  | 41.6835 | -87.5563 | IPA Operations, Inc. (Operator) Calumet Energy Team, LLC (Owner) | Phase 2 |  | Operating | Combustion turbine | Pipeline Natural Gas |  |  | Dry Low NOx Burners |  | 2150 | 10.2304 | GAS | 163 | -6.135 | 0.085 | 0.000595 | 10.2304
56215 | E ON Climate Renewables N America Inc | 56921 | EC&R Panther Creek Wind Farm II | TX | Howard | 1 | WT | OP | 115.5 | 115.5 | 115.5 |  | 12 | 2008 | WND |  | N | Y | N | IPP Non-CHP | [62 empty] | N/A | [39 empty] | 0 | 0 | 10.4
56215 | E ON Climate Renewables N America Inc | 56394 | Forest Creek Wind Farm LLC | TX | Glasscock | 1 | WT | OP | 124.2 | 124.2 | 124.2 |  | 12 | 2006 | WND |  | N | Y | N | IPP Non-CHP |  |  |  |  | N | [57 empty] | N/A | [39 empty] | 0 | 0 | 10.4
56215 | E ON Climate Renewables N America Inc | 56479 | Sand Bluff Wind Farm | TX | Glasscock | 2 | WT | OP | 90 | 90 | 90 |  | 1 | 2007 | WND |  | N | Y | N | IPP Non-CHP |  |  |  |  | N | [57 empty] | N/A | [39 empty] | 0 | 0 | 10.4
56215 | E ON Climate Renewables N America Inc | 56592 | Champion Wind Farm LLC | TX | Nolan | CH1 | WT | OP | 126.5 | 126.5 | 126.5 |  | 2 | 2008 | WND |  | N | Y | N | IPP Non-CHP |  |  |  |  | N | [57 empty] | N/A | [39 empty] | 0 | 0 | 10.4
56215 | E ON Climate Renewables N America Inc | 56593 | Roscoe Wind Farm LLC | TX | Nolan | RO1 | WT | OP | 209 | 209 | 209 |  | 2 | 2008 | WND |  | N | Y | N | IPP Non-CHP |  |  |  |  | N | [57 empty] | N/A | [39 empty] | 0 | 0 | 10.4
56215 | E ON Climate Renewables N America Inc | 56594 | Munnsville Wind Farm LLC | NY | Madison | MU1 | WT | OP | 34.5 | 34.5 | 34.5 |  | 10 | 2007 | WND |  | N | Y | N | IPP Non-CHP |  |  |  |  | N | [57 empty] | N/A | [39 empty] | 0 | 0 | 10.4
56215 | E ON Climate Renewables N America Inc | 56920 | EC&R Panther Creek Wind Farm I | TX | Howard | 1 | WT | OP | 142.5 | 142.5 | 142.5 |  | 7 | 2008 | WND |  | N | Y | N | IPP Non-CHP | [62 empty] | N/A | [39 empty] | 0 | 0 | 10.4
56215 | E ON Climate Renewables N America Inc | 56979 | EC&R Panther Creek Wind Farm III | TX | Sterling | 1 | WT | OP | 199.5 | 199.5 | 199.5 |  | 8 | 2009 | WND |  | N | Y | N | IPP Non-CHP |  |  |  |  | N | [57 empty] | N/A | [39 empty] | 0 | 0 | 10.4
56215 | E ON Climate Renewables N America Inc | 56980 | Stony Creek Wind Farm LLC | PA | Somerset | 1 | WT | OP | 52.5 | 52.5 | 52.5 |  | 11 | 2009 | WND |  | N | Y | N | IPP Non-CHP |  |  |  |  | N | [57 empty] | N/A | [39 empty] | 0 | 0 | 10.4
56215 | E ON Climate Renewables N America Inc | 56981 | Pyron Wind Farm LLC | TX | Fisher | 1 | WT | OP | 249 | 249 | 249 |  | 2 | 2009 | WND |  | N | Y | N | IPP Non-CHP |  |  |  |  | N | [57 empty] | N/A | [39 empty] | 0 | 0 | 10.4
56215 | E ON Climate Renewables N America Inc | 56983 | EC&R Papalote Creek I LLC | TX | San Patricio | 1 | WT | OP | 180 | 180 | 180 |  | 9 | 2009 | WND |  | N | Y | N | IPP Non-CHP |  |  |  |  | N | [57 empty] | N/A | [39 empty] | 0 | 0 | 10.4
56215 | E ON Climate Renewables N America Inc | 56984 | Inadale Wind Farm LLC | TX | Nolan | 1 | WT | OP | 197 | 197 | 197 |  | 9 | 2009 | WND |  | N | Y | N | IPP Non-CHP | [62 empty] | N/A | [39 empty] | 0 | 0 | 10.4
56215 | E ON Climate Renewables N America Inc | 57212 | EC&R Papalote Creek II LLC | TX | San Patricio | 1 | WT | OP | 200.1 | 200.1 | 201 |  | 12 | 2010 | WND |  | N | Y | N | IPP Non-CHP | [62 empty] | N/A | [39 empty] | 0 | 0 | 10.4
56215 | E ON Climate Renewables N America Inc | 57493 | Settlers Trail Wind Farm LLC | IL | Iroquois | STWF | WT | OP | 150.4 | 150.4 | 150.4 |  | 10 | 2011 | WND |  | N | Y | N | IPP Non-CHP |  |  |  |  | N | [57 empty] | N/A | [39 empty] | 0 | 0 | 10.4
56215 | E ON Climate Renewables N America Inc | 57675 | Pioneer Trail Wind Farm, LLC | IL | Iroquois | PTWF | WT | OP | 150.4 | 150.4 | 150.4 |  | 12 | 2011 | WND |  | N | Y | N | IPP Non-CHP | [62 empty] | N/A | [39 empty] | 0 | 0 | 10.4
56216 | Multitrade Rabun Gap LLC | 50201 | Rabun Gap Cogen Facility | GA | RABUN | ST2 | ST | OP | 20 | 17 | 17 |  | 1 | 2010 | WDS |  | N | Y | N | IPP Non-CHP |  |  |  |  | N | [57 empty] | OTHER SOLID | [39 empty] | 0.0648 | 0.0062239 | 13.4042
56217 | Portsmouth Operating Services LLC | 10071 | Portsmouth Genco LLC | VA | PORTSMOUTH CITY | GEN1 | ST | OP | 57.4 | 57.5 | 57.5 |  | 6 | 1988 | BIT |  | N | Y | N | IPP Non-CHP |  |  |  |  | N |  |  | Y | [54 empty] | COAL | VA | Cogentrix-Portsmouth | 10071 | BLR01B | 2010 | CS001 | ARP, CAIRNOX, CAIROS, CAIRSO2 | 4787.84 | 12 |  | 605164.65 | 286.693 | 0.3343 | 127.794 | 84044.051 | 819142.047 | 3 | Southeastern Electric Reliability Council | Portsmouth (City) | Cogeneration | 4911 | Electric Services | 36.8703 | -76.3519 | Cogentrix Virginia Leasing Corporation (Owner/Operator) | Opt-In |  | Operating | Stoker | Coal |  | Dry Lime FGD | Overfire Air | Baghouse | 200 | 10.4 | COAL | 27.1787 | -57.8125 | 0.3343 | 0.69998 | 11.1137
56217 | Portsmouth Operating Services LLC | 10071 | Portsmouth Genco LLC | VA | PORTSMOUTH CITY | GEN2 | ST | OP | 57.4 | 57.5 | 57.5 |  | 6 | 1988 | BIT |  | N | Y | N | IPP Non-CHP |  |  |  |  | N |  |  | Y | [54 empty] | COAL | VA | Cogentrix-Portsmouth | 10071 | BLR02A | 2010 | CS002 | ARP, CAIRNOX, CAIROS, CAIRSO2 | 4984.74 | 12 |  | 608779.08 | 275.922 | 0.3446 | 143.328 | 90804.668 | 885037.385 | 3 | Southeastern Electric Reliability Council | Portsmouth (City) | Cogeneration | 4911 | Electric Services | 36.8703 | -76.3519 | Cogentrix Virginia Leasing Corporation (Owner/Operator) | Opt-In |  | Operating | Stoker | Coal |  | Dry Lime FGD | Overfire Air | Baghouse | 200 | 10.4 | COAL | 27.031 | -63.5929 | 0.3446 | 0.62353 | 11.1137
56218 | Coolidge Power LLC | 56948 | Coolidge Generation Station | AZ | PINAL | 1 | GT | OP | 60.5 | 43.4 | 47.7 |  | 5 | 2011 | NG |  | N | Y | N | IPP Non-CHP |  |  |  |  | N | [57 empty] | GAS | [39 empty] | 0.020066 | 0.000209 | 10.2231
56218 | Coolidge Power LLC | 56948 | Coolidge Generation Station | AZ | PINAL | 10 | GT | OP | 60.5 | 43.4 | 47.7 |  | 5 | 2011 | NG |  | N | Y | N | IPP Non-CHP |  |  |  |  | N | [57 empty] | GAS | [39 empty] | 0.020066 | 0.000209 | 10.2231
56218 | Coolidge Power LLC | 56948 | Coolidge Generation Station | AZ | PINAL | 11 | GT | OP | 60.5 | 43.4 | 47.7 |  | 5 | 2011 | NG |  | N | Y | N | IPP Non-CHP |  |  |  |  | N | [57 empty] | GAS | [39 empty] | 0.020066 | 0.000209 | 10.2231
56218 | Coolidge Power LLC | 56948 | Coolidge Generation Station | AZ | PINAL | 12 | GT | OP | 60.5 | 43.4 | 47.7 |  | 5 | 2011 | NG |  | N | Y | N | IPP Non-CHP |  |  |  |  | N | [57 empty] | GAS | [39 empty] | 0.020066 | 0.000209 | 10.2231
56218 | Coolidge Power LLC | 56948 | Coolidge Generation Station | AZ | PINAL | 2 | GT | OP | 60.5 | 43.4 | 47.7 |  | 5 | 2011 | NG |  | N | Y | N | IPP Non-CHP |  |  |  |  | N | [57 empty] | GAS | [39 empty] | 0.020066 | 0.000209 | 10.2231
56218 | Coolidge Power LLC | 56948 | Coolidge Generation Station | AZ | PINAL | 3 | GT | OP | 60.5 | 43.4 | 47.7 |  | 5 | 2011 | NG |  | N | Y | N | IPP Non-CHP |  |  |  |  | N | [57 empty] | GAS | [39 empty] | 0.020066 | 0.000209 | 10.2231
56218 | Coolidge Power LLC | 56948 | Coolidge Generation Station | AZ | PINAL | 4 | GT | OP | 60.5 | 43.4 | 47.7 |  | 5 | 2011 | NG |  | N | Y | N | IPP Non-CHP |  |  |  |  | N | [57 empty] | GAS | [39 empty] | 0.020066 | 0.000209 | 10.2231
56218 | Coolidge Power LLC | 56948 | Coolidge Generation Station | AZ | PINAL | 5 | GT | OP | 60.5 | 43.4 | 47.7 |  | 5 | 2011 | NG |  | N | Y | N | IPP Non-CHP |  |  |  |  | N | [57 empty] | GAS | [39 empty] | 0.020066 | 0.000209 | 10.2231
56218 | Coolidge Power LLC | 56948 | Coolidge Generation Station | AZ | PINAL | 6 | GT | OP | 60.5 | 43.4 | 47.7 |  | 5 | 2011 | NG |  | N | Y | N | IPP Non-CHP |  |  |  |  | N | [57 empty] | GAS | [39 empty] | 0.020066 | 0.000209 | 10.2231
56218 | Coolidge Power LLC | 56948 | Coolidge Generation Station | AZ | PINAL | 7 | GT | OP | 60.5 | 43.4 | 47.7 |  | 5 | 2011 | NG |  | N | Y | N | IPP Non-CHP |  |  |  |  | N | [57 empty] | GAS | [39 empty] | 0.020066 | 0.000209 | 10.2231
56218 | Coolidge Power LLC | 56948 | Coolidge Generation Station | AZ | PINAL | 8 | GT | OP | 60.5 | 43.4 | 47.7 |  | 5 | 2011 | NG |  | N | Y | N | IPP Non-CHP |  |  |  |  | N | [57 empty] | GAS | [39 empty] | 0.020066 | 0.000209 | 10.2231
56218 | Coolidge Power LLC | 56948 | Coolidge Generation Station | AZ | PINAL | 9 | GT | OP | 60.5 | 43.4 | 47.7 |  | 5 | 2011 | NG |  | N | Y | N | IPP Non-CHP |  |  |  |  | N | [57 empty] | GAS | [39 empty] | 0.020066 | 0.000209 | 10.2231
56221 | New England Confectionery Co Inc | 55999 | NECCO Co-Generation | MA | Suffolk | GEN1 | IC | OP | 2.9 | 2.8 | 2.9 |  | 3 | 2004 | NG |  | N | Y | Y | IPP CHP |  |  |  |  | N | [57 empty] | GAS | [39 empty] | 1.1659 | 0.0016829 | 10.4
56221 | New England Confectionery Co Inc | 55999 | NECCO Co-Generation | MA | Suffolk | GEN2 | IC | OP | 2.9 | 2.8 | 2.9 |  | 3 | 2004 | NG |  | N | Y | Y | IPP CHP |  |  |  |  | N | [57 empty] | GAS | [39 empty] | 1.1659 | 0.0016829 | 10.4
56222 | Bull Creek Wind LLC | 56956 | Bull Creek Wind | TX | Borden | 1 | WT | OP | 180 | 180 | 180 |  | 12 | 2008 | WND |  | N | Y | N | IPP Non-CHP | [62 empty] | N/A | [39 empty] | 0 | 0 | 10.4
56225 | Clearwater Paper Corporation | 50637 | Clearwater Paper IPP Lewiston | ID | Nez Perce | GEN3 | ST | OP | 28.8 | 27.3 | 25 |  | 7 | 1981 | BLQ | WDS | Y | Y | Y | Industrial CHP |  |  |  |  | N | [57 empty] | LIQUID | [39 empty] | 0.1517 | 0.049001 | 10.4
56225 | Clearwater Paper Corporation | 50637 | Clearwater Paper IPP Lewiston | ID | Nez Perce | GEN4 | ST | OP | 65 | 25 | 27.6 |  | 2 | 1991 | BLQ | WDS | Y | Y | Y | Industrial CHP |  |  |  |  | N | [57 empty] | LIQUID | [39 empty] | 0.1517 | 0.049001 | 10.4
56225 | Clearwater Paper Corporation | 50638 | Clearwater Paper APP CB | AR | Desha | GEN1 | ST | OP | 20 | 20 | 20 |  | 11 | 1977 | BLQ | NG | Y | N | Y | Industrial CHP |  |  |  |  | N | [57 empty] | LIQUID | [39 empty] | 0.1517 | 0.049001 | 10.4
56227 | Greenville Gas Producers LLC | 56951 | Enoree Phase II Landfill Gas Recovery | SC | GREENVILLE | 1 | IC | OP | 1.6 | 1.5 | 1.5 |  | 8 | 2008 | LFG |  | N | Y | N | IPP Non-CHP |  |  |  |  | N | [57 empty] | GAS | [39 empty] | 1.1659 | 0.0016829 | 10.4
56227 | Greenville Gas Producers LLC | 56951 | Enoree Phase II Landfill Gas Recovery | SC | GREENVILLE | 2 | IC | OP | 1.6 | 1.5 | 1.5 |  | 8 | 2008 | LFG |  | N | Y | N | IPP Non-CHP |  |  |  |  | N | [57 empty] | GAS | [39 empty] | 1.1659 | 0.0016829 | 10.4
56237 | QVC Inc | 56966 | QVC Inc | NC | Edgecombe | 1 | PV | OP | 1 | 1.1 | 1.1 |  | 12 | 2008 | SUN |  | N | Y | N | IPP Non-CHP |  |  |  |  | N | [57 empty] | N/A | [39 empty] | 0 | 0 | 10.4
56246 | Greensburg | 57118 | Greensburg Wind Farm LLC | KS | Kiowa | GEN 1 | WT | OP | 12.5 | 12.5 | 12.5 |  | 2 | 2010 | WND |  | N | Y | N | IPP Non-CHP |  |  |  |  | N | [57 empty] | N/A | [39 empty] | 0 | 0 | 10.4
56249 | NGP Blue Mountain I LLC | 56982 | NGP Blue Mountain I LLC | NV | Humboldt | BM1 | BT | OP | 21.3 | 13 | 14.3 |  | 11 | 2009 | GEO |  | N | Y | N | IPP Non-CHP |  |  |  |  | N | [57 empty] | N/A | [39 empty] | 0 | 0 | 10.4
56249 | NGP Blue Mountain I LLC | 56982 | NGP Blue Mountain I LLC | NV | Humboldt | BM2 | BT | OP | 21.3 | 13 | 14.3 |  | 11 | 2009 | GEO |  | N | Y | N | IPP Non-CHP |  |  |  |  | N | [57 empty] | N/A | [39 empty] | 0 | 0 | 10.4
56249 | NGP Blue Mountain I LLC | 56982 | NGP Blue Mountain I LLC | NV | Humboldt | BM3 | BT | OP | 21.3 | 13 | 14.3 |  | 11 | 2009 | GEO |  | N | Y | N | IPP Non-CHP |  |  |  |  | N | [57 empty] | N/A | [39 empty] | 0 | 0 | 10.4
56261 | Iredell Transmission LLC | 56962 | Iredell County LFG Facility | NC | IREDELL | 1 | IC | OP | 1.6 | 1.6 | 1.6 |  | 8 | 2008 | LFG |  | N | Y | N | IPP Non-CHP | [62 empty] | GAS | [39 empty] | 1.1659 | 0.0016829 | 10.4
56261 | Iredell Transmission LLC | 56962 | Iredell County LFG Facility | NC | IREDELL | 2 | IC | OP | 1.6 | 1.6 | 1.6 |  | 8 | 2008 | LFG |  | N | Y | N | IPP Non-CHP | [62 empty] | GAS | [39 empty] | 1.1659 | 0.0016829 | 10.4
56266 | Green Gas-Pioneer Crossing Energy LLC | 56957 | Pioneer Crossing Landfill Gas to Energy | PA | Berks | LFG1 | IC | OP | 1.6 | 1.6 | 1.6 |  | 10 | 2008 | LFG |  | N | Y | N | IPP Non-CHP |  |  |  |  | N | [57 empty] | GAS | [39 empty] | 1.1659 | 0.0016829 | 10.4
56266 | Green Gas-Pioneer Crossing Energy LLC | 56957 | Pioneer Crossing Landfill Gas to Energy | PA | Berks | LFG2 | IC | OP | 1.6 | 1.6 | 1.6 |  | 10 | 2008 | LFG |  | N | Y | N | IPP Non-CHP |  |  |  |  | N | [57 empty] | GAS | [39 empty] | 1.1659 | 0.0016829 | 10.4
56266 | Green Gas-Pioneer Crossing Energy LLC | 56957 | Pioneer Crossing Landfill Gas to Energy | PA | Berks | LFG3 | IC | OP | 1.6 | 1.6 | 1.6 |  | 10 | 2008 | LFG |  | N | Y | N | IPP Non-CHP |  |  |  |  | N | [57 empty] | GAS | [39 empty] | 1.1659 | 0.0016829 | 10.4
56266 | Green Gas-Pioneer Crossing Energy LLC | 56957 | Pioneer Crossing Landfill Gas to Energy | PA | Berks | LFG4 | IC | OP | 1.6 | 1.6 | 1.6 |  | 10 | 2008 | LFG |  | N | Y | N | IPP Non-CHP |  |  |  |  | N | [57 empty] | GAS | [39 empty] | 1.1659 | 0.0016829 | 10.4
56268 | City of Rock Island | 56978 | Sears Hydroelectric Plant | IL | ROCK ISLAND | 1 | HY | OP | 0.4 | 0.3 | 0.3 |  | 11 | 1985 | WAT |  | N | N | N | IPP Non-CHP |  |  |  |  | N | [57 empty] | N/A | [39 empty] | 0 | 0 | 10.4
56268 | City of Rock Island | 56978 | Sears Hydroelectric Plant | IL | ROCK ISLAND | 2 | HY | OP | 0.4 | 0.3 | 0.3 |  | 7 | 1986 | WAT |  | N | N | N | IPP Non-CHP |  |  |  |  | N | [57 empty] | N/A | [39 empty] | 0 | 0 | 10.4
56268 | City of Rock Island | 56978 | Sears Hydroelectric Plant | IL | ROCK ISLAND | 3 | HY | OP | 0.3 | 0.3 | 0.3 |  | 6 | 2010 | WAT |  | N | N | N | IPP Non-CHP |  |  |  |  | N | [57 empty] | N/A | [39 empty] | 0 | 0 | 10.4
56268 | City of Rock Island | 56978 | Sears Hydroelectric Plant | IL | ROCK ISLAND | 4 | HY | OP | 0.3 | 0.3 | 0.3 |  | 6 | 2010 | WAT |  | N | N | N | IPP Non-CHP |  |  |  |  | N | [57 empty] | N/A | [39 empty] | 0 | 0 | 10.4
56271 | Duke Energy DEGS Happy Jack | 56960 | Happy Jack Windpower Project | WY | Laramie | HJW01 | WT | OP | 29.4 | 29.4 | 29.4 |  | 8 | 2008 | WND |  | N | Y | N | IPP Non-CHP | [62 empty] | N/A | [39 empty] | 0 | 0 | 10.4
56272 | Duke Energy DEGS Notrees | 56961 | Notrees Windpower | TX | Ector | GE | WT | OP | 60 | 60 | 60 |  | 4 | 2009 | WND |  | N | Y | N | IPP Non-CHP |  |  |  |  | N | [57 empty] | N/A | [39 empty] | 0 | 0 | 10.4
56272 | Duke Energy DEGS Notrees | 56961 | Notrees Windpower | TX | Ector | VESTA | WT | OP | 92.5 | 92.5 | 92.5 |  | 4 | 2009 | WND |  | N | Y | N | IPP Non-CHP |  |  |  |  | N | [57 empty] | N/A | [39 empty] | 0 | 0 | 10.4
56273 | Duke Energy DEGS Ocotillo | 56959 | Ocotillo Windpower | TX | Howard | OWF | WT | OP | 58.8 | 58.8 | 58.8 |  | 9 | 2008 | WND |  | N | Y | N | IPP Non-CHP |  |  |  |  | N | [57 empty] | N/A | [39 empty] | 0 | 0 | 10.4
56275 | El Cajon Energy LLC | 57001 | El Cajon Energy Center | CA | San Diego | GEN1 | GT | OP | 49.9 | 43.5 | 48.9 |  | 6 | 2010 | NG |  | N | Y | N | IPP Non-CHP |  |  |  |  | N | [57 empty] | GAS | CA | El Cajon Energy Center | 57001 | 1 | 2010 |  | ARP | 241.61 | 3 | 9947.49 |  | 0.029 | 0.0582 | 1.693 | 5651.765 | 95102.929 | 9 |  | San Diego | Electric Utility |  |  | 32.7971 | -116.972 | El Cajon Energy, LLC (Owner/Operator) | Phase 2 |  | Operating (Started 06/01/2010) | Combustion turbine (Started Jun 01, 2010) | Pipeline Natural Gas |  |  | Water Injection Selective Catalytic Reduction |  | 472 | 8.5665 | GAS | 50 | 488.7526 | 0.0582 | 0.00061 | 8.5665
56280 | Evergreen Wind Power III LLC | 56990 | Rollins Wind Project | ME | Lincoln | 1 | WT | OP | 60 | 60 | 60 |  | 7 | 2011 | WND |  | N | Y | N | IPP Non-CHP |  |  |  |  | N | [57 empty] | N/A | [39 empty] | 0 | 0 | 10.4
56281 | Stetson Mountain Wind II | 56991 | Stetson Wind II | ME | Washington | 1 | WT | OP | 25.5 | 25.5 | 25.5 |  | 3 | 2010 | WND |  | N | Y | N | IPP Non-CHP |  |  |  |  | N | [57 empty] | N/A | [39 empty] | 0 | 0 | 10.4
56283 | Evergreen Wind Power V LLC | 56989 | Stetson Wind I | ME | Washington | 1 | WT | OP | 57 | 57 | 57 |  | 1 | 2009 | WND |  | N | Y | N | IPP Non-CHP | [62 empty] | N/A | [39 empty] | 0 | 0 | 10.4
56284 | MF Mesa Lane LLC | 56993 | MF Mesa Lane LLC | PA | Bucks | MESA | PV | OP | 3 | 1.5 | 1.1 |  | 11 | 2008 | SUN |  | N | Y | N | IPP Non-CHP |  |  |  |  | N | [57 empty] | N/A | [39 empty] | 0 | 0 | 10.4
56285 | Smoky Hills Wind Project II LLC | 56985 | Smoky Hills Wind Project Phase II | KS | Lincoln | SMKII | WT | OP | 148.5 | 148.5 | 148.5 |  | 11 | 2008 | WND |  | N | Y | N | IPP Non-CHP | [62 empty] | N/A | [39 empty] | 0 | 0 | 10.4
56289 | International Paper Corporation | 50191 | IP Springfield Oregon | OR | Lane | TG4 | ST | OP | 40 | 33 | 33 |  | 10 | 1976 | BLQ | NG | Y | Y | Y | Industrial CHP |  |  |  |  | N | [57 empty] | LIQUID | [39 empty] | 0.1517 | 0.049001 | 10.4
56291 | International Paper Co. | 54752 | Weyerhaeuser Pine Hill Operations | AL | Wilcox | NO1 | ST | OP | 40 | 40 | 40 |  | 8 | 1968 | WDS | NG | Y | Y | Y | Industrial CHP |  |  |  |  | N | N | [56 empty] | OTHER SOLID | [39 empty] | 0.43518 | 0.042679 | 13.72
56291 | International Paper Co. | 54752 | Weyerhaeuser Pine Hill Operations | AL | Wilcox | NO2 | ST | OP | 32.9 | 30.6 | 30.9 |  | 11 | 1982 | BLQ | RFO | Y | Y | Y | Industrial CHP |  |  |  |  | N | [57 empty] | LIQUID | [39 empty] | 0.098563 | 0.049001 | 10.4
56293 | DTE Stoneman LLC | 4146 | E J Stoneman Station | WI | Grant | 1 | ST | OP | 18 | 15 | 15 |  | 1 | 1952 | WDS |  | N | Y | N | IPP Non-CHP |  |  |  |  | N | N |  | N | [54 empty] | OTHER SOLID | [39 empty] | 0.5034 | 0.050399 | 14.4158
56293 | DTE Stoneman LLC | 4146 | E J Stoneman Station | WI | Grant | 2 | ST | OP | 35 | 35 | 35 |  | 4 | 1952 | WDS |  | N | Y | N | IPP Non-CHP |  |  |  |  | N | N |  | N | [54 empty] | OTHER SOLID | [39 empty] | 0.5034 | 0.050399 | 14.0596
56294 | SunE WG113 Moreno Valley LLC | 57004 | SunEdison Walgreens Moreno Valley | CA | RIVERSIDE | 1 | PV | OP | 1 | 0.9 | 0.9 |  | 9 | 2007 | SUN |  | N | Y | N | IPP Non-CHP | [62 empty] | N/A | [39 empty] | 0 | 0 | 10.4
56296 | SunE WG45 Woodland LLC | 57006 | Walgreens Woodland Distribution Center | CA | YOLO | 1 | PV | OP | 1 | 0.9 | 0.9 |  | 8 | 2007 | SUN |  | N | Y | N | IPP Non-CHP | [62 empty] | N/A | [39 empty] | 0 | 0 | 10.4
56297 | SunE CPA CDC2 LLC | 57007 | SunEdison Ironwood State Prison | CA | RIVERSIDE | 1 | PV | OP | 1 | 0.9 | 0.9 |  | 5 | 2008 | SUN |  | N | Y | N | IPP Non-CHP | [62 empty] | N/A | [39 empty] | 0 | 0 | 10.4
56300 | SunE KHL55 San Bernardino LLC | 57009 | Kohls San Bernardino Solar Facility | CA | SAN BERNARDINO | 1 | PV | OP | 1 | 0.9 | 0.9 |  | 11 | 2007 | SUN |  | N | Y | N | IPP Non-CHP | [62 empty] | N/A | [39 empty] | 0 | 0 | 10.4
56302 | SunE CPA CDC1 LLC | 57011 | Chuckawalla Valley State Prison | CA | Riverside | 1 | PV | OP | 1 | 0.9 | 0.9 |  | 6 | 2006 | SUN |  | N | Y | N | IPP Non-CHP | [62 empty] | N/A | [39 empty] | 0 | 0 | 10.4
56304 | Air Products LLC | 10638 | Pasadena | TX | Harris | GEN1 | GT | OP | 6.5 | 2.6 | 3.6 |  | 7 | 1985 | NG |  | N | N | Y | Industrial CHP |  |  |  |  | N | [57 empty] | GAS | [39 empty] | 0.28959 | 0.0032387 | 9.5741
56304 | Air Products LLC | 55309 | Air Products Port Arthur | TX | Jefferson | GEN1 | CT | OP | 37.6 | 33.2 | 37.3 | SMR1 | 11 | 2000 | NG |  | N | N | Y | Industrial CHP |  |  |  |  | N | [57 empty] | GAS | [39 empty] | 0.061308 | 0.0009711 | 10.432
56304 | Air Products LLC | 55309 | Air Products Port Arthur | TX | Jefferson | GEN2 | CA | OP | 3 | 3 | 3 | SMR1 | 11 | 2000 | NG |  | N | N | Y | Industrial CHP |  |  |  |  | N | [57 empty] | GAS | [39 empty] | 0 | 0 | 10.4
56304 | Air Products LLC | 55309 | Air Products Port Arthur | TX | Jefferson | GEN3 | CA | OP | 20.5 | 20.5 | 20.5 | SMR2 | 11 | 2006 | NG |  | N | N | Y | Industrial CHP |  |  |  |  | N | [57 empty] | GAS | [39 empty] | 0 | 0 | 10.4
56304 | Air Products LLC | 55309 | Air Products Port Arthur | TX | Jefferson | GEN4 | CT | OP | 78.2 | 72.4 | 84.2 | SMR2 | 10 | 2006 | NG |  | N | N | Y | Industrial CHP |  |  |  |  | N | [57 empty] | GAS | [39 empty] | 0.026496 | 0.0007702 | 9.4737
56305 | Eel River Power LLC | 50049 | Pacific Lumber | CA | Humboldt | GEN1 | ST | OP | 12.5 | 13 | 13 |  | 3 | 1988 | WDS |  | N | Y | Y | Industrial CHP |  |  |  |  | N | [57 empty] | OTHER SOLID | [39 empty] | 0.5034 | 0.030589 | 14.0078
56305 | Eel River Power LLC | 50049 | Pacific Lumber | CA | Humboldt | GEN2 | ST | OP | 12.5 | 13 | 13 |  | 3 | 1988 | WDS |  | N | Y | Y | Industrial CHP |  |  |  |  | N | [57 empty] | OTHER SOLID | [39 empty] | 0.5034 | 0.030589 | 14.0078
56305 | Eel River Power LLC | 50049 | Pacific Lumber | CA | Humboldt | GEN3 | ST | OP | 7.5 | 7.5 | 7.5 |  | 1 | 1938 | WDS |  | N | Y | N | Industrial CHP |  |  |  |  | N | [57 empty] | OTHER SOLID | [39 empty] | 0.5034 | 0.056337 | 15.1192
56306 | DeKalb County GA | 57013 | DeKalb County Green Energy Facility | GA | De Kalb | 1 | IC | OP | 1.6 | 1.6 | 1.6 |  | 10 | 2006 | LFG |  | N | Y | N | Commercial Non-CHP |  |  |  |  | N | [57 empty] | GAS | [39 empty] | 1.1659 | 0.0016829 | 10.4
56306 | DeKalb County GA | 57013 | DeKalb County Green Energy Facility | GA | De Kalb | 2 | IC | OP | 1.6 | 1.6 | 1.6 |  | 10 | 2006 | LFG |  | N | Y | N | Commercial Non-CHP |  |  |  |  | N | [57 empty] | GAS | [39 empty] | 1.1659 | 0.0016829 | 10.4
56310 | Boise White Paper LLC | 55044 | Boise Cascade Pulp & Paper Mill | AL | Clarke | STG1 | ST | OP | 18 | 17.8 | 17.8 |  | 6 | 1996 | NG | BLQ | N | N | Y | Industrial CHP |  |  |  |  | N | [57 empty] | GAS | [39 empty] | 0.39962 | 0.0015758 | 10.3331
56316 | Covanta WBH LLC | 50660 | Covanta WBH LLC | OK | Tulsa | GEN1 | ST | OP | 16.8 | 15.6 | 15.8 |  | 1 | 1989 | MSW |  | N | Y | Y | Industrial CHP | [62 empty] | OTHER SOLID | [39 empty] | 0 | 0 | 10.4
56317 | Standard Binghamton LLC | 55600 | Binghamton Cogen | NY | Broome | 1 | GT | OP | 47.7 | 42 | 47 |  | 6 | 1992 | NG | DFO | N | Y | Y | IPP CHP |  |  |  | 2012 | N | [57 empty] | GAS | NY | Binghamton Cogen Plant | 55600 | 1 | 2010 |  | ARP, CAIRNOX, CAIROS, CAIRSO2, RGGI | 197.62 | 12 | 6968.66 |  | 0.018 | 0.2132 | 3.609 | 4142.4 | 70230.1 | 2 |  | Broome | Cogeneration | 4931 | Elec & Other Services Combined | 42.1073 | -75.9283 | IPP Energy, LLC (Owner/Operator) Standard Binghamton LLC. (Owner/Operator) (Started Sep 23, 2010) | Phase 2 |  | Operating | Combined cycle | Pipeline Natural Gas | Diesel Oil |  | Steam Injection |  | 410 | 10.0673 | GAS | 47 | 2000 | 0.2132 | 0.000513 | 10.0673
56318 | SCE Engineers | 55885 | Montgomery County Oaks LFGE Plant | MD | Montgomery | CAT35 | IC | OP | 1.6 | 1.5 | 1.5 |  | 6 | 2009 | LFG |  | N | Y | N | IPP Non-CHP |  |  |  |  | N | [57 empty] | GAS | [39 empty] | 1.1659 | 0.0016829 | 10.4
56318 | SCE Engineers | 55885 | Montgomery County Oaks LFGE Plant | MD | Montgomery | GEJGC | IC | OP | 0.8 | 0.8 | 0.8 |  | 6 | 2009 | LFG |  | N | Y | N | IPP Non-CHP |  |  |  |  | N | [57 empty] | GAS | [39 empty] | 1.1659 | 0.0016829 | 10.4
56334 | WEHRAN Energy Corporation | 55778 | Brookhaven Facility | NY | Suffolk | BH2 | IC | OP | 1.3 | 1.2 | 1.2 |  | 1 | 1995 | LFG |  | N | Y | N | IPP Non-CHP |  |  |  |  | N | [57 empty] | GAS | [39 empty] | 1.1659 | 0.0016829 | 10.4
56336 | Milford Wind Corridor Phase I LLC | 57079 | Milford Wind Corridor I LLC | UT | Beaver | 1 | WT | OP | 203.5 | 203.5 | 203.5 |  | 9 | 2009 | WND |  | N | Y | N | IPP Non-CHP |  |  |  |  | N | [57 empty] | N/A | [39 empty] | 0 | 0 | 10.4
56337 | Vermont Wind LLC | 57080 | Sheffield Wind | VT | Caledonia | 1 | WT | OP | 40 | 40 | 40 |  | 10 | 2011 | WND |  | N | Y | N | IPP Non-CHP |  |  |  |  | N | [57 empty] | N/A | [39 empty] | 0 | 0 | 10.4
56338 | Kahuku Wind Power LLC | 57087 | Kahuku Wind Power LLC | HI | Honolulu | 1 | WT | OP | 30 | 30 | 30 |  | 3 | 2011 | WND |  | N | Y | N | IPP Non-CHP |  |  |  |  | N | [57 empty] | N/A | [39 empty] | 0 | 0 | 10.4
56344 | SeaWest Asset Management Services Inc | 57044 | Armenia Mountain Wind Farm | PA | Tioga | 1 | WT | OP | 100.5 | 100.5 | 100.5 |  | 12 | 2009 | WND |  | N | Y | N | IPP Non-CHP | [62 empty] | N/A | [39 empty] | 0 | 0 | 10.4
56351 | Denton Power LLC | 57071 | Denton Power LLC | TX | Denton | 1 | IC | OP | 1.6 | 1.6 | 1.6 |  | 12 | 2008 | LFG |  | N | Y | N | IPP Non-CHP | [62 empty] | GAS | [39 empty] | 1.1659 | 0.0016829 | 10.4
56352 | GenConn Devon LLC | 57070 | GenConn Devon LLC | CT | New Haven | 15 | GT | OP | 50 | 48.5 | 49.3 |  | 7 | 2010 | KER | NG | Y | Y | N | IPP Non-CHP | [62 empty] | LIQUID | [39 empty] | 0.0182 | 0.0017618 | 10.063
56352 | GenConn Devon LLC | 57070 | GenConn Devon LLC | CT | New Haven | 16 | GT | OP | 50 | 48.5 | 49.3 |  | 6 | 2010 | KER | NG | Y | Y | N | IPP Non-CHP | [62 empty] | LIQUID | [39 empty] | 0.0182 | 0.0017618 | 10.063
56352 | GenConn Devon LLC | 57070 | GenConn Devon LLC | CT | New Haven | 17 | GT | OP | 50 | 48.5 | 49.3 |  | 6 | 2010 | KER | NG | Y | Y | N | IPP Non-CHP | [62 empty] | LIQUID | [39 empty] | 0.0182 | 0.0017618 | 10.063
56352 | GenConn Devon LLC | 57070 | GenConn Devon LLC | CT | New Haven | 18 | GT | OP | 50 | 48.5 | 49.3 |  | 6 | 2010 | KER | NG | Y | Y | N | IPP Non-CHP | [62 empty] | LIQUID | [39 empty] | 0.0182 | 0.0017618 | 10.063
56353 | Twin Cities Hydro LLC | 57069 | Twin Cities Hydro LLC | MN | Ramsey | 1 | HY | OP | 4.5 | 4.5 | 4.5 |  | 10 | 1924 | WAT |  | N | Y | N | IPP Non-CHP | [62 empty] | N/A | [39 empty] | 0 | 0 | 10.4
56353 | Twin Cities Hydro LLC | 57069 | Twin Cities Hydro LLC | MN | Ramsey | 2 | HY | OP | 4.5 | 4.5 | 4.5 |  | 10 | 1924 | WAT |  | N | Y | N | IPP Non-CHP | [62 empty] | N/A | [39 empty] | 0 | 0 | 10.4
56353 | Twin Cities Hydro LLC | 57069 | Twin Cities Hydro LLC | MN | Ramsey | 3 | HY | OP | 4.5 | 4.5 | 4.5 |  | 10 | 1924 | WAT |  | N | Y | N | IPP Non-CHP | [62 empty] | N/A | [39 empty] | 0 | 0 | 10.4
56353 | Twin Cities Hydro LLC | 57069 | Twin Cities Hydro LLC | MN | Ramsey | 4 | HY | OP | 4.5 | 4.5 | 4.5 |  | 10 | 1924 | WAT |  | N | Y | N | IPP Non-CHP | [62 empty] | N/A | [39 empty] | 0 | 0 | 10.4
56354 | GenConn Middletown LLC | 57068 | GenConn Middletown LLC | CT | Middlesex | 12 | GT | OP | 50 | 48.5 | 49.2 |  | 6 | 2011 | KER | NG | Y | Y | N | IPP Non-CHP | [62 empty] | LIQUID | [39 empty] | 0.0182 | 0.0017618 | 10.063
56354 | GenConn Middletown LLC | 57068 | GenConn Middletown LLC | CT | Middlesex | 13 | GT | OP | 50 | 48.5 | 49.2 |  | 6 | 2011 | KER | NG | Y | Y | N | IPP Non-CHP | [62 empty] | LIQUID | [39 empty] | 0.0182 | 0.0017618 | 10.063
56354 | GenConn Middletown LLC | 57068 | GenConn Middletown LLC | CT | Middlesex | 14 | GT | OP | 50 | 48.5 | 49.2 |  | 6 | 2011 | KER | NG | Y | Y | N | IPP Non-CHP | [62 empty] | LIQUID | [39 empty] | 0.0182 | 0.0017618 | 10.063
56354 | GenConn Middletown LLC | 57068 | GenConn Middletown LLC | CT | Middlesex | 15 | GT | OP | 50 | 48.5 | 49.2 |  | 6 | 2011 | KER | NG | Y | Y | N | IPP Non-CHP | [62 empty] | LIQUID | [39 empty] | 0.0182 | 0.0017618 | 10.063
56355 | LES Project Holdings LLC | 52051 | I 95 Municipal Landfill Phase I | VA | Fairfax | UNT1 | IC | OP | 0.8 | 0.8 | 0.8 |  | 1 | 1992 | LFG |  | N | Y | N | IPP Non-CHP |  |  |  |  | N | [57 empty] | GAS | [39 empty] | 1.1659 | 0.0016829 | 10.4
56355 | LES Project Holdings LLC | 52051 | I 95 Municipal Landfill Phase I | VA | Fairfax | UNT2 | IC | OP | 0.8 | 0.8 | 0.8 |  | 1 | 1992 | LFG |  | N | Y | N | IPP Non-CHP |  |  |  |  | N | [57 empty] | GAS | [39 empty] | 1.1659 | 0.0016829 | 10.4
56355 | LES Project Holdings LLC | 52051 | I 95 Municipal Landfill Phase I | VA | Fairfax | UNT3 | IC | OP | 0.8 | 0.8 | 0.8 |  | 1 | 1992 | LFG |  | N | Y | N | IPP Non-CHP |  |  |  |  | N | [57 empty] | GAS | [39 empty] | 1.1659 | 0.0016829 | 10.4
56355 | LES Project Holdings LLC | 52051 | I 95 Municipal Landfill Phase I | VA | Fairfax | UNT4 | IC | OP | 0.8 | 0.8 | 0.8 |  | 1 | 1992 | LFG |  | N | Y | N | IPP Non-CHP |  |  |  |  | N | [57 empty] | GAS | [39 empty] | 1.1659 | 0.0016829 | 10.4
56355 | LES Project Holdings LLC | 54536 | Sumpter Energy Associates | MI | Wayne | 201 | IC | OP | 0.8 | 0.8 | 0.8 |  | 7 | 1998 | LFG |  | N | Y | N | IPP Non-CHP |  |  |  |  | N | [57 empty] | GAS | [39 empty] | 1.1659 | 0.0016829 | 10.4
56355 | LES Project Holdings LLC | 54536 | Sumpter Energy Associates | MI | Wayne | 202 | IC | OP | 0.8 | 0.8 | 0.8 |  | 7 | 1998 | LFG |  | N | Y | N | IPP Non-CHP |  |  |  |  | N | [57 empty] | GAS | [39 empty] | 1.1659 | 0.0016829 | 10.4
56355 | LES Project Holdings LLC | 54536 | Sumpter Energy Associates | MI | Wayne | 203 | IC | OP | 0.8 | 0.8 | 0.8 |  | 7 | 1998 | LFG |  | N | Y | N | IPP Non-CHP |  |  |  |  | N | [57 empty] | GAS | [39 empty] | 1.1659 | 0.0016829 | 10.4
56355 | LES Project Holdings LLC | 54536 | Sumpter Energy Associates | MI | Wayne | 204 | IC | OP | 0.8 | 0.8 | 0.8 |  | 7 | 1998 | LFG |  | N | Y | N | IPP Non-CHP |  |  |  |  | N | [57 empty] | GAS | [39 empty] | 1.1659 | 0.0016829 | 10.4
56355 | LES Project Holdings LLC | 54536 | Sumpter Energy Associates | MI | Wayne | 205 | IC | OP | 0.8 | 0.8 | 0.8 |  | 7 | 1998 | LFG |  | N | Y | N | IPP Non-CHP |  |  |  |  | N | [57 empty] | GAS | [39 empty] | 1.1659 | 0.0016829 | 10.4
56355 | LES Project Holdings LLC | 54536 | Sumpter Energy Associates | MI | Wayne | 386 | IC | OP | 0.8 | 0.8 | 0.8 |  | 7 | 1992 | LFG |  | N | Y | N | IPP Non-CHP |  |  |  |  | N | [57 empty] | GAS | [39 empty] | 1.1659 | 0.0016829 | 10.4
56355 | LES Project Holdings LLC | 54536 | Sumpter Energy Associates | MI | Wayne | 388 | IC | OP | 0.8 | 0.8 | 0.8 |  | 7 | 1992 | LFG |  | N | Y | N | IPP Non-CHP |  |  |  |  | N | [57 empty] | GAS | [39 empty] | 1.1659 | 0.0016829 | 10.4
56355 | LES Project Holdings LLC | 54536 | Sumpter Energy Associates | MI | Wayne | 389 | IC | OP | 0.8 | 0.8 | 0.8 |  | 7 | 1992 | LFG |  | N | Y | N | IPP Non-CHP |  |  |  |  | N | [57 empty] | GAS | [39 empty] | 1.1659 | 0.0016829 | 10.4
56355 | LES Project Holdings LLC | 54536 | Sumpter Energy Associates | MI | Wayne | 392 | IC | OP | 0.8 | 0.8 | 0.8 |  | 7 | 1992 | LFG |  | N | Y | N | IPP Non-CHP |  |  |  |  | N | [57 empty] | GAS | [39 empty] | 1.1659 | 0.0016829 | 10.4
56355 | LES Project Holdings LLC | 54536 | Sumpter Energy Associates | MI | Wayne | 435 | IC | OP | 0.8 | 0.8 | 0.8 |  | 7 | 1992 | LFG |  | N | Y | N | IPP Non-CHP |  |  |  |  | N | [57 empty] | GAS | [39 empty] | 1.1659 | 0.0016829 | 10.4
56355 | LES Project Holdings LLC | 54536 | Sumpter Energy Associates | MI | Wayne | 437 | IC | OP | 0.8 | 0.8 | 0.8 |  | 7 | 1992 | LFG |  | N | Y | N | IPP Non-CHP |  |  |  |  | N | [57 empty] | GAS | [39 empty] | 1.1659 | 0.0016829 | 10.4
56355 | LES Project Holdings LLC | 54536 | Sumpter Energy Associates | MI | Wayne | 440 | IC | OP | 0.8 | 0.8 | 0.8 |  | 7 | 1992 | LFG |  | N | Y | N | IPP Non-CHP |  |  |  |  | N | [57 empty] | GAS | [39 empty] | 1.1659 | 0.0016829 | 10.4
56355 | LES Project Holdings LLC | 54536 | Sumpter Energy Associates | MI | Wayne | 447 | IC | OP | 0.8 | 0.8 | 0.8 |  | 7 | 1992 | LFG |  | N | Y | N | IPP Non-CHP |  |  |  |  | N | [57 empty] | GAS | [39 empty] | 1.1659 | 0.0016829 | 10.4
56355 | LES Project Holdings LLC | 54536 | Sumpter Energy Associates | MI | Wayne | 464 | IC | OP | 0.8 | 0.8 | 0.8 |  | 7 | 1992 | LFG |  | N | Y | N | IPP Non-CHP |  |  |  |  | N | [57 empty] | GAS | [39 empty] | 1.1659 | 0.0016829 | 10.4
56355 | LES Project Holdings LLC | 54536 | Sumpter Energy Associates | MI | Wayne | 467 | IC | OP | 0.8 | 0.8 | 0.8 |  | 7 | 1992 | LFG |  | N | Y | N | IPP Non-CHP |  |  |  |  | N | [57 empty] | GAS | [39 empty] | 1.1659 | 0.0016829 | 10.4
56355 | LES Project Holdings LLC | 54723 | I 95 Landfill Phase II | VA | Fairfax | UNT1 | IC | OP | 0.8 | 0.8 | 0.8 |  | 3 | 1993 | LFG |  | N | Y | N | IPP Non-CHP |  |  |  |  | N | [57 empty] | GAS | [39 empty] | 1.1659 | 0.0016829 | 10.4
56355 | LES Project Holdings LLC | 54723 | I 95 Landfill Phase II | VA | Fairfax | UNT2 | IC | OP | 0.8 | 0.8 | 0.8 |  | 3 | 1993 | LFG |  | N | Y | N | IPP Non-CHP |  |  |  |  | N | [57 empty] | GAS | [39 empty] | 1.1659 | 0.0016829 | 10.4
56355 | LES Project Holdings LLC | 54723 | I 95 Landfill Phase II | VA | Fairfax | UNT3 | IC | OP | 0.8 | 0.8 | 0.8 |  | 3 | 1993 | LFG |  | N | Y | N | IPP Non-CHP |  |  |  |  | N | [57 empty] | GAS | [39 empty] | 1.1659 | 0.0016829 | 10.4
56355 | LES Project Holdings LLC | 54723 | I 95 Landfill Phase II | VA | Fairfax | UNT4 | IC | OP | 0.8 | 0.8 | 0.8 |  | 3 | 1993 | LFG |  | N | Y | N | IPP Non-CHP |  |  |  |  | N | [57 empty] | GAS | [39 empty] | 1.1659 | 0.0016829 | 10.4
56355 | LES Project Holdings LLC | 54903 | Adrian Energy Associates LLC | MI | Lenawee | UNT1 | IC | OP | 0.8 | 0.8 | 0.8 |  | 12 | 1994 | LFG |  | N | Y | N | IPP Non-CHP |  |  |  |  | N | [57 empty] | GAS | [39 empty] | 1.1659 | 0.0016829 | 10.4
56355 | LES Project Holdings LLC | 54903 | Adrian Energy Associates LLC | MI | Lenawee | UNT2 | IC | OP | 0.8 | 0.8 | 0.8 |  | 12 | 1994 | LFG |  | N | Y | N | IPP Non-CHP |  |  |  |  | N | [57 empty] | GAS | [39 empty] | 1.1659 | 0.0016829 | 10.4
56355 | LES Project Holdings LLC | 54903 | Adrian Energy Associates LLC | MI | Lenawee | UNT3 | IC | OP | 0.8 | 0.8 | 0.8 |  | 12 | 1994 | LFG |  | N | Y | N | IPP Non-CHP |  |  |  |  | N | [57 empty] | GAS | [39 empty] | 1.1659 | 0.0016829 | 10.4
56355 | LES Project Holdings LLC | 54980 | Ocean County Landfill | NJ | Ocean | UNT1 | IC | OP | 0.8 | 0.8 | 0.8 |  | 2 | 1997 | LFG |  | N | Y | N | IPP Non-CHP |  |  |  |  | N | [57 empty] | GAS | [39 empty] | 1.1659 | 0.0016829 | 10.4
56355 | LES Project Holdings LLC | 54980 | Ocean County Landfill | NJ | Ocean | UNT2 | IC | OP | 0.8 | 0.8 | 0.8 |  | 2 | 1997 | LFG |  | N | Y | N | IPP Non-CHP |  |  |  |  | N | [57 empty] | GAS | [39 empty] | 1.1659 | 0.0016829 | 10.4
56355 | LES Project Holdings LLC | 54980 | Ocean County Landfill | NJ | Ocean | UNT3 | IC | OP | 0.8 | 0.8 | 0.8 |  | 2 | 1997 | LFG |  | N | Y | N | IPP Non-CHP |  |  |  |  | N | [57 empty] | GAS | [39 empty] | 1.1659 | 0.0016829 | 10.4
56355 | LES Project Holdings LLC | 54980 | Ocean County Landfill | NJ | Ocean | UNT4 | IC | OP | 0.8 | 0.8 | 0.8 |  | 2 | 1997 | LFG |  | N | Y | N | IPP Non-CHP |  |  |  |  | N | [57 empty] | GAS | [39 empty] | 1.1659 | 0.0016829 | 10.4
56355 | LES Project Holdings LLC | 54980 | Ocean County Landfill | NJ | Ocean | UNT5 | IC | OP | 0.8 | 0.8 | 0.8 |  | 2 | 1997 | LFG |  | N | Y | N | IPP Non-CHP |  |  |  |  | N | [57 empty] | GAS | [39 empty] | 1.1659 | 0.0016829 | 10.4
56355 | LES Project Holdings LLC | 54980 | Ocean County Landfill | NJ | Ocean | UNT6 | IC | OP | 0.8 | 0.8 | 0.8 |  | 2 | 1997 | LFG |  | N | Y | N | IPP Non-CHP |  |  |  |  | N | [57 empty] | GAS | [39 empty] | 1.1659 | 0.0016829 | 10.4
56355 | LES Project Holdings LLC | 54989 | Pine Tree Acres | MI | Macomb | GEN1 | IC | OP | 0.8 | 0.8 | 0.8 |  | 6 | 1998 | LFG |  | N | Y | N | IPP Non-CHP |  |  |  |  | N | [57 empty] | GAS | [39 empty] | 1.1659 | 0.0016829 | 10.4
56355 | LES Project Holdings LLC | 54989 | Pine Tree Acres | MI | Macomb | GEN2 | IC | OP | 0.8 | 0.8 | 0.8 |  | 6 | 1998 | LFG |  | N | Y | N | IPP Non-CHP |  |  |  |  | N | [57 empty] | GAS | [39 empty] | 1.1659 | 0.0016829 | 10.4
56355 | LES Project Holdings LLC | 54989 | Pine Tree Acres | MI | Macomb | GEN3 | IC | OP | 0.8 | 0.8 | 0.8 |  | 6 | 1998 | LFG |  | N | Y | N | IPP Non-CHP |  |  |  |  | N | [57 empty] | GAS | [39 empty] | 1.1659 | 0.0016829 | 10.4
56355 | LES Project Holdings LLC | 54989 | Pine Tree Acres | MI | Macomb | GEN4 | IC | OP | 0.8 | 0.8 | 0.8 |  | 6 | 1998 | LFG |  | N | Y | N | IPP Non-CHP |  |  |  |  | N | [57 empty] | GAS | [39 empty] | 1.1659 | 0.0016829 | 10.4
56355 | LES Project Holdings LLC | 54989 | Pine Tree Acres | MI | Macomb | GEN5 | IC | OP | 0.8 | 0.8 | 0.8 |  | 6 | 1998 | LFG |  | N | Y | N | IPP Non-CHP |  |  |  |  | N | [57 empty] | GAS | [39 empty] | 1.1659 | 0.0016829 | 10.4
56355 | LES Project Holdings LLC | 54989 | Pine Tree Acres | MI | Macomb | GEN6 | IC | OP | 0.8 | 0.8 | 0.8 |  | 12 | 2003 | LFG |  | N | Y | N | IPP Non-CHP |  |  |  |  | N | [57 empty] | GAS | [39 empty] | 1.1659 | 0.0016829 | 10.4
56355 | LES Project Holdings LLC | 54989 | Pine Tree Acres | MI | Macomb | GEN7 | IC | OP | 0.8 | 0.8 | 0.8 |  | 12 | 2003 | LFG |  | N | Y | N | IPP Non-CHP |  |  |  |  | N | [57 empty] | GAS | [39 empty] | 1.1659 | 0.0016829 | 10.4
56355 | LES Project Holdings LLC | 54989 | Pine Tree Acres | MI | Macomb | GEN8 | IC | OP | 1.6 | 1.6 | 1.6 |  | 9 | 2010 | LFG |  | N | Y | N | IPP Non-CHP |  |  |  |  | N | [57 empty] | GAS | [39 empty] | 1.1659 | 0.0016829 | 10.4
56355 | LES Project Holdings LLC | 54989 | Pine Tree Acres | MI | Macomb | GEN9 | IC | OP | 1.6 | 1.6 | 1.6 |  | 9 | 2010 | LFG |  | N | Y | N | IPP Non-CHP |  |  |  |  | N | [57 empty] | GAS | [39 empty] | 1.1659 | 0.0016829 | 10.4
56355 | LES Project Holdings LLC | 56554 | Salt Lake Energy Systems | UT | Salt Lake | Unit1 | IC | OP | 0.8 | 0.8 | 0.8 |  | 6 | 2006 | LFG |  | N | Y | N | IPP Non-CHP |  |  |  |  | N | [57 empty] | GAS | [39 empty] | 1.1659 | 0.0016829 | 10.4
56355 | LES Project Holdings LLC | 56554 | Salt Lake Energy Systems | UT | Salt Lake | Unit2 | IC | OP | 0.8 | 0.8 | 0.8 |  | 6 | 2006 | LFG |  | N | Y | N | IPP Non-CHP | [62 empty] | GAS | [39 empty] | 1.1659 | 0.0016829 | 10.4
56355 | LES Project Holdings LLC | 56554 | Salt Lake Energy Systems | UT | Salt Lake | Unit3 | IC | OP | 1.6 | 1.5 | 1.5 |  | 6 | 2006 | LFG |  | N | Y | N | IPP Non-CHP | [62 empty] | GAS | [39 empty] | 1.1659 | 0.0016829 | 10.4
56355 | LES Project Holdings LLC | 57123 | Trail Ridge Landfill Gas Recovery | FL | DUVAL | 1 | IC | OP | 1.6 | 1.5 | 1.5 |  | 12 | 2008 | LFG |  | N | Y | N | IPP Non-CHP |  |  |  |  | N | [57 empty] | GAS | [39 empty] | 1.1659 | 0.0016829 | 10.4
56355 | LES Project Holdings LLC | 57123 | Trail Ridge Landfill Gas Recovery | FL | DUVAL | 2 | IC | OP | 1.6 | 1.5 | 1.5 |  | 12 | 2008 | LFG |  | N | Y | N | IPP Non-CHP |  |  |  |  | N | [57 empty] | GAS | [39 empty] | 1.1659 | 0.0016829 | 10.4
56355 | LES Project Holdings LLC | 57123 | Trail Ridge Landfill Gas Recovery | FL | DUVAL | 3 | IC | OP | 1.6 | 1.5 | 1.5 |  | 12 | 2008 | LFG |  | N | Y | N | IPP Non-CHP |  |  |  |  | N | [57 empty] | GAS | [39 empty] | 1.1659 | 0.0016829 | 10.4
56355 | LES Project Holdings LLC | 57123 | Trail Ridge Landfill Gas Recovery | FL | DUVAL | 4 | IC | OP | 1.6 | 1.5 | 1.5 |  | 12 | 2008 | LFG |  | N | Y | N | IPP Non-CHP |  |  |  |  | N |  | N | [55 empty] | GAS | [39 empty] | 1.1659 | 0.0016829 | 10.4
56355 | LES Project Holdings LLC | 57123 | Trail Ridge Landfill Gas Recovery | FL | DUVAL | 5 | IC | OP | 1.6 | 1.5 | 1.5 |  | 12 | 2008 | LFG |  | N | Y | N | IPP Non-CHP |  |  |  |  | N | [57 empty] | GAS | [39 empty] | 1.1659 | 0.0016829 | 10.4
56355 | LES Project Holdings LLC | 57123 | Trail Ridge Landfill Gas Recovery | FL | DUVAL | 6 | IC | OP | 1.6 | 1.5 | 1.5 |  | 12 | 2008 | LFG |  | N | Y | N | IPP Non-CHP |  |  |  |  | N | [57 empty] | GAS | [39 empty] | 1.1659 | 0.0016829 | 10.4
56358 | CAMS NM LLC | 56458 | Hobbs Generating Station | NM | Lea | GT1 | CT | OP | 185 | 159.1 | 173.9 |  | 9 | 2008 | NG |  | N | Y | N | IPP Non-CHP | [62 empty] | GAS | NM | Hobbs Generating Station | 56458 | HOBB1 | 2010 |  | ARP | 7055.94 | 12 | 1562025.59 |  | 3.46 | 0.0065 | 33.495 | 685442.365 | 11533913.05 | 6 | Southwest Power Pool | Lea | Electric Utility |  |  | 32.7282 | -103.3095 | Lea Power Partners, LLC (Owner) CAMS, LLC (Operator) | Phase 2 |  | Operating | Combined cycle | Pipeline Natural Gas |  |  | Dry Low NOx Burners Selective Catalytic Reduction |  | 2240 | 7.3273 | GAS | 284 | 183.4388 | 0.0065 | 0.0006 | 7.3273
56358 | CAMS NM LLC | 56458 | Hobbs Generating Station | NM | Lea | GT2 | CT | OP | 185 | 159.1 | 173.9 |  | 9 | 2008 | NG |  | N | Y | N | IPP Non-CHP | [62 empty] | GAS | NM | Hobbs Generating Station | 56458 | HOBB2 | 2010 |  | ARP | 6800.99 | 12 | 1418517.89 |  | 3.323 | 0.0071 | 33.788 | 658335.922 | 11077774.19 | 6 | Southwest Power Pool | Lea | Electric Utility |  |  | 32.7282 | -103.3095 | Lea Power Partners, LLC (Owner) CAMS, LLC (Operator) | Phase 2 |  | Operating | Combined cycle | Pipeline Natural Gas |  |  | Dry Low NOx Burners Selective Catalytic Reduction |  | 2240 | 7.2754 | GAS | 317 | 88.5566 | 0.0071 | 0.0006 | 7.2754
56358 | CAMS NM LLC | 56458 | Hobbs Generating Station | NM | Lea | ST3 | CA | OP | 330 | 207.8 | 212.2 |  | 9 | 2008 | NG |  | N | Y | N | IPP Non-CHP | [62 empty] | GAS | [39 empty] | 0 | 0 | 10.4
56364 | United States Steel Granite City Works | 57072 | Granite City Works | IL | Madison | G-1 | ST | OP | 78 | 78 | 78 |  | 6 | 2010 | BFG | PUR | N | Y | Y | Industrial CHP |  |  |  |  | N | [57 empty] | GAS | [39 empty] | 0.022065 | 0.0019484 | 10.4
56365 | NaturEner Glacier Wind Energy 1 LLC | 57049 | NaturEner Glacier Wind Energy 1 | MT | Toole | NGW1 | WT | OP | 106.5 | 104.2 | 104.2 |  | 10 | 2008 | WND |  | N | Y | N | IPP Non-CHP | [62 empty] | N/A | [39 empty] | 0 | 0 | 10.4
56366 | NaturEner Glacier Wind Energy 2 LLC | 57050 | NaturEner Glacier Wind Energy 2 | MT | Toole | NGW2 | WT | OP | 103.5 | 100 | 100 |  | 11 | 2009 | WND |  | N | Y | N | IPP Non-CHP |  |  |  |  | N | [57 empty] | N/A | [39 empty] | 0 | 0 | 10.4
56367 | Columbus Water Works | 57076 | South Columbus Water Resource Facility | GA | Muscogee | GEN1 | IC | OP | 1.8 | 1.8 | 1.8 |  | 7 | 2010 | OBG | NG | Y | N | Y | Commercial CHP |  |  |  |  | N | [57 empty] | GAS | [39 empty] | 1.1659 | 0.0016829 | 10.4
56367 | Columbus Water Works | 57076 | South Columbus Water Resource Facility | GA | Muscogee | GEN2 | IC | OP | 1.8 | 1.8 | 1.8 |  | 7 | 2010 | OBG | NG | Y | N | Y | Commercial CHP |  |  |  |  | N | [57 empty] | GAS | [39 empty] | 1.1659 | 0.0016829 | 10.4
56369 | Truckee Meadows Water Authority | 6513 | Fleish | NV | Washoe | 1 | HY | OP | 2 | 2.5 | 2.2 |  | 1 | 1914 | WAT |  | N | Y | N | IPP Non-CHP | [62 empty] | N/A | [39 empty] | 0 | 0 | 10.4
56369 | Truckee Meadows Water Authority | 6531 | Verdi | NV | WASHOE | 1 | HY | OP | 2.4 | 2.1 | 2.1 |  | 1 | 1911 | WAT |  | N | Y | N | Electric Utility | [62 empty] | N/A | [39 empty] | 0 | 0 | 10.4
56369 | Truckee Meadows Water Authority | 6532 | Washoe | NV | Washoe | 1 | HY | OP | 1.3 | 0.9 | 0.7 |  | 1 | 1904 | WAT |  | N | Y | N | IPP Non-CHP | [62 empty] | N/A | [39 empty] | 0 | 0 | 10.4
56369 | Truckee Meadows Water Authority | 6532 | Washoe | NV | Washoe | 2 | HY | OP | 1.3 | 0.9 | 0.7 |  | 1 | 1904 | WAT |  | N | Y | N | IPP Non-CHP | [62 empty] | N/A | [39 empty] | 0 | 0 | 10.4
56372 | Stillwater Hydro Associates LLC | 54395 | Stillwater Hydro Electric Project | NY | Saratoga | 1 | HY | OP | 1.7 | 1.7 | 1.7 |  | 4 | 1993 | WAT |  | N | N | N | IPP Non-CHP | [62 empty] | N/A | [39 empty] | 0 | 0 | 10.4
56372 | Stillwater Hydro Associates LLC | 54395 | Stillwater Hydro Electric Project | NY | Saratoga | 2 | HY | OP | 1.7 | 1.7 | 1.7 |  | 4 | 1993 | WAT |  | N | N | N | IPP Non-CHP | [62 empty] | N/A | [39 empty] | 0 | 0 | 10.4
56375 | Graphic Packaging International Inc | 54561 | Jefferson Smurfit Santa Clara Mill | CA | SANTA CLARA | GT-G | CT | OP | 24 | 23 | 24 |  | 12 | 1985 | NG |  | N | Y | Y | IPP CHP |  |  |  |  | N | [57 empty] | GAS | [39 empty] | 0.10549 | 0.0010521 | 13.0348
56375 | Graphic Packaging International Inc | 54561 | Jefferson Smurfit Santa Clara Mill | CA | SANTA CLARA | ST-G | CA | OP | 3 | 3 | 3 |  | 2 | 1986 | NG |  | N | Y | Y | IPP CHP |  |  |  |  | N | [57 empty] | GAS | [39 empty] | 0 | 0 | 10.4
56377 | Duke Energy DEGS Silver Sage Wndpwr LLC | 57091 | Silver Sage Windpower | WY | Laramie | SSW01 | WT | OP | 42 | 42 | 42 |  | 10 | 2009 | WND |  | N | Y | N | IPP Non-CHP |  |  |  |  | N |  |  | N | [54 empty] | N/A | [39 empty] | 0 | 0 | 10.4
56378 | Duke Energy DEGS Campbell Hill | 57090 | Campbell Hill Windpower | WY | Converse | CHWF | WT | OP | 99 | 99 | 99 |  | 12 | 2009 | WND |  | N | Y | N | IPP Non-CHP |  |  |  |  | N | [57 empty] | N/A | [39 empty] | 0 | 0 | 10.4
56380 | GIM Channelview Cogeneration LLC | 55187 | Channelview Cogeneration Plant | TX | Harris | GT1 | CT | OP | 192.1 | 163 | 184 |  | 6 | 2002 | NG |  | N | Y | Y | IPP CHP |  |  |  |  | N | [57 empty] | GAS | TX | Channelview Cogeneration Facility | 55187 | CHV1 | 2010 |  | ARP, CAIRNOX, CAIRSO2 | 8365.8 | 12 | 2153690.33 |  | 4.394 | 0.0108 | 78.829 | 870463.847 | 14647223.65 | 6 |  | Harris | Electric Utility | 4911 | Electric Services | 29.8356 | -95.1242 | GIM Channelview Cogeneration, LLC (Owner/Operator) | Phase 2 |  | Operating | Combined cycle | Pipeline Natural Gas |  |  | Selective Catalytic Reduction |  | 2707 | 6.7977 | GAS | 319 | 133.1522 | 0.0108 | 0.0006 | 9.5462
56380 | GIM Channelview Cogeneration LLC | 55187 | Channelview Cogeneration Plant | TX | Harris | GT2 | CT | OP | 192.1 | 163 | 184 |  | 6 | 2002 | NG |  | N | Y | Y | IPP CHP |  |  |  |  | N | [57 empty] | GAS | TX | Channelview Cogeneration Facility | 55187 | CHV2 | 2010 |  | ARP, CAIRNOX, CAIRSO2 | 8020.19 | 12 | 2084053.03 |  | 4.273 | 0.011 | 77.165 | 846400.132 | 14242384.22 | 6 |  | Harris | Electric Utility | 4911 | Electric Services | 29.8356 | -95.1242 | GIM Channelview Cogeneration, LLC (Owner/Operator) | Phase 2 |  | Operating | Combined cycle | Pipeline Natural Gas |  |  | Selective Catalytic Reduction |  | 2707 | 6.8315 | GAS | 312 | 152.1739 | 0.011 | 0.0006 | 9.5462
56380 | GIM Channelview Cogeneration LLC | 55187 | Channelview Cogeneration Plant | TX | Harris | GT3 | CT | OP | 192.1 | 163 | 184 |  | 6 | 2002 | NG |  | N | Y | Y | IPP CHP |  |  |  |  | N | [57 empty] | GAS | TX | Channelview Cogeneration Facility | 55187 | CHV3 | 2010 |  | ARP, CAIRNOX, CAIRSO2 | 7553.02 | 12 | 1909737.49 |  | 3.973 | 0.0109 | 70.963 | 786919.062 | 13241358.21 | 6 |  | Harris | Electric Utility | 4911 | Electric Services | 29.8356 | -95.1242 | GIM Channelview Cogeneration, LLC (Owner/Operator) | Phase 2 |  | Operating | Combined cycle | Pipeline Natural Gas |  |  | Selective Catalytic Reduction |  | 2707 | 6.9266 | GAS | 307 | 165.7609 | 0.0109 | 0.0006 | 9.5462
56380 | GIM Channelview Cogeneration LLC | 55187 | Channelview Cogeneration Plant | TX | Harris | GT4 | CT | OP | 192.1 | 163 | 184 |  | 8 | 2001 | NG |  | N | Y | Y | IPP CHP |  |  |  |  | N | [57 empty] | GAS | TX | Channelview Cogeneration Facility | 55187 | CHV4 | 2010 |  | ARP, CAIRNOX, CAIRSO2 | 8280.7 | 12 | 2171086.36 |  | 4.41 | 0.0109 | 78.785 | 873644.284 | 14700791 | 6 |  | Harris | Electric Utility | 4911 | Electric Services | 29.8356 | -95.1242 | GIM Channelview Cogeneration, LLC (Owner/Operator) | Phase 2 |  | Operating | Combined cycle | Pipeline Natural Gas |  |  | Selective Catalytic Reduction |  | 2707 | 6.7677 | GAS | 313 | 149.4565 | 0.0109 | 0.0006 | 9.5949
56380 | GIM Channelview Cogeneration LLC | 55187 | Channelview Cogeneration Plant | TX | Harris | ST1 | CA | OP | 149.9 | 127 | 127 |  | 6 | 2002 | NG |  | N | Y | Y | IPP CHP |  |  |  |  | N | [57 empty] | GAS | [39 empty] | 0 | 0 | 10.4
56385 | Duke Energy DEGS North Allegheny | 56651 | North Allegheny Windpower Project | PA | Blair | 1 | WT | OP | 70 | 70 | 70 |  | 9 | 2009 | WND |  | N | Y | N | IPP Non-CHP | [62 empty] | N/A | [39 empty] | 0 | 0 | 10.4
56386 | NAEA Rock Springs LLC | 7835 | NAEA Rock Springs LLC | MD | Cecil | 1 | GT | OP | 198.9 | 161.7 | 180.6 |  | 6 | 2003 | NG |  | N | Y | N | IPP Non-CHP |  |  |  |  | N | [57 empty] | GAS | MD | Rock Springs Generating Facility | 7835 | 1 | 2010 |  | ARP, CAIRNOX, CAIROS, CAIRSO2, RGGI | 613.12 | 12 | 93913.64 |  | 0.295 | 0.037 | 13.298 | 58372.118 | 982238.298 | 3 |  | Cecil | Electric Utility |  |  | 39.7183 | -76.1606 | Old Dominion Electric Cooperative (Owner) North American Energy Alliance (Owner/Operator) | Phase 2 |  | Operating | Combustion turbine | Pipeline Natural Gas |  |  | Dry Low NOx Burners |  | 2000 | 10.3951 | GAS | 190 | 1973.9756 | 0.037 | 0.000601 | 10.3951
56386 | NAEA Rock Springs LLC | 7835 | NAEA Rock Springs LLC | MD | Cecil | 2 | GT | OP | 175.9 | 160.3 | 178.4 |  | 6 | 2003 | NG |  | N | Y | N | IPP Non-CHP | [62 empty] | GAS | MD | Rock Springs Generating Facility | 7835 | 2 | 2010 |  | ARP, CAIRNOX, CAIROS, CAIRSO2, RGGI | 616.13 | 12 | 95103.51 |  | 0.298 | 0.0404 | 15.517 | 59046.634 | 993566.327 | 3 |  | Cecil | Electric Utility |  |  | 39.7183 | -76.1606 | Old Dominion Electric Cooperative (Owner) North American Energy Alliance (Owner/Operator) | Phase 2 |  | Operating | Combustion turbine | Pipeline Natural Gas |  |  | Dry Low NOx Burners |  | 2000 | 10.397 | GAS | 182 | 1989.9103 | 0.0404 | 0.0006 | 10.397
56386 | NAEA Rock Springs LLC | 7835 | NAEA Rock Springs LLC | MD | Cecil | 3 | GT | OP | 198.9 | 166.9 | 189.1 |  | 6 | 2003 | NG |  | N | Y | N | IPP Non-CHP |  |  |  |  | N | [57 empty] | GAS | MD | Rock Springs Generating Facility | 7835 | 3 | 2010 |  | ARP, CAIRNOX, CAIROS, CAIRSO2, RGGI | 863.4 | 12 | 133477.67 |  | 0.421 | 0.0425 | 21.978 | 83459.059 | 1404372.178 | 3 |  | Cecil | Electric Utility |  |  | 39.7183 | -76.1606 | North American Energy Alliance (Owner/Operator) | Phase 2 |  | Operating | Combustion turbine | Pipeline Natural Gas |  |  | Dry Low NOx Burners |  | 2000 | 10.4783 | GAS | 189 | 1999.7354 | 0.0425 | 0.0006 | 10.4783
56386 | NAEA Rock Springs LLC | 7835 | NAEA Rock Springs LLC | MD | Cecil | 4 | GT | OP | 198.9 | 164.9 | 188.3 |  | 6 | 2003 | NG |  | N | Y | N | IPP Non-CHP | [62 empty] | GAS | MD | Rock Springs Generating Facility | 7835 | 4 | 2010 |  | ARP, CAIRNOX, CAIROS, CAIRSO2, RGGI | 953.82 | 12 | 149146.22 |  | 0.471 | 0.041 | 24.387 | 93229.96 | 1568779.644 | 3 |  | Cecil | Electric Utility |  |  | 39.7183 | -76.1606 | North American Energy Alliance (Owner/Operator) | Phase 2 |  | Operating | Combustion turbine | Pipeline Natural Gas |  |  | Dry Low NOx Burners |  | 2000 | 10.4769 | GAS | 188 | 1999.2021 | 0.041 | 0.0006 | 10.4769
56389 | Doyon Utilities | 50308 | Utility Plants Section | AK | Fairbanks North Star | GEN1 | ST | OP | 5 | 24 | 17.3 | F401 | 1 | 1955 | SUB |  | N | Y | Y | Commercial CHP |  |  |  |  | N |  |  | Y | [54 empty] | COAL | [39 empty] | 0.9228 | 0.5081 | 14.3576
56389 | Doyon Utilities | 50308 | Utility Plants Section | AK | Fairbanks North Star | GEN3 | ST | OP | 5 |  |  | F401 | 1 | 1955 | SUB |  | N | Y | Y | Commercial CHP |  |  |  |  | N | N |  | Y | [54 empty] | COAL | [39 empty] | 0.9228 | 0.5081 | 14.3576
56389 | Doyon Utilities | 50308 | Utility Plants Section | AK | Fairbanks North Star | GEN4 | ST | OP | 5 |  |  | F401 | 1 | 1955 | SUB |  | N | Y | Y | Commercial CHP |  |  |  |  | N | N |  | Y | [54 empty] | COAL | [39 empty] | 0.9228 | 0.5081 | 14.3576
56389 | Doyon Utilities | 50308 | Utility Plants Section | AK | Fairbanks North Star | GEN5 | ST | OP | 5 |  |  | F401 | 1 | 1989 | SUB |  | N | Y | Y | Commercial CHP |  |  |  |  | N |  |  | Y | [54 empty] | COAL | [39 empty] | 0.9228 | 0.34686 | 13.4181
56392 | Chalmette Refining LLC | 50626 | Chalmette Refining LLC | LA | St Bernard | GEN1 | OT | OP | 5.7 | 1.2 | 1.5 |  | 3 | 1990 | OTH |  | N | N | N | Industrial Non-CHP |  |  |  |  | N |  | N | [55 empty] | N/A | [39 empty] | 0 | 0 | 10.4
56394 | Chevron USA | 57093 | Casper Wind Farm | WY | Natrona | CWGT | WT | OP | 17 | 17 | 17 |  | 12 | 2009 | WND |  | N | Y | N | IPP Non-CHP |  |  |  |  | N | [57 empty] | N/A | [39 empty] | 0 | 0 | 10.4
56395 | J&A-Whittier LLC | 57102 | Whittier LFG Power Plant #1 | CA | Los Angeles | EN01 | IC | OP | 1.1 | 1 | 1 |  | 12 | 2006 | LFG |  | N | N | Y | IPP CHP | [62 empty] | GAS | [39 empty] | 1.1659 | 0.0016829 | 10.4
56395 | J&A-Whittier LLC | 57102 | Whittier LFG Power Plant #1 | CA | Los Angeles | EN02 | IC | OP | 1.1 | 1 | 1 |  | 4 | 2010 | LFG |  | N | N | N | IPP CHP | [62 empty] | GAS | [39 empty] | 1.1659 | 0.0016829 | 10.4
56396 | J&A-Santa Maria LLC | 57100 | Santa Maria LFG Power Plant | CA | Santa Barbara | EN01 | IC | OP | 1.1 | 1 | 1 |  | 1 | 2008 | LFG |  | N | N | Y | IPP CHP |  |  |  |  | N | [57 empty] | GAS | [39 empty] | 1.1659 | 0.0016829 | 10.4
56397 | J&A-Santa Maria II LLC | 57101 | J&A-Santa Maria II LLC | CA | Santa Barbara | 1 | IC | OP | 1.4 | 1.4 | 1.4 |  | 9 | 2010 | LFG |  | N | N | Y | IPP CHP |  |  |  |  | N | [57 empty] | GAS | [39 empty] | 1.1659 | 0.0016829 | 10.4
56400 | Simpson Tacoma Kraft Co LLC | 57099 | Simpson Tacoma Kraft Biomass | WA | Pierce | STG1 | ST | OP | 64 | 55 | 55 |  | 7 | 2009 | BLQ | WDS | N | Y | Y | Industrial CHP |  |  |  |  | N | [57 empty] | LIQUID | [39 empty] | 0.1517 | 0.049001 | 10.4
56401 | NAEA Energy Massachusetts LLC | 1642 | NAEA Energy Massachusetts LLC | MA | Hampden | 3 | ST | OP | 113.6 | 101.2 | 100.1 |  | 1 | 1957 | RFO | NG | Y | Y | N | IPP Non-CHP | [62 empty] | LIQUID | MA | West Springfield | 1642 | 3 | 2010 |  | ARP, CAIROS, RGGI | 2069 | 12 | 63793.75 |  | 53.526 | 0.0974 | 38.629 | 49437.975 | 798248.35 | 1 | Northeast Power Coordinating Council | Hampden | Electric Utility | 4911 | Electric Services | 42.0956 | -72.5958 | NAEA Energy Massachusetts, LLC (Owner/Operator) | Phase 2 |  | Operating | Tangentially-fired | Residual Oil | Pipeline Natural Gas |  |  |  | 1350 | 7.7337 | LIQUID | 103 | 1985.5145 | 0.0974 | 0.13411 | 7.7337
56401 | NAEA Energy Massachusetts LLC | 1642 | NAEA Energy Massachusetts LLC | MA | Hampden | GT-1 | GT | OP | 60 | 37.8 | 47.8 |  | 4 | 2002 | NG | DFO | Y | Y | N | IPP Non-CHP | [62 empty] | GAS | MA | West Springfield | 1642 | CTG1 | 2010 |  | ARP, CAIROS, RGGI | 1204 | 12 | 37042.25 |  | 0.237 | 0.0589 | 3.84 | 23673.625 | 388515.65 | 1 | Northeast Power Coordinating Council | Hampden | Electric Utility | 4911 | Electric Services | 42.0956 | -72.5958 | NAEA Energy Massachusetts, LLC (Owner/Operator) | Phase 2 |  | Operating | Combustion turbine | Pipeline Natural Gas | Diesel Oil |  | Water Injection Selective Catalytic Reduction |  | 463 | 10.1176 | GAS | 48 | 497.9079 | 0.0589 | 0.00122 | 10.1176
56401 | NAEA Energy Massachusetts LLC | 1642 | NAEA Energy Massachusetts LLC | MA | Hampden | GT-2 | GT | OP | 60 | 37.7 | 47.7 |  | 4 | 2002 | NG | DFO | Y | Y | N | IPP Non-CHP | [62 empty] | GAS | MA | West Springfield | 1642 | CTG2 | 2010 |  | ARP, CAIROS, RGGI | 1103.75 | 12 | 33335.5 |  | 0.189 | 0.1568 | 23.894 | 21429.375 | 353838.05 | 1 | Northeast Power Coordinating Council | Hampden | Electric Utility | 4911 | Electric Services | 42.0956 | -72.5958 | NAEA Energy Massachusetts, LLC (Owner/Operator) | Phase 2 |  | Operating | Combustion turbine | Pipeline Natural Gas | Diesel Oil |  | Water Injection Selective Catalytic Reduction |  | 463 | 10.1865 | GAS | 47 | 492.5532 | 0.1568 | 0.0010683 | 10.1865
56401 | NAEA Energy Massachusetts LLC | 1642 | NAEA Energy Massachusetts LLC | MA | Hampden | WS10 | GT | OP | 17 | 17.2 | 22 |  | 1 | 1968 | KER |  | N | Y | N | IPP Non-CHP | [62 empty] | LIQUID | MA | West Springfield | 1642 | 10 | 2010 |  | CAIROS | 36.11 | 6 | 474.12 |  |  | 1.2 | 5.417 |  | 9027.5 | 1 | Northeast Power Coordinating Council | Hampden | Electric Utility | 4911 | Electric Services | 42.0956 | -72.5958 | NAEA Energy Massachusetts, LLC (Owner/Operator) |  |  | Operating | Combustion turbine | Diesel Oil |  |  |  |  | 250 | 10.4 | LIQUID | 19 | 421.0526 | 1.2 | 0.012081 | 11.3278
56401 | NAEA Energy Massachusetts LLC | 1634 | Gardners Falls | MA | Franklin | GF4 | HY | OP | 0.9 | 0.9 | 0.8 |  | 1 | 1914 | WAT |  | N | Y | N | IPP Non-CHP | [62 empty] | N/A | [39 empty] | 0 | 0 | 10.4
56401 | NAEA Energy Massachusetts LLC | 1634 | Gardners Falls | MA | Franklin | GF5 | HY | OP | 1.3 | 1.6 | 1.6 |  | 1 | 1925 | WAT |  | N | Y | N | IPP Non-CHP | [62 empty] | N/A | [39 empty] | 0 | 0 | 10.4
56401 | NAEA Energy Massachusetts LLC | 1637 | Putts Bridge | MA | Hampden | PB3 | HY | OP | 1.6 | 1.8 | 2.1 |  | 1 | 1918 | WAT |  | N | Y | N | IPP Non-CHP | [62 empty] | N/A | [39 empty] | 0 | 0 | 10.4
56401 | NAEA Energy Massachusetts LLC | 1638 | Redbridge | MA | Hampden | RB4 | HY | OP | 1.8 | 0.4 | 2.3 |  | 1 | 1926 | WAT |  | N | Y | N | IPP Non-CHP | [62 empty] | N/A | [39 empty] | 0 | 0 | 10.4
56401 | NAEA Energy Massachusetts LLC | 6378 | Dwight | MA | Live Oak | DW4 | HY | OP | 0.4 | 0.5 | 0.5 |  | 1 | 1920 | WAT |  | N | Y | N | IPP Non-CHP | [62 empty] | N/A | [39 empty] | 0 | 0 | 10.4
56401 | NAEA Energy Massachusetts LLC | 6379 | Indian Orchard | MA | Hampden | IO3 | HY | OP | 1.5 | 1.5 | 1.5 |  | 1 | 1928 | WAT |  | N | Y | N | IPP Non-CHP | [62 empty] | N/A | [39 empty] | 0 | 0 | 10.4
56401 | NAEA Energy Massachusetts LLC | 6379 | Indian Orchard | MA | Hampden | IO4 | HY | OP | 2.2 | 2.2 | 2.2 |  | 1 | 1928 | WAT |  | N | Y | N | IPP Non-CHP | [62 empty] | N/A | [39 empty] | 0 | 0 | 10.4
56402 | Covanta Maine LLC | 10766 | Indeck West Enfield Energy Center | ME | Penobscot | GEN1 | ST | OP | 27.5 | 20.4 | 21.4 |  | 12 | 1987 | WDS |  | N | Y | N | IPP Non-CHP |  |  |  |  | N | [57 empty] | OTHER SOLID | [39 empty] | 0.0648 | 0.031297 | 13.6023
56409 | Milford Wind Corridor Stage II LLC | 57107 | Milford Wind Corridor Stage II LLC | UT | Beaver | 1 | WT | OP | 102 | 102 | 102 |  | 5 | 2011 | WND |  | N | Y | N | IPP Non-CHP |  |  |  |  | N | [57 empty] | N/A | [39 empty] | 0 | 0 | 10.4
56410 | Mesalands Community College | 57106 | Mesalands Community College Wind Turbine | NM | QUAY | 1 | WT | OP | 1.5 | 1.5 | 1.5 |  | 12 | 2008 | WND |  | N | Y | N | Commercial Non-CHP |  |  |  |  | N | [57 empty] | N/A | [39 empty] | 0 | 0 | 10.4
56412 | IPA Operations Inc | 55347 | Armstrong | PA | Armstrong | 1 | GT | OP | 172 | 146 | 169 |  | 5 | 2002 | NG | DFO | Y | Y | N | IPP Non-CHP |  |  |  |  | N | [57 empty] | GAS | PA | Armstrong Energy Ltd Partnership, LLLP | 55347 | 1 | 2010 |  | ARP, CAIRNOX, CAIROS, CAIRSO2 | 96.23 | 12 | 14761.85 |  | 0.122 | 0.0503 | 3.022 | 9051.337 | 150220.874 | 3 |  | Armstrong | Electric Utility |  |  | 40.6383 | -79.3503 | Armstrong Energy, Ltd. Part, LLP (Owner/Operator) (Ended Sep 16, 2010) Armstrong Energy Limited Partnership, LLLP (Owner) (Started Sep 16, 2010) IPA Operations, Inc. (Operator) (Started Sep 16, 2010) | Phase 2 |  | Operating | Combustion turbine | Pipeline Natural Gas | Diesel Oil |  | Dry Low NOx Burners Water Injection |  | 1926 | 9.8098 | GAS | 189 | 1940.8284 | 0.0503 | 0.0016243 | 9.8098
56412 | IPA Operations Inc | 55347 | Armstrong | PA | Armstrong | 2 | GT | OP | 172 | 146 | 169 |  | 5 | 2002 | NG | DFO | Y | Y | N | IPP Non-CHP |  |  |  |  | N | [57 empty] | GAS | PA | Armstrong Energy Ltd Partnership, LLLP | 55347 | 2 | 2010 |  | ARP, CAIRNOX, CAIROS, CAIRSO2 | 132.01 | 12 | 20002.81 |  | 0.104 | 0.0463 | 3.495 | 12239.603 | 204795.747 | 3 |  | Armstrong | Electric Utility |  |  | 40.6383 | -79.3503 | Armstrong Energy, Ltd. Part, LLP (Owner/Operator) (Ended Sep 16, 2010) Armstrong Energy Limited Partnership, LLLP (Owner) (Started Sep 16, 2010) IPA Operations, Inc. (Operator) (Started Sep 16, 2010) | Phase 2 |  | Operating | Combustion turbine | Pipeline Natural Gas | Diesel Oil |  | Dry Low NOx Burners Water Injection |  | 1926 | 9.987 | GAS | 184 | 1955.6213 | 0.0463 | 0.0010156 | 9.987
56412 | IPA Operations Inc | 55347 | Armstrong | PA | Armstrong | 3 | GT | OP | 172 | 146 | 169 |  | 5 | 2002 | NG | DFO | Y | Y | N | IPP Non-CHP |  |  |  |  | N | [57 empty] | GAS | PA | Armstrong Energy Ltd Partnership, LLLP | 55347 | 3 | 2010 |  | ARP, CAIRNOX, CAIROS, CAIRSO2 | 168.98 | 12 | 26171.26 |  | 0.123 | 0.04 | 4.622 | 15968.187 | 267548.766 | 3 |  | Armstrong | Electric Utility |  |  | 40.6383 | -79.3503 | Armstrong Energy, Ltd. Part, LLP (Owner/Operator) (Ended Sep 16, 2010) Armstrong Energy Limited Partnership, LLLP (Owner) (Started Sep 16, 2010) IPA Operations, Inc. (Operator) (Started Sep 16, 2010) | Phase 2 |  | Operating | Combustion turbine | Pipeline Natural Gas | Diesel Oil |  | Dry Low NOx Burners Water Injection |  | 1926 | 10.0906 | GAS | 183 | 1958.5799 | 0.04 | 0.000919 | 10.0906
56412 | IPA Operations Inc | 55347 | Armstrong | PA | Armstrong | 4 | GT | OP | 172 | 146 | 169 |  | 5 | 2002 | NG | DFO | Y | Y | N | IPP Non-CHP |  |  |  |  | N | [57 empty] | GAS | PA | Armstrong Energy Ltd Partnership, LLLP | 55347 | 4 | 2010 |  | ARP, CAIRNOX, CAIROS, CAIRSO2 | 193.77 | 12 | 30271.98 |  | 0.128 | 0.0399 | 4.907 | 18415.04 | 308898.821 | 3 |  | Armstrong | Electric Utility |  |  | 40.6383 | -79.3503 | Armstrong Energy, Ltd. Part, LLP (Owner/Operator) | Phase 2 |  | Operating | Combustion turbine | Pipeline Natural Gas | Diesel Oil |  | Dry Low NOx Burners Water Injection |  | 1926 | 10.1073 | GAS | 185 | 1952.6627 | 0.0399 | 0.000829 | 10.1073
56413 | Koda Energy LLC | 57119 | Koda Biomass Plant | MN | SCOTT | 2222 | ST | OP | 23.4 | 20.3 | 20.3 |  | 5 | 2009 | AB | WDS | Y | Y | Y | IPP CHP |  |  |  |  | N | [57 empty] | OTHER SOLID | [39 empty] | 0.1371 | 0.012928 | 12.8432
56414 | Ashtabula Wind II LLC | 57121 | Ashtabula Wind II LLC | ND | Barnes | 1 | WT | OP | 120 | 120 | 120 |  | 10 | 2009 | WND |  | N | Y | N | IPP Non-CHP | [62 empty] | N/A | [39 empty] | 0 | 0 | 10.4
56415 | Wilton Wind II LLC | 57120 | Wilton Wind II LLC | ND | Burleigh | 1 | WT | OP | 49.5 | 49.5 | 49.5 |  | 11 | 2009 | WND |  | N | Y | N | IPP Non-CHP | [62 empty] | N/A | [39 empty] | 0 | 0 | 10.4
56416 | Blue Canyon Windpower V LLC | 57108 | Blue Canyon Windpower V LLC | OK | Caddo | GEN 1 | WT | OP | 99 | 99 | 99 |  | 10 | 2009 | WND |  | N | Y | N | IPP Non-CHP |  |  |  |  | N | [57 empty] | N/A | [39 empty] | 0 | 0 | 10.4
56417 | Meadow Lake Wind Farm LLC | 57109 | Meadow Lake Wind Farm LLC | IN | White | GEN 1 | WT | OP | 199.7 | 199.7 | 199.7 |  | 10 | 2009 | WND |  | N | Y | N | IPP Non-CHP |  |  |  |  | N | [57 empty] | N/A | [39 empty] | 0 | 0 | 10.4
56418 | Blackstone Wind Farm LLC | 57110 | Blackstone Wind Farm LLC | IL | Livingston | GEN 1 | WT | OP | 102 | 102 | 102 |  | 10 | 2009 | WND |  | N | Y | N | IPP Non-CHP |  |  |  |  | N | [57 empty] | N/A | [39 empty] | 0 | 0 | 10.4
56419 | Lost Lakes Wind Farm LLC | 57111 | Lost Lakes Wind Farm LLC | IA | Dickinson | GEN 1 | WT | OP | 100 | 100 | 100 |  | 12 | 2009 | WND |  | N | Y | N | IPP Non-CHP |  |  |  |  | N | [57 empty] | N/A | [39 empty] | 0 | 0 | 10.4
56420 | Meadow Lake Wind Farm II LLC | 57112 | Meadow Lake Wind Farm II LLC | IN | White | GEN1 | WT | OP | 99 | 99 | 99 |  | 8 | 2010 | WND |  | N | Y | N | IPP Non-CHP |  |  |  |  | N | [57 empty] | N/A | [39 empty] | 0 | 0 | 10.4
56421 | Blackstone Wind Farm II LLC | 57113 | Blackstone Wind Farm II LLC | IL | Livingston | GEN 1 | WT | OP | 200 | 200 | 200 |  | 8 | 2010 | WND |  | N | Y | N | IPP Non-CHP |  |  |  |  | N | [57 empty] | N/A | [39 empty] | 0 | 0 | 10.4
56423 | Meadow Lake Wind Farm III LLC | 57115 | Meadow Lake Wind Farm III LLC | IN | White | GEN 1 | WT | OP | 103.5 | 103.5 | 103.5 |  | 9 | 2010 | WND |  | N | Y | N | IPP Non-CHP |  |  |  |  | N | [57 empty] | N/A | [39 empty] | 0 | 0 | 10.4
56427 | University of California Irvine | 57122 | UCI Facilities Management Central Plant | CA | Orange | CTG1 | CT | OP | 13.5 | 13.5 | 13.5 |  | 7 | 2007 | NG |  | N | N | Y | Commercial CHP |  |  |  |  | N | [57 empty] | GAS | [39 empty] | 0.060995 | 0.0011799 | 9.4359
56427 | University of California Irvine | 57122 | UCI Facilities Management Central Plant | CA | Orange | STG1 | CA | OP | 5.5 | 5.5 | 5.5 |  | 7 | 2007 | NG |  | N | N | Y | Commercial CHP |  |  |  |  | N | [57 empty] | GAS | [39 empty] | 0 | 0 | 10.4
56431 | SunE U6 Holdings LLC | 56922 | WWRF Solar Plant | CO | Garfield | EAST | PV | OP | 0.5 | 0.4 | 0.4 |  | 2 | 2009 | SUN |  | N | Y | N | IPP Non-CHP | [62 empty] | N/A | [39 empty] | 0 | 0 | 10.4
56431 | SunE U6 Holdings LLC | 56922 | WWRF Solar Plant | CO | Garfield | WEST | PV | OP | 1.2 | 0.9 | 0.9 |  | 2 | 2009 | SUN |  | N | Y | N | IPP Non-CHP | [62 empty] | N/A | [39 empty] | 0 | 0 | 10.4
56431 | SunE U6 Holdings LLC | 57005 | Mariani Packing Vacaville Solar | CA | SOLANO | 1 | PV | OP | 1 | 0.9 | 0.9 |  | 11 | 2008 | SUN |  | N | Y | N | IPP Non-CHP | [62 empty] | N/A | [39 empty] | 0 | 0 | 10.4
56431 | SunE U6 Holdings LLC | 57008 | SunEdison Procter & Gamble Oxnard | CA | SACRAMENTO | 1 | PV | OP | 1 | 0.8 | 0.8 |  | 10 | 2009 | SUN |  | N | N | N | IPP Non-CHP | [62 empty] | N/A | [39 empty] | 0 | 0 | 10.4
56434 | SunE M5 Holdings LLC | 57010 | SunEdison Anheuser Busch Fairfield | CA | Solano | 1 | PV | OP | 1 | 0.9 | 0.9 |  | 12 | 2008 | SUN |  | N | Y | N | IPP Non-CHP | [62 empty] | N/A | [39 empty] | 0 | 0 | 10.4
56434 | SunE M5 Holdings LLC | 57012 | SunEdison Walmart Apple Valley DC | CA | SAN BERNARDINO | 1 | PV | OP | 1 | 0.9 | 0.9 |  | 3 | 2009 | SUN |  | N | Y | N | IPP Non-CHP |  |  |  |  | N | [57 empty] | N/A | [39 empty] | 0 | 0 | 10.4
56437 | Heritage Stoney Corners Wind Farm I LLC | 57131 | Stoney Corners Wind Farm | MI | Missaukee | SCWF1 | WT | OP | 60 | 59 | 59 |  | 12 | 2009 | WND |  | N | Y | N | IPP Non-CHP |  |  |  |  | N | [57 empty] | N/A | [39 empty] | 0 | 0 | 10.4
56438 | Delaware County Electric Coop, Inc | 57129 | Catskill Mts Energy Corporation | NY | DELAWARE | G1 | IC | OP | 1.1 | 1.1 | 1.1 |  | 12 | 2008 | LFG |  | N | Y | N | IPP Non-CHP | [62 empty] | GAS | [39 empty] | 1.1659 | 0.0016829 | 10.4
56439 | Beaver Ridge Wind LLC | 57130 | Beaver Ridge Wind | ME | Waldo | BR1 | WT | OP | 4.5 | 1.5 | 1.5 |  | 11 | 2008 | WND |  | N | Y | N | IPP Non-CHP |  |  |  |  | N | [57 empty] | N/A | [39 empty] | 0 | 0 | 10.4
56440 | G2 Energy LLC | 57128 | G2 Energy Marion LLC | FL | Marion | 357 | IC | OP | 1.6 | 1.5 | 1.5 |  | 1 | 2009 | LFG |  | N | Y | N | IPP Non-CHP |  |  |  |  | N | [57 empty] | GAS | [39 empty] | 1.1659 | 0.0016829 | 10.4
56440 | G2 Energy LLC | 57128 | G2 Energy Marion LLC | FL | Marion | 358 | IC | OP | 1.6 | 1.5 | 1.5 |  | 1 | 2009 | LFG |  | N | Y | N | IPP Non-CHP |  |  |  |  | N | [57 empty] | GAS | [39 empty] | 1.1659 | 0.0016829 | 10.4
56440 | G2 Energy LLC | 57128 | G2 Energy Marion LLC | FL | Marion | 360 | IC | OP | 0.8 | 0.8 | 0.8 |  | 10 | 2010 | LFG |  | N | Y | N | IPP Non-CHP |  |  |  |  | N | [57 empty] | GAS | [39 empty] | 1.1659 | 0.0016829 | 10.4
56440 | G2 Energy LLC | 57133 | G2 Energy Ostrom Road LLC | CA | YUBA | 359 | IC | OP | 1.6 | 1.5 | 1.5 |  | 2 | 2009 | LFG |  | N | Y | N | IPP Non-CHP | [62 empty] | GAS | [39 empty] | 1.1659 | 0.0016829 | 10.4
56448 | Red Shield Acquisition LLC | 10700 | Red Shield Environmental Old Town Facili | ME | Penobscot | TG6 | ST | OP | 16 | 14 | 14 |  | 12 | 1987 | WDS |  | N | Y | N | Industrial CHP |  |  |  |  | N | [57 empty] | OTHER SOLID | [39 empty] | 0.0648 | 0.031297 | 13.8924
56448 | Red Shield Acquisition LLC | 10700 | Red Shield Environmental Old Town Facili | ME | Penobscot | TG4 | ST | OP | 12.5 | 7.5 | 12.5 |  | 7 | 1965 | BLQ | RFO | Y | Y | Y | Industrial CHP |  |  |  |  | N | [57 empty] | LIQUID | [39 empty] | 0.0842 | 0.049001 | 10.4
56466 | Juniper Generation LLC | 10635 | Corona Cogen | CA | Riverside | GEN1 | GT | OP | 47 | 40 | 42 |  | 6 | 1988 | NG |  | N | Y | Y | IPP CHP | [62 empty] | GAS | [39 empty] | 0.10556 | 0.0012631 | 12.4773
56466 | Juniper Generation LLC | 10649 | Bear Mountain Cogen | CA | Kern | GEN1 | GT | OP | 46 | 46 | 48 |  | 4 | 1995 | NG |  | N | Y | Y | IPP CHP | [62 empty] | GAS | [39 empty] | 0.086215 | 0.0009871 | 11.7607
56466 | Juniper Generation LLC | 10650 | Badger Creek Cogen | CA | Kern | GEN1 | GT | OP | 46 | 46 | 48 |  | 4 | 1991 | NG |  | N | Y | Y | IPP CHP | [62 empty] | GAS | [39 empty] | 0.097468 | 0.001135 | 12.1744
56466 | Juniper Generation LLC | 50003 | Chalk Cliff Cogen | CA | Kern | GEN1 | GT | OP | 46 | 46 | 48 |  | 3 | 1990 | NG |  | N | Y | Y | IPP CHP |  |  |  |  | N | [57 empty] | GAS | [39 empty] | 0.099794 | 0.0011623 | 12.2712
56466 | Juniper Generation LLC | 50612 | McKittrick Cogen | CA | Kern | GEN1 | GT | OP | 46 | 46 | 48 |  | 10 | 1991 | NG |  | N | Y | Y | IPP CHP | [62 empty] | GAS | [39 empty] | 0.096951 | 0.0011221 | 12.1729
56466 | Juniper Generation LLC | 54768 | Live Oak Cogen | CA | Kern | GEN1 | GT | OP | 46 | 46 | 48 |  | 3 | 1992 | NG |  | N | Y | Y | IPP CHP | [62 empty] | GAS | [39 empty] | 0.094747 | 0.0010987 | 12.0735
56466 | Juniper Generation LLC | 50493 | Double C | CA | Kern | DC1 | GT | OP | 24.9 | 23 | 24 |  | 3 | 1989 | NG |  | N | Y | Y | IPP CHP | [62 empty] | GAS | [39 empty] | 0.12948 | 0.0013845 | 11.5888
56466 | Juniper Generation LLC | 50493 | Double C | CA | Kern | DC2 | GT | OP | 24.9 | 23 | 24 |  | 3 | 1989 | NG |  | N | Y | Y | IPP CHP | [62 empty] | GAS | [39 empty] | 0.12948 | 0.0013845 | 11.5888
56466 | Juniper Generation LLC | 50494 | Kern Front | CA | Kern | KF1 | GT | OP | 24.9 | 23 | 24 |  | 2 | 1989 | NG |  | N | Y | Y | IPP CHP | [62 empty] | GAS | [39 empty] | 0.12949 | 0.0013848 | 11.5888
56466 | Juniper Generation LLC | 50494 | Kern Front | CA | Kern | KF2 | GT | OP | 24.9 | 23 | 24 |  | 2 | 1989 | NG |  | N | Y | Y | IPP CHP | [62 empty] | GAS | [39 empty] | 0.12949 | 0.0013848 | 11.5888
56466 | Juniper Generation LLC | 50495 | High Sierra | CA | Kern | HS1 | GT | OP | 24.9 | 23 | 24 |  | 3 | 1989 | NG |  | N | Y | Y | IPP CHP | [62 empty] | GAS | [39 empty] | 0.12949 | 0.0013847 | 11.5887
56466 | Juniper Generation LLC | 50495 | High Sierra | CA | Kern | HS2 | GT | OP | 24.9 | 23 | 24 |  | 3 | 1989 | NG |  | N | Y | Y | IPP CHP | [62 empty] | GAS | [39 empty] | 0.12949 | 0.0013847 | 11.5887
56467 | Ampersand Gilman Hydro LP | 10608 | Gilman Mill | VT | Essex | GEN1 | HY | OP | 2.2 | 2.1 | 2.1 |  | 3 | 1986 | WAT |  | N | Y | N | Industrial CHP |  |  |  |  | N | [57 empty] | N/A | [39 empty] | 0 | 0 | 10.4
56467 | Ampersand Gilman Hydro LP | 10608 | Gilman Mill | VT | Essex | GEN2 | HY | OP | 1 | 0.9 | 0.9 |  | 1 | 1966 | WAT |  | N | Y | N | Industrial CHP |  |  |  |  | N | [57 empty] | N/A | [39 empty] | 0 | 0 | 10.4
56467 | Ampersand Gilman Hydro LP | 10608 | Gilman Mill | VT | Essex | GEN3 | HY | OP | 0.8 | 0.7 | 0.7 |  | 1 | 1941 | WAT |  | N | Y | N | Industrial CHP |  |  |  |  | N | [57 empty] | N/A | [39 empty] | 0 | 0 | 10.4
56467 | Ampersand Gilman Hydro LP | 10608 | Gilman Mill | VT | Essex | GEN4 | HY | OP | 0.8 | 0.6 | 0.6 |  | 1 | 1941 | WAT |  | N | Y | N | Industrial CHP |  |  |  |  | N | [57 empty] | N/A | [39 empty] | 0 | 0 | 10.4
56475 | Tuana Springs Energy LLC | 57136 | Tuana Springs | ID | Gooding | 1 | WT | OP | 16.8 | 16.8 | 16.8 |  | 5 | 2010 | WND |  | N | N | N | IPP Non-CHP |  |  |  |  | N | [57 empty] | N/A | [39 empty] | 0 | 0 | 10.4
56477 | Tallassee Shoals LLC | 7191 | Tallassee Hydro Project | GA | CLARKE | 1 | HY | OP | 2.2 | 2 | 2 |  | 8 | 1986 | WAT |  | N | Y | N | IPP Non-CHP |  |  |  |  | N | [57 empty] | N/A | [39 empty] | 0 | 0 | 10.4
56477 | Tallassee Shoals LLC | 7191 | Tallassee Hydro Project | GA | CLARKE | 2 | HY | OP | 0.1 | 0.1 | 0.1 |  | 8 | 1986 | WAT |  | N | Y | N | IPP Non-CHP |  |  |  |  | N | [57 empty] | N/A | [39 empty] | 0 | 0 | 10.4
56478 | University of Michigan NCampus Research | 54604 | Warner Lambert | MI | WASHTENAW | 5164 | GT | OP | 3 | 2.8 | 3.2 |  | 8 | 1989 | NG | DFO | Y | N | Y | Commercial CHP |  |  |  |  | N | [57 empty] | GAS | [39 empty] | 0.39873 | 0.0044818 | 9.0151
56479 | PIC Group Inc | 10190 | Castleton Energy Center | NY | Rensselaer | GEN1 | CT | OP | 47 | 43 | 47 |  | 2 | 1992 | NG | DFO | Y | Y | N | IPP Non-CHP | [62 empty] | GAS | NY | Castleton Power, LLC | 10190 | 1 | 2010 |  | ARP, CAIRNOX, CAIROS, CAIRSO2, RGGI | 2578.05 | 12 | 140547.7 |  | 0.468 | 0.0938 | 51.021 | 72444.183 | 1218627.743 | 2 | Northeast Power Coordinating Council | Rensselaer | Small Power Producer | 4931 | Elec & Other Services Combined | 42.5375 | -73.7433 | EPCOR (Owner/Operator) (Ended May 25, 2010) Castleton Power, LLC (Owner) (Started May 25, 2010) Castleton Energy Services (Operator) (Started May 25, 2010) | Phase 2 |  | Operating | Combined cycle | Pipeline Natural Gas | Diesel Oil |  | Steam Injection |  | 600 | 8.5806 | GAS | 71 | 244.6809 | 0.0938 | 0.000768 | 8.5806
56479 | PIC Group Inc | 10190 | Castleton Energy Center | NY | Rensselaer | GEN2 | CA | OP | 25 | 25 | 25 |  | 2 | 1992 | NG | DFO | Y | Y | N | IPP Non-CHP | [62 empty] | GAS | [39 empty] | 0 | 0 | 10.4
56480 | Empire Generating Co LLC | 56259 | Empire Generating Co LLC | NY | Rensselaer | CT11 | CT | OP | 179 | 155 | 190 |  | 9 | 2010 | NG | DFO | Y | Y | Y | IPP CHP |  |  |  |  | N | [57 empty] | GAS | NY | Empire Generating Company LLC | 56259 | CT-1 | 2010 |  | ARP, RGGI, CAIRNOX, CAIROS, CAIRSO2 | 2456.53 | 6 | 585666.03 |  | 1.257 | 0.011 | 16.917 | 249053.166 | 4190824.93 | 2 | Northeast Power Coordinating Council | Rensselaer | Electric Utility |  |  | 42.6296 | -73.749 | Empire Generating Company LLC (Owner/Operator) | Phase 2 |  | Operating (Started 05/26/2010) | Combined cycle (Started May 26, 2010) | Pipeline Natural Gas | Diesel Oil |  | Dry Low NOx Burners Water Injection Selective Catalytic Reduction |  | 2750 | 7.033 | GAS | 313 | -323.6842 | 0.011 | 0.0006 | 7.033
56480 | Empire Generating Co LLC | 56259 | Empire Generating Co LLC | NY | Rensselaer | CT12 | CT | OP | 179 | 155 | 190 |  | 9 | 2010 | NG | DFO | Y | Y | Y | IPP CHP |  |  |  |  | N | [57 empty] | GAS | NY | Empire Generating Company LLC | 56259 | CT-1 | 2010 |  | ARP, RGGI, CAIRNOX, CAIROS, CAIRSO2 | 2456.53 | 6 | 585666.03 |  | 1.257 | 0.011 | 16.917 | 249053.166 | 4190824.93 | 2 | Northeast Power Coordinating Council | Rensselaer | Electric Utility |  |  | 42.6296 | -73.749 | Empire Generating Company LLC (Owner/Operator) | Phase 2 |  | Operating (Started 05/26/2010) | Combined cycle (Started May 26, 2010) | Pipeline Natural Gas | Diesel Oil |  | Dry Low NOx Burners Water Injection Selective Catalytic Reduction |  | 2750 | 7.033 | GAS | 313 | -323.6842 | 0.011 | 0.0006 | 7.033
56480 | Empire Generating Co LLC | 56259 | Empire Generating Co LLC | NY | Rensselaer | ST13 | CA | OP | 295.7 | 270 | 295.7 |  | 9 | 2010 | NG | DFO | Y | Y | Y | IPP CHP |  |  |  |  | N | [57 empty] | GAS | [39 empty] | 0 | 0 | 10.4
56483 | Eurus Combine Hills II LLC | 57137 | Eurus Combine Hills Turbine Ranch 2 | OR | Umatilla | 1 | WT | OP | 63 | 63 | 63 |  | 1 | 2010 | WND |  | N | Y | N | IPP Non-CHP | [62 empty] | N/A | [39 empty] | 0 | 0 | 10.4
56484 | Butler Ridge Wind Energy Center | 56647 | Butler Ridge | WI | Dodge | 1 | WT | OP | 54 | 54 | 54 |  | 2 | 2009 | WND |  | N | Y | N | IPP Non-CHP | [62 empty] | N/A | [39 empty] | 0 | 0 | 10.4
56484 | Butler Ridge Wind Energy Center | 56650 | Wessington Springs | SD | Jerauld | 1 | WT | OP | 51 | 51 | 51 |  | 2 | 2009 | WND |  | N | Y | N | IPP Non-CHP | [62 empty] | N/A | [39 empty] | 0 | 0 | 10.4
56487 | Krayn Wind LLC | 57139 | Highland Wind Project | PA | Cambria | 1 | WT | OP | 62.5 | 62.5 | 62.5 |  | 8 | 2009 | WND |  | N | Y | N | IPP Non-CHP | [62 empty] | N/A | [39 empty] | 0 | 0 | 10.4
56488 | Ascend Performance Materials | 10418 | Chocolate Bayou Plant | TX | Brazoria | GEN4 | ST | OP | 46.1 | 42.5 | 42.5 |  | 10 | 2000 | OG | NG | N | Y | Y | Industrial CHP |  |  |  |  | N | [57 empty] | GAS | [39 empty] | 0.1167 | 0.0044251 | 10.4
56488 | Ascend Performance Materials | 10418 | Chocolate Bayou Plant | TX | Brazoria | GEN1 | ST | OP | 6 | 5.2 | 5.2 |  | 6 | 1993 | OG | NG | N | Y | Y | Industrial CHP |  |  |  |  | N | [57 empty] | GAS | [39 empty] | 0.1167 | 0.0044251 | 10.4
56490 | LS Power Development LLC | 55422 | DeSoto County Plant | FL | De Soto | DES1 | GT | OP | 199.4 | 159 | 184 |  | 5 | 2002 | NG | DFO | Y | Y | N | IPP Non-CHP |  |  |  |  | N | [57 empty] | GAS | FL | Desoto County Energy Park | 55422 | CT1 | 2010 |  | ARP, CAIRNOX, CAIROS, CAIRSO2 | 20 | 12 | 2809.25 |  | 0.494 | 0.1565 | 2.13 | 2613.05 | 32298.525 | 4 |  | DeSoto | Electric Utility | 4911 | Electric Services | 27.2272 | -81.8092 | DeSoto County Generating Company, LLC (Owner/Operator) | Phase 2 |  | Operating | Combustion turbine | Pipeline Natural Gas | Diesel Oil |  | Water Injection Dry Low NOx Burners |  | 1986.6 | 11.037 | GAS | 179 | 486.0335 | 0.1565 | 0.03059 | 11.037
56490 | LS Power Development LLC | 55422 | DeSoto County Plant | FL | De Soto | DES2 | GT | OP | 199.4 | 161 | 188 |  | 5 | 2002 | NG | DFO | Y | Y | N | IPP Non-CHP |  |  |  |  | N | [57 empty] | GAS | FL | Desoto County Energy Park | 55422 | CT2 | 2010 |  | ARP, CAIRNOX, CAIROS, CAIRSO2 | 59.25 | 12 | 8031 |  | 1.201 | 0.1423 | 6.025 | 7022.25 | 89867.1 | 4 |  | DeSoto | Electric Utility | 4911 | Electric Services | 27.2272 | -81.8092 | DeSoto County Generating Company, LLC (Owner/Operator) | Phase 2 |  | Operating | Combustion turbine | Pipeline Natural Gas | Diesel Oil |  | Dry Low NOx Burners Water Injection |  | 1986.6 | 10.5827 | GAS | 181 | 480.663 | 0.1423 | 0.026728 | 10.5827
56491 | Tilton Energy LLC | 7760 | Tilton | IL | Vermilion | 1 | GT | OP | 47 | 44 | 47 |  | 6 | 1999 | NG |  | N | Y | N | IPP Non-CHP |  |  |  |  | N | [57 empty] | GAS | IL | Tilton Power Station | 7760 | 1 | 2010 |  | ARP, CAIRNOX, CAIROS, CAIRSO2 | 272.15 | 12 | 6144.23 |  | 0.022 | 0.0985 | 3.433 | 4416.207 | 74321.978 | 5 |  | Vermilion | Electric Utility | 4911 | Electric Services | 40.1063 | -87.6539 | Tilton Energy LLC (Owner/Operator) | Phase 2 |  | Operating | Combustion turbine | Pipeline Natural Gas |  |  | Water Injection |  | 630 | 10.5223 | GAS | 47 | 2000 | 0.0985 | 0.000592 | 10.5223
56491 | Tilton Energy LLC | 7760 | Tilton | IL | Vermilion | 2 | GT | OP | 47 | 44 | 47 |  | 6 | 1999 | NG |  | N | Y | N | IPP Non-CHP |  |  |  |  | N | [57 empty] | GAS | IL | Tilton Power Station | 7760 | 2 | 2010 |  | ARP, CAIRNOX, CAIROS, CAIRSO2 | 185.21 | 12 | 4617.48 |  | 0.016 | 0.0933 | 2.247 | 3155.281 | 53087.688 | 5 |  | Vermilion | Electric Utility | 4911 | Electric Services | 40.1063 | -87.6539 | Tilton Energy LLC (Owner/Operator) | Phase 2 |  | Operating | Combustion turbine | Pipeline Natural Gas |  |  | Water Injection |  | 630 | 10.1956 | GAS | 50 | 1968.0851 | 0.0933 | 0.000603 | 10.1956
56491 | Tilton Energy LLC | 7760 | Tilton | IL | Vermilion | 3 | GT | OP | 47 | 44 | 47 |  | 6 | 1999 | NG |  | N | Y | N | IPP Non-CHP |  |  |  |  | N | [57 empty] | GAS | IL | Tilton Power Station | 7760 | 3 | 2010 |  | ARP, CAIRNOX, CAIROS, CAIRSO2 | 337.06 | 12 | 7967.92 |  | 0.029 | 0.0858 | 3.699 | 5680.317 | 95594.46 | 5 |  | Vermilion | Electric Utility | 4911 | Electric Services | 40.1063 | -87.6539 | Tilton Energy LLC (Owner/Operator) | Phase 2 |  | Operating | Combustion turbine | Pipeline Natural Gas |  |  | Water Injection |  | 630 | 10.4652 | GAS | 50 | 1968.0851 | 0.0858 | 0.000607 | 10.4652
56491 | Tilton Energy LLC | 7760 | Tilton | IL | Vermilion | 4 | GT | OP | 47 | 44 | 47 |  | 6 | 1999 | NG |  | N | Y | N | IPP Non-CHP |  |  |  |  | N | [57 empty] | GAS | IL | Tilton Power Station | 7760 | 4 | 2010 |  | ARP, CAIRNOX, CAIROS, CAIRSO2 | 257.67 | 12 | 5309.41 |  | 0.019 | 0.0998 | 2.993 | 3795.233 | 63851.91 | 5 |  | Vermilion | Electric Utility | 4911 | Electric Services | 40.1063 | -87.6539 | Tilton Energy LLC (Owner/Operator) | Phase 2 |  | Operating | Combustion turbine | Pipeline Natural Gas |  |  | Water Injection |  | 630 | 9.4274 | GAS | 50 | 1968.0851 | 0.0998 | 0.000595 | 9.4274
56493 | RV CSU Power LLC | 57141 | RV CSU Power LLC | CO | LARIMER | CSU1 | PV | OP | 1.9 | 1.9 | 1.9 |  | 12 | 2009 | SUN |  | N | Y | N | Commercial Non-CHP |  |  |  |  | N | [57 empty] | N/A | [39 empty] | 0 | 0 | 10.4
56494 | Beech Ridge Energy LLC | 57151 | Beech Ridge Energy LLC | WV | Greenbrier | GEN1 | WT | OP | 100.5 | 100.5 | 100.5 |  | 1 | 2010 | WND |  | N | Y | N | IPP Non-CHP |  |  |  |  | N | [57 empty] | N/A | [39 empty] | 0 | 0 | 10.4
56497 | Big Valley Power (BVP) LLC | 10288 | Big Valley Power LLC | CA | Lassen | IS27 | ST | OP | 9.3 | 8.7 | 8.7 |  | 8 | 1983 | WDS |  | N | Y | N | Industrial Non-CHP | [62 empty] | OTHER SOLID | [39 empty] | 0.5034 | 0.033992 | 14.25
56498 | Weaver Bridgewater Dairy | 57173 | Bridgewater Dairy Anaerobic Digester | OH | WILLIAMS | 1 | IC | OP | 0.6 | 0.6 | 0.6 |  | 9 | 2008 | OBG |  | N | Y | N | Industrial Non-CHP | [62 empty] | GAS | [39 empty] | 1.1659 | 0.0016829 | 10.4
56498 | Weaver Bridgewater Dairy | 57173 | Bridgewater Dairy Anaerobic Digester | OH | WILLIAMS | 2 | IC | OP | 0.6 | 0.6 | 0.6 |  | 9 | 2008 | OBG |  | N | Y | N | Industrial Non-CHP | [62 empty] | GAS | [39 empty] | 1.1659 | 0.0016829 | 10.4
56499 | Harvest Wind Project TIC | 57152 | Harvest Wind Project | WA | Klickitat | HWP1 | WT | OP | 98.9 | 98.9 | 98.9 |  | 12 | 2009 | WND |  | N | Y | N | IPP Non-CHP |  |  |  |  | N | [57 empty] | N/A | [39 empty] | 0 | 0 | 10.4
56505 | National Grid Generation LLC | 2511 | E F Barrett | NY | Nassau | 10 | GT | OP | 41.8 | 41.6 | 52.5 |  | 6 | 1971 | NG | DFO | Y | Y | N | Electric Utility |  |  |  |  | N | [57 empty] | GAS | NY | E F Barrett | 2511 | U00014 | 2010 | CP001 | CAIRNOX, CAIROS, CAIRSO2, RGGI | 652 | 12 | 7966 |  | 0.131 | 0.4231 | 28.042 | 7831.9 | 132600.7 | 2 |  | Nassau | Electric Utility | 4911 | Electric Services | 40.6169 | -73.6486 | KeySpan Corporation (Owner/Operator) (Ended Oct 18, 2010) National Grid Generation LLC (Owner/Operator) (Started Oct 18, 2010) |  |  | Operating | Combustion turbine | Pipeline Natural Gas | Diesel Oil |  |  |  | 270 | 16.7451 | GAS | 23 | -641.3043 | 0.4231 | 0.0019759 | 16.6458
56505 | National Grid Generation LLC | 2511 | E F Barrett | NY | Nassau | 11 | GT | OP | 41.8 | 39.8 | 49.4 |  | 6 | 1971 | NG | DFO | Y | Y | N | Electric Utility |  |  |  |  | N | [57 empty] | GAS | NY | E F Barrett | 2511 | U00011 | 2010 | CP001 | CAIROS | 338 | 12 | 2891 |  |  | 0.3386 | 8.29 | 2936.7 | 49036.8 | 2 |  | Nassau | Electric Utility | 4911 | Electric Services | 40.6169 | -73.6486 | KeySpan Corporation (Owner/Operator) (Ended Oct 18, 2010) National Grid Generation LLC (Owner/Operator) (Started Oct 18, 2010) |  |  | Operating | Combustion turbine | Pipeline Natural Gas | Diesel Oil |  |  |  | 276 | 10.4 | GAS | 16 | -543.75 | 0.3386 | 0.0045875 | 14.1382
56505 | National Grid Generation LLC | 2511 | E F Barrett | NY | Nassau | 12 | GT | OP | 41.8 | 40.8 | 48.9 |  | 6 | 1971 | NG | DFO | Y | Y | N | Electric Utility |  |  |  |  | N | [57 empty] | GAS | NY | E F Barrett | 2511 | U00012 | 2010 | CP001 | CAIRNOX, CAIROS, CAIRSO2, RGGI | 388 | 12 | 4555 |  | 0.023 | 0.4221 | 15.811 | 4420.6 | 74930.4 | 2 |  | Nassau | Electric Utility | 4911 | Electric Services | 40.6169 | -73.6486 | KeySpan Corporation (Owner/Operator) (Ended Oct 18, 2010) National Grid Generation LLC (Owner/Operator) (Started Oct 18, 2010) |  |  | Operating | Combustion turbine | Pipeline Natural Gas | Diesel Oil |  |  |  | 270 | 16.412 | GAS | 22 | -111.3636 | 0.4221 | 0.000614 | 16.412
56505 | National Grid Generation LLC | 2511 | E F Barrett | NY | Nassau | 3 | GT | OP | 18 | 17.9 | 20.1 |  | 6 | 1970 | NG | DFO | Y | Y | N | Electric Utility |  |  |  |  | N | [57 empty] | GAS | NY | E F Barrett | 2511 | U00007 | 2010 | CP001 | CAIROS | 378 | 12 | 3623 |  |  | 0.3373 | 10.151 | 3579 | 60565.3 | 2 |  | Nassau | Electric Utility | 4911 | Electric Services | 40.6169 | -73.6486 | KeySpan Corporation (Owner/Operator) (Ended Oct 18, 2010) National Grid Generation LLC (Owner/Operator) (Started Oct 18, 2010) |  |  | Operating | Combustion turbine | Pipeline Natural Gas | Diesel Oil |  |  |  | 276 | 10.4 | GAS | 19 | -28.9474 | 0.3373 | 0.00564 | 12.036
56505 | National Grid Generation LLC | 2511 | E F Barrett | NY | Nassau | 4 | GT | OP | 18 | 17.1 | 20.4 |  | 7 | 1970 | NG | DFO | Y | Y | N | Electric Utility |  |  |  |  | N | [57 empty] | GAS | NY | E F Barrett | 2511 | U00004 | 2010 | CP001 | CAIROS | 97 | 12 | 839 |  |  | 0.3435 | 2.403 | 823.6 | 13967.5 | 2 |  | Nassau | Electric Utility | 4911 | Electric Services | 40.6169 | -73.6486 | KeySpan Corporation (Owner/Operator) (Ended Oct 18, 2010) National Grid Generation LLC (Owner/Operator) (Started Oct 18, 2010) |  |  | Operating | Combustion turbine | Pipeline Natural Gas | Diesel Oil |  |  |  | 276 | 10.4 | GAS | 17 | 400 | 0.3435 | 0.00564 | 12.036
56505 | National Grid Generation LLC | 2511 | E F Barrett | NY | Nassau | 5 | GT | OP | 18 | 16.9 | 19.9 |  | 7 | 1970 | NG | DFO | Y | Y | N | Electric Utility | [62 empty] | GAS | NY | E F Barrett | 2511 | U00005 | 2010 | CP001 | CAIROS | 229 | 12 | 1894 |  |  | 0.3388 | 5.37 | 1883.5 | 31728.3 | 2 |  | Nassau | Electric Utility | 4911 | Electric Services | 40.6169 | -73.6486 | KeySpan Corporation (Owner/Operator) (Ended Oct 18, 2010) National Grid Generation LLC (Owner/Operator) (Started Oct 18, 2010) |  |  | Operating | Combustion turbine | Pipeline Natural Gas | Diesel Oil |  |  |  | 276 | 10.4 | GAS | 17 | 414.7059 | 0.3388 | 0.00564 | 12.036
56505 | National Grid Generation LLC | 2511 | E F Barrett | NY | Nassau | 6 | GT | OP | 18 | 17.2 | 20.7 |  | 7 | 1970 | NG | DFO | Y | Y | N | Electric Utility | [62 empty] | GAS | NY | E F Barrett | 2511 | U00006 | 2010 | CP001 | CAIROS | 176 | 12 | 1594 |  |  | 0.3415 | 4.537 | 1583.2 | 26841.7 | 2 |  | Nassau | Electric Utility | 4911 | Electric Services | 40.6169 | -73.6486 | KeySpan Corporation (Owner/Operator) (Ended Oct 18, 2010) National Grid Generation LLC (Owner/Operator) (Started Oct 18, 2010) |  |  | Operating | Combustion turbine | Pipeline Natural Gas | Diesel Oil |  |  |  | 276 | 10.4 | GAS | 18 | 425 | 0.3415 | 0.00564 | 12.036
56505 | National Grid Generation LLC | 2511 | E F Barrett | NY | Nassau | 8 | GT | OP | 18 | 16.7 | 20.2 |  | 7 | 1970 | NG | DFO | Y | Y | N | Electric Utility |  |  |  |  | N | [57 empty] | GAS | NY | E F Barrett | 2511 | U00008 | 2010 | CP001 | CAIROS | 136 | 12 | 1271 |  |  | 0.3386 | 3.591 | 1259.7 | 21354.8 | 2 |  | Nassau | Electric Utility | 4911 | Electric Services | 40.6169 | -73.6486 | KeySpan Corporation (Owner/Operator) (Ended Oct 18, 2010) National Grid Generation LLC (Owner/Operator) (Started Oct 18, 2010) |  |  | Operating | Combustion turbine | Pipeline Natural Gas | Diesel Oil |  |  |  | 276 | 10.4 | GAS | 17 | 405.8824 | 0.3386 | 0.00564 | 12.036
56505 | National Grid Generation LLC | 2511 | E F Barrett | NY | Nassau | 9 | GT | OP | 41.8 | 40.7 | 50.7 |  | 6 | 1971 | NG | DFO | Y | Y | N | Electric Utility |  |  |  |  | N | [57 empty] | GAS | NY | E F Barrett | 2511 | U00009 | 2010 | CP001 | CAIROS | 256 | 12 | 2116 |  |  | 0.3322 | 5.906 | 2107.4 | 35725.5 | 2 |  | Nassau | Electric Utility | 4911 | Electric Services | 40.6169 | -73.6486 | KeySpan Corporation (Owner/Operator) (Ended Oct 18, 2010) National Grid Generation LLC (Owner/Operator) (Started Oct 18, 2010) |  |  | Operating | Combustion turbine | Pipeline Natural Gas | Diesel Oil |  |  |  | 276 | 10.4 | GAS | 18 | -408.3333 | 0.3322 | 0.0045875 | 14.1382
56505 | National Grid Generation LLC | 2511 | E F Barrett | NY | Nassau | GT1 | GT | OP | 18 | 17 | 19.9 |  | 6 | 1970 | NG | DFO | Y | Y | N | Electric Utility |  |  |  |  | N | [57 empty] | GAS | NY | E F Barrett | 2511 | U00007 | 2010 | CP001 | CAIROS | 378 | 12 | 3623 |  |  | 0.3373 | 10.151 | 3579 | 60565.3 | 2 |  | Nassau | Electric Utility | 4911 | Electric Services | 40.6169 | -73.6486 | KeySpan Corporation (Owner/Operator) (Ended Oct 18, 2010) National Grid Generation LLC (Owner/Operator) (Started Oct 18, 2010) |  |  | Operating | Combustion turbine | Pipeline Natural Gas | Diesel Oil |  |  |  | 276 | 10.4 | GAS | 19 | -23.6842 | 0.3373 | 0.00564 | 12.036
56505 | National Grid Generation LLC | 2511 | E F Barrett | NY | Nassau | GT2 | GT | OP | 18 | 14.7 | 18.5 |  | 6 | 1970 | NG | DFO | Y | Y | N | Electric Utility |  |  |  |  | N | [57 empty] | GAS | NY | E F Barrett | 2511 | U00007 | 2010 | CP001 | CAIROS | 378 | 12 | 3623 |  |  | 0.3373 | 10.151 | 3579 | 60565.3 | 2 |  | Nassau | Electric Utility | 4911 | Electric Services | 40.6169 | -73.6486 | KeySpan Corporation (Owner/Operator) (Ended Oct 18, 2010) National Grid Generation LLC (Owner/Operator) (Started Oct 18, 2010) |  |  | Operating | Combustion turbine | Pipeline Natural Gas | Diesel Oil |  |  |  | 276 | 10.4 | GAS | 19 | -13.5135 | 0.3373 | 0.00564 | 12.036
56505 | National Grid Generation LLC | 2511 | E F Barrett | NY | Nassau | ST1 | ST | OP | 188 | 200.5 | 191 |  | 11 | 1956 | NG | RFO | Y | Y | N | Electric Utility |  |  |  |  | N | [57 empty] | GAS | NY | E F Barrett | 2511 | 20 | 2010 |  | ARP, CAIRNOX, CAIROS, CAIRSO2, RGGI | 6264.75 | 12 | 583397.25 |  | 6.024 | 0.0559 | 188.089 | 407718.475 | 6852934.25 | 2 |  | Nassau | Electric Utility | 4911 | Electric Services | 40.6169 | -73.6486 | KeySpan Corporation (Owner/Operator) (Ended Oct 18, 2010) National Grid Generation LLC (Owner/Operator) (Started Oct 18, 2010) | Phase 2 |  | Operating | Tangentially-fired | Pipeline Natural Gas | Residual Oil |  | Overfire Air |  | 2000 | 10.7183 | GAS | 201 | -26.178 | 0.0559 | 0.0017581 | 10.7183
56505 | National Grid Generation LLC | 2511 | E F Barrett | NY | Nassau | ST2 | ST | OP | 188 | 196.2 | 196.5 |  | 10 | 1963 | NG | RFO | Y | Y | N | Electric Utility | [62 empty] | GAS | NY | E F Barrett | 2511 | 20 | 2010 |  | ARP, CAIRNOX, CAIROS, CAIRSO2, RGGI | 6264.75 | 12 | 583397.25 |  | 6.024 | 0.0559 | 188.089 | 407718.475 | 6852934.25 | 2 |  | Nassau | Electric Utility | 4911 | Electric Services | 40.6169 | -73.6486 | KeySpan Corporation (Owner/Operator) (Ended Oct 18, 2010) National Grid Generation LLC (Owner/Operator) (Started Oct 18, 2010) | Phase 2 |  | Operating | Tangentially-fired | Pipeline Natural Gas | Residual Oil |  | Overfire Air |  | 2000 | 10.7183 | GAS | 201 | -11.4504 | 0.0559 | 0.0017581 | 10.7183
56505 | National Grid Generation LLC | 2512 | East Hampton | NY | Suffolk | 1 | GT | OP | 21.3 | 18.6 | 24.6 |  | 12 | 1970 | DFO |  | N | Y | N | Electric Utility |  |  |  |  | N | [57 empty] | LIQUID | NY | East Hampton Facility | 2512 | UGT001 | 2010 |  | CAIROS | 762.72 | 12 | 11643.51 |  |  | 0.6878 | 64.242 | 13796.623 | 170096.321 | 2 |  | Suffolk | Electric Utility | 4911 | Electric Services | 40.9619 | -72.2095 | KeySpan Corporation (Owner/Operator) (Ended Oct 18, 2010) National Grid Generation LLC (Owner/Operator) (Started Oct 18, 2010) |  |  | Operating | Combustion turbine | Diesel Oil |  |  |  |  | 298 | 10.4 | LIQUID | 21 | 414.2857 | 0.6878 | 0.36577 | 13.0864
56505 | National Grid Generation LLC | 2512 | East Hampton | NY | Suffolk | 2 | IC | OP | 2 | 2 | 2 |  | 12 | 1962 | DFO |  | N | Y | N | Electric Utility |  |  |  |  | N | [57 empty] | LIQUID | [39 empty] | 0.7385 | 0.025484 | 12.5895
56505 | National Grid Generation LLC | 2512 | East Hampton | NY | Suffolk | 3 | IC | OP | 2 | 2 | 2 |  | 12 | 1962 | DFO |  | N | Y | N | Electric Utility |  |  |  |  | N | [57 empty] | LIQUID | [39 empty] | 0.7385 | 0.025484 | 12.5895
56505 | National Grid Generation LLC | 2512 | East Hampton | NY | Suffolk | 4 | IC | OP | 2 | 1.9 | 2 |  | 12 | 1962 | DFO |  | N | Y | N | Electric Utility |  |  |  |  | N | [57 empty] | LIQUID | [39 empty] | 0.7385 | 0.025484 | 12.5895
56505 | National Grid Generation LLC | 2513 | Far Rockaway | NY | Queens | 4 | ST | OP | 100 | 106.7 | 106.2 |  | 12 | 1953 | NG |  | N | Y | N | Electric Utility |  |  |  |  | N | [57 empty] | GAS | NY | Far Rockaway | 2513 | 40 | 2010 |  | ARP, CAIRNOX, CAIROS, CAIRSO2, RGGI | 3565.5 | 12 | 199546.5 |  | 0.637 | 0.0739 | 77.726 | 126250.875 | 2124403.475 | 2 |  | Queens | Electric Utility | 4911 | Electric Services | 40.6111 | -73.7611 | KeySpan Corporation (Owner/Operator) (Ended Oct 18, 2010) National Grid Generation LLC (Owner/Operator) (Started Oct 18, 2010) | Phase 2 |  | Operating | Tangentially-fired | Pipeline Natural Gas |  |  | Overfire Air |  | 1145 | 10.6394 | GAS | 106 | 499.0566 | 0.0739 | 0.0006 | 10.6394
56505 | National Grid Generation LLC | 2514 | Glenwood | NY | Nassau | 4 | ST | OP | 114 | 115 | 111 |  | 12 | 1952 | NG |  | N | Y | N | Electric Utility |  |  |  |  | N | [57 empty] | GAS | NY | Glenwood | 2514 | 40 | 2010 |  | ARP, CAIRNOX, CAIROS, CAIRSO2, RGGI | 1759.25 | 12 | 102106.5 |  | 0.489 | 0.0631 | 51.978 | 96842.6 | 1629597.975 | 2 |  | Nassau | Electric Utility | 4911 | Electric Services | 40.8269 | -73.6479 | KeySpan Corporation (Owner/Operator) (Ended Oct 18, 2010) National Grid Generation LLC (Owner/Operator) (Started Oct 18, 2010) | Phase 2 |  | Operating | Tangentially-fired | Pipeline Natural Gas |  |  | Overfire Air |  | 1500 | 13.9276 | GAS | 120 | 459.4595 | 0.0631 | 0.0006 | 13.9276
56505 | National Grid Generation LLC | 2514 | Glenwood | NY | Nassau | 5 | ST | OP | 114 | 108.7 | 105.5 |  | 11 | 1954 | NG |  | N | Y | N | Electric Utility |  |  |  |  | N | [57 empty] | GAS | NY | Glenwood | 2514 | 40 | 2010 |  | ARP, CAIRNOX, CAIROS, CAIRSO2, RGGI | 1759.25 | 12 | 102106.5 |  | 0.489 | 0.0631 | 51.978 | 96842.6 | 1629597.975 | 2 |  | Nassau | Electric Utility | 4911 | Electric Services | 40.8269 | -73.6479 | KeySpan Corporation (Owner/Operator) (Ended Oct 18, 2010) National Grid Generation LLC (Owner/Operator) (Started Oct 18, 2010) | Phase 2 |  | Operating | Tangentially-fired | Pipeline Natural Gas |  |  | Overfire Air |  | 1500 | 13.9276 | GAS | 120 | 431.2796 | 0.0631 | 0.0006 | 13.9276
56505 | National Grid Generation LLC | 2514 | Glenwood | NY | Nassau | GT2 | GT | OP | 55 | 48.1 | 63.5 |  | 6 | 1972 | DFO |  | N | Y | N | Electric Utility |  |  |  |  | N | [57 empty] | LIQUID | NY | Glenwood | 2514 | U00021 | 2010 | CP001 | CAIRNOX, CAIROS, CAIRSO2, RGGI | 48 | 12 | 1378 |  | 4.99 | 0.5791 | 5.778 | 1616.3 | 19958.8 | 2 |  | Nassau | Electric Utility | 4911 | Electric Services | 40.8269 | -73.6479 | KeySpan Corporation (Owner/Operator) (Ended Oct 18, 2010) National Grid Generation LLC (Owner/Operator) (Started Oct 18, 2010) |  |  | Operating | Combustion turbine | Diesel Oil |  |  |  |  | 662 | 15.0296 | LIQUID | 61 | -20.4918 | 0.5791 | 0.50003 | 14.4839
56505 | National Grid Generation LLC | 2514 | Glenwood | NY | Nassau | GT3 | GT | OP | 55 | 40.1 | 66.1 |  | 6 | 1972 | DFO |  | N | Y | N | Electric Utility |  |  |  |  | N | [57 empty] | LIQUID | NY | Glenwood | 2514 | U00021 | 2010 | CP001 | CAIRNOX, CAIROS, CAIRSO2, RGGI | 48 | 12 | 1378 |  | 4.99 | 0.5791 | 5.778 | 1616.3 | 19958.8 | 2 |  | Nassau | Electric Utility | 4911 | Electric Services | 40.8269 | -73.6479 | KeySpan Corporation (Owner/Operator) (Ended Oct 18, 2010) National Grid Generation LLC (Owner/Operator) (Started Oct 18, 2010) |  |  | Operating | Combustion turbine | Diesel Oil |  |  |  |  | 662 | 15.0296 | LIQUID | 61 | -41.8033 | 0.5791 | 0.50003 | 14.4839
56505 | National Grid Generation LLC | 2516 | Northport | NY | Suffolk | 2 | ST | OP | 387 | 393.7 | 390.5 |  | 6 | 1968 | NG | RFO | Y | Y | N | Electric Utility |  |  |  |  | N | [57 empty] | GAS | NY | Northport | 2516 | 2 | 2010 |  | ARP, CAIRNOX, CAIROS, CAIRSO2, RGGI | 5261 | 12 | 919082 |  | 576.474 | 0.0964 | 533.221 | 679078.4 | 10825688.18 | 2 |  | Suffolk | Electric Utility | 4911 | Electric Services | 40.9231 | -73.3417 | KeySpan Corporation (Owner/Operator) (Ended Oct 18, 2010) National Grid Generation LLC (Owner/Operator) (Started Oct 18, 2010) | Table 1 |  | Operating | Tangentially-fired | Residual Oil | Pipeline Natural Gas |  | Overfire Air | Electrostatic Precipitator | 3900 | 10.8718 | LIQUID | 411 | 1623.7516 | 0.0964 | 0.1065 | 10.8718
56505 | National Grid Generation LLC | 2516 | Northport | NY | Suffolk | 3 | ST | OP | 387 | 399.7 | 393.5 |  | 7 | 1972 | NG | RFO | Y | Y | N | Electric Utility | [62 empty] | GAS | NY | Northport | 2516 | 3 | 2010 |  | ARP, CAIRNOX, CAIROS, CAIRSO2, RGGI | 6053.5 | 12 | 1311167.25 |  | 184.491 | 0.0695 | 519.179 | 897233.125 | 14903673.2 | 2 |  | Suffolk | Electric Utility | 4911 | Electric Services | 40.9231 | -73.3417 | KeySpan Corporation (Owner/Operator) (Ended Oct 18, 2010) National Grid Generation LLC (Owner/Operator) (Started Oct 18, 2010) | Table 1 |  | Operating | Tangentially-fired | Residual Oil | Pipeline Natural Gas |  | Overfire Air Low NOx Burner Technology w/ Separated OFA (Began Feb 01, 2010) | Electrostatic Precipitator | 3900 | 10.7158 | LIQUID | 401 | 1640.4701 | 0.0695 | 0.024758 | 10.7158
56505 | National Grid Generation LLC | 2516 | Northport | NY | Suffolk | 4 | ST | OP | 387 | 393 | 393.5 |  | 12 | 1977 | NG | RFO | Y | Y | N | Electric Utility |  |  |  |  | N | [57 empty] | GAS | NY | Northport | 2516 | 4 | 2010 |  | ARP, CAIRNOX, CAIROS, CAIRSO2, RGGI | 4142.5 | 12 | 815900.25 |  | 454.45 | 0.0903 | 467.038 | 578973.175 | 9279670.175 | 2 |  | Suffolk | Electric Utility | 4911 | Electric Services | 40.9231 | -73.3417 | KeySpan Corporation (Owner/Operator) (Ended Oct 18, 2010) National Grid Generation LLC (Owner/Operator) (Started Oct 18, 2010) | Phase 2 |  | Operating | Tangentially-fired | Residual Oil | Pipeline Natural Gas |  | Overfire Air | Electrostatic Precipitator | 3800 | 10.4423 | LIQUID | 412 | 1626.493 | 0.0903 | 0.097945 | 10.4423
56505 | National Grid Generation LLC | 2516 | Northport | NY | Suffolk | GT1 | GT | OP | 16 | 12.6 | 14.1 |  | 3 | 1967 | DFO |  | N | Y | N | Electric Utility |  |  |  |  | N | [57 empty] | LIQUID | [39 empty] | 0.68558 | 0.39088 | 12.5886
56505 | National Grid Generation LLC | 2516 | Northport | NY | Suffolk | ST1 | ST | OP | 387 | 394.5 | 391.5 |  | 7 | 1967 | NG | RFO | Y | Y | N | Electric Utility |  |  |  |  | N | [57 empty] | GAS | NY | Northport | 2516 | 1 | 2010 |  | ARP, CAIRNOX, CAIROS, CAIRSO2, RGGI | 6408 | 12 | 1226049 |  | 611.8 | 0.1131 | 825.144 | 898257.7 | 14494393.03 | 2 |  | Suffolk | Electric Utility | 4911 | Electric Services | 40.9231 | -73.3417 | KeySpan Corporation (Owner/Operator) (Ended Oct 18, 2010) National Grid Generation LLC (Owner/Operator) (Started Oct 18, 2010) | Table 1 |  | Operating | Tangentially-fired | Residual Oil | Pipeline Natural Gas |  | Overfire Air | Electrostatic Precipitator | 3900 | 11.2262 | LIQUID | 393 | 148.0843 | 0.1131 | 0.084419 | 11.2262
56505 | National Grid Generation LLC | 2517 | Port Jefferson | NY | Suffolk | 3 | ST | OP | 188 | 196.7 | 190 |  | 11 | 1958 | NG | RFO | Y | Y | N | Electric Utility | [62 empty] | GAS | NY | Port Jefferson Energy Center | 2517 | 3 | 2010 |  | ARP, CAIRNOX, CAIROS, CAIRSO2, RGGI | 2851.5 | 12 | 260780.25 |  | 122.852 | 0.0768 | 139.083 | 215433.15 | 3495861.65 | 2 |  | Suffolk | Electric Utility | 4911 | Electric Services | 40.9503 | -73.0786 | KeySpan Corporation (Owner/Operator) (Ended Oct 18, 2010) National Grid Generation LLC (Owner/Operator) (Started Oct 18, 2010) | Table 1 |  | Operating | Tangentially-fired | Residual Oil | Pipeline Natural Gas |  | Overfire Air | Electrostatic Precipitator | 1950 | 10.6738 | LIQUID | 202 | 1618.4211 | 0.0768 | 0.070284 | 10.6738
56505 | National Grid Generation LLC | 2517 | Port Jefferson | NY | Suffolk | 4 | ST | OP | 188 | 197.2 | 192.4 |  | 11 | 1960 | NG | RFO | Y | Y | N | Electric Utility | [62 empty] | GAS | NY | Port Jefferson Energy Center | 2517 | 4 | 2010 |  | ARP, CAIRNOX, CAIROS, CAIRSO2, RGGI | 1905.5 | 12 | 208941.25 |  | 159.386 | 0.0718 | 98.062 | 153078.65 | 2411031.3 | 2 |  | Suffolk | Electric Utility | 4911 | Electric Services | 40.9503 | -73.0786 | KeySpan Corporation (Owner/Operator) (Ended Oct 18, 2010) National Grid Generation LLC (Owner/Operator) (Started Oct 18, 2010) | Table 1 |  | Operating | Tangentially-fired | Residual Oil | Pipeline Natural Gas |  | Overfire Air | Electrostatic Precipitator | 1998 | 10.7784 | LIQUID | 205 | 1617.2557 | 0.0718 | 0.13221 | 10.7784
56505 | National Grid Generation LLC | 2517 | Port Jefferson | NY | Suffolk | GT1 | GT | OP | 16 | 12.4 | 14.8 |  | 12 | 1966 | DFO |  | N | Y | N | Electric Utility | [62 empty] | LIQUID | NY | Port Jefferson Energy Center | 2517 | UGT002 | 2010 |  | ARP, CAIRNOX, CAIROS, CAIRSO2, RGGI | 1305.5 | 12 | 50793.25 |  | 0.132 | 0.0379 | 3.164 | 30623.05 | 515196 | 2 |  | Suffolk | Electric Utility | 4911 | Electric Services | 40.9503 | -73.0786 | KeySpan Corporation (Owner/Operator) (Ended Oct 18, 2010) National Grid Port Jefferson Energy Center LLC (Owner/Operator) (Started Oct 18, 2010) | Phase 2 |  | Operating | Combustion turbine | Pipeline Natural Gas | Diesel Oil |  | Water Injection Selective Catalytic Reduction |  | 480 | 9.9964 | GAS | 48 | -1471.6216 | 0.0379 | 0.000512 | 9.9964
56505 | National Grid Generation LLC | 2517 | Port Jefferson | NY | Suffolk | GT2 | GT | OP | 53 | 42.4 | 46 |  | 7 | 2002 | NG | KER | Y | Y | N | Electric Utility |  |  |  |  | N | [57 empty] | GAS | NY | Port Jefferson Energy Center | 2517 | UGT002 | 2010 |  | ARP, CAIRNOX, CAIROS, CAIRSO2, RGGI | 1305.5 | 12 | 50793.25 |  | 0.132 | 0.0379 | 3.164 | 30623.05 | 515196 | 2 |  | Suffolk | Electric Utility | 4911 | Electric Services | 40.9503 | -73.0786 | KeySpan Corporation (Owner/Operator) (Ended Oct 18, 2010) National Grid Port Jefferson Energy Center LLC (Owner/Operator) (Started Oct 18, 2010) | Phase 2 |  | Operating | Combustion turbine | Pipeline Natural Gas | Diesel Oil |  | Water Injection Selective Catalytic Reduction |  | 480 | 9.9964 | GAS | 48 | 478.2609 | 0.0379 | 0.000512 | 9.9964
56505 | National Grid Generation LLC | 2517 | Port Jefferson | NY | Suffolk | GT3 | GT | OP | 53 | 39.9 | 48.9 |  | 7 | 2002 | NG | KER | Y | Y | N | Electric Utility |  |  |  |  | N | [57 empty] | GAS | NY | Port Jefferson Energy Center | 2517 | UGT003 | 2010 |  | ARP, CAIRNOX, CAIROS, CAIRSO2, RGGI | 1258 | 12 | 47571.25 |  | 0.122 | 0.0366 | 2.78 | 28643.275 | 482136.025 | 2 |  | Suffolk | Electric Utility | 4911 | Electric Services | 40.9503 | -73.0786 | KeySpan Corporation (Owner/Operator) (Ended Oct 18, 2010) National Grid Port Jefferson Energy Center LLC (Owner/Operator) (Started Oct 18, 2010) | Phase 2 |  | Operating | Combustion turbine | Pipeline Natural Gas | Diesel Oil |  | Water Injection Selective Catalytic Reduction |  | 457 | 9.9658 | GAS | 48 | 490.625 | 0.0366 | 0.000506 | 9.9658
56505 | National Grid Generation LLC | 2519 | South Hampton | NY | Suffolk | 1 | GT | OP | 11.5 | 8.6 | 10 |  | 3 | 1963 | DFO |  | N | Y | N | Electric Utility |  |  |  |  | N | [57 empty] | LIQUID | [39 empty] | 0.7577 | 0.47587 | 11.7441
56505 | National Grid Generation LLC | 2520 | Southold | NY | Suffolk | 1 | GT | OP | 14 | 8.9 | 15.1 |  | 8 | 1964 | DFO |  | N | Y | N | Electric Utility |  |  |  |  | N | [57 empty] | LIQUID | [39 empty] | 0.71448 | 0.45898 | 12.135
56505 | National Grid Generation LLC | 2521 | West Babylon | NY | Suffolk | 4 | GT | OP | 52.4 | 48.5 | 62.5 |  | 8 | 1971 | DFO |  | N | Y | N | Electric Utility |  |  |  |  | N | [57 empty] | LIQUID | NY | West Babylon Facility | 2521 | UGT001 | 2010 |  | CAIRNOX, CAIROS, CAIRSO2, RGGI | 45 | 12 | 1775 |  | 3.399 | 0.621 | 7.676 | 2002.5 | 24720.5 | 2 |  | Suffolk | Electric Utility | 4911 | Electric Services | 40.6953 | -73.3497 | KeySpan Corporation (Owner/Operator) (Ended Oct 18, 2010) National Grid Generation LLC (Owner/Operator) (Started Oct 18, 2010) |  |  | Operating | Combustion turbine | Diesel Oil |  |  |  |  | 686 | 14.073 | LIQUID | 53 | -89.6226 | 0.621 | 0.27499 | 13.927
56505 | National Grid Generation LLC | 7146 | Wading River | NY | Suffolk | 2 | GT | OP | 79.5 | 78.3 | 99.1 |  | 8 | 1989 | DFO |  | N | Y | N | Electric Utility |  |  |  |  | N | [57 empty] | LIQUID | NY | Wading River Facility | 7146 | UGT007 | 2010 |  | CAIRNOX, CAIROS, CAIRSO2, RGGI | 342.75 | 12 | 22326.25 |  | 35.023 | 0.1742 | 25.589 | 24486.175 | 301761.075 | 2 |  | Suffolk | Electric Utility | 4911 | Electric Services | 40.9575 | -72.8781 | KeySpan Corporation (Owner/Operator) (Ended Oct 18, 2010) National Grid Generation LLC (Owner/Operator) (Started Oct 18, 2010) |  |  | Operating | Combustion turbine | Diesel Oil |  |  | Other Water Injection |  | 1164 | 13.2048 | LIQUID | 99 | -0.50505 | 0.1742 | 0.23212 | 13.2048
56505 | National Grid Generation LLC | 7146 | Wading River | NY | Suffolk | 3 | GT | OP | 79.5 | 76.3 | 95.5 |  | 8 | 1989 | DFO |  | N | Y | N | Electric Utility | [62 empty] | LIQUID | NY | Wading River Facility | 7146 | UGT008 | 2010 |  | CAIRNOX, CAIROS, CAIRSO2, RGGI | 342.75 | 12 | 21716.25 |  | 32.991 | 0.2285 | 33.115 | 23064.625 | 284256.325 | 2 |  | Suffolk | Electric Utility | 4911 | Electric Services | 40.9575 | -72.8781 | KeySpan Corporation (Owner/Operator) (Ended Oct 18, 2010) National Grid Generation LLC (Owner/Operator) (Started Oct 18, 2010) |  |  | Operating | Combustion turbine | Diesel Oil |  |  | Other Water Injection |  | 1164 | 12.8504 | LIQUID | 95 | -2.6316 | 0.2285 | 0.23212 | 12.8504
56505 | National Grid Generation LLC | 7146 | Wading River | NY | Suffolk | 1 | GT | OP | 79.5 | 81.2 | 98.8 |  | 8 | 1989 | DFO |  | N | Y | N | Electric Utility |  |  |  |  | N | [57 empty] | LIQUID | NY | Wading River Facility | 7146 | UGT007 | 2010 |  | CAIRNOX, CAIROS, CAIRSO2, RGGI | 342.75 | 12 | 22326.25 |  | 35.023 | 0.1742 | 25.589 | 24486.175 | 301761.075 | 2 |  | Suffolk | Electric Utility | 4911 | Electric Services | 40.9575 | -72.8781 | KeySpan Corporation (Owner/Operator) (Ended Oct 18, 2010) National Grid Generation LLC (Owner/Operator) (Started Oct 18, 2010) |  |  | Operating | Combustion turbine | Diesel Oil |  |  | Other Water Injection |  | 1164 | 13.2048 | LIQUID | 99 | -1.0121 | 0.1742 | 0.23212 | 13.2048
56505 | National Grid Generation LLC | 8007 | Holtsville | NY | Suffolk | 1 | GT | OP | 56.7 | 50.1 | 63.4 |  | 7 | 1974 | DFO |  | N | Y | N | Electric Utility |  |  |  |  | N | [57 empty] | LIQUID | NY | Holtsville Facility | 8007 | U00001 | 2010 | CP001 | CAIRNOX, CAIROS, CAIRSO2, RGGI | 175 | 12 | 2583 |  | 8.746 | 0.9637 | 16.878 | 2831.7 | 34976.8 | 2 |  | Suffolk | Electric Utility | 4911 | Electric Services | 40.8153 | -73.0664 | KeySpan Corporation (Owner/Operator) (Ended Oct 18, 2010) National Grid Generation LLC (Owner/Operator) (Started Oct 18, 2010) |  |  | Operating | Combustion turbine | Diesel Oil |  |  |  |  | 416 | 13.1958 | LIQUID | 30 | -56.6667 | 0.9637 | 0.5001 | 13.1958
56505 | National Grid Generation LLC | 8007 | Holtsville | NY | Suffolk | 10 | GT | OP | 56.7 | 53 | 65.9 |  | 7 | 1975 | DFO |  | N | Y | N | Electric Utility |  |  |  |  | N | [57 empty] | LIQUID | NY | Holtsville Facility | 8007 | U00010 | 2010 | CP001 | CAIRNOX, CAIROS, CAIRSO2, RGGI | 161 | 12 | 2583 |  | 8.858 | 0.9651 | 17.116 | 2868.5 | 35424.7 | 2 |  | Suffolk | Electric Utility | 4911 | Electric Services | 40.8153 | -73.0664 | KeySpan Corporation (Owner/Operator) (Ended Oct 18, 2010) National Grid Generation LLC (Owner/Operator) (Started Oct 18, 2010) |  |  | Operating | Combustion turbine | Diesel Oil |  |  |  |  | 416 | 13.7046 | LIQUID | 28 | -176.7857 | 0.9651 | 0.5001 | 13.7046
56505 | National Grid Generation LLC | 8007 | Holtsville | NY | Suffolk | 2 | GT | OP | 56.7 | 48.6 | 61.1 |  | 7 | 1974 | DFO |  | N | Y | N | Electric Utility |  |  |  |  | N | [57 empty] | LIQUID | NY | Holtsville Facility | 8007 | U00002 | 2010 | CP001 | CAIRNOX, CAIROS, CAIRSO2, RGGI | 175 | 12 | 2583 |  | 8.746 | 0.9637 | 16.878 | 2831.7 | 34976.8 | 2 |  | Suffolk | Electric Utility | 4911 | Electric Services | 40.8153 | -73.0664 | KeySpan Corporation (Owner/Operator) (Ended Oct 18, 2010) National Grid Generation LLC (Owner/Operator) (Started Oct 18, 2010) |  |  | Operating | Combustion turbine | Diesel Oil |  |  |  |  | 416 | 13.1958 | LIQUID | 30 | -18.3333 | 0.9637 | 0.5001 | 13.1958
56505 | National Grid Generation LLC | 8007 | Holtsville | NY | Suffolk | 3 | GT | OP | 56.7 | 47.1 | 61.2 |  | 7 | 1974 | DFO |  | N | Y | N | Electric Utility |  |  |  |  | N | [57 empty] | LIQUID | NY | Holtsville Facility | 8007 | U00003 | 2010 | CP001 | CAIRNOX, CAIROS, CAIRSO2, RGGI | 127 | 12 | 1981 |  | 6.873 | 0.9682 | 13.305 | 2226.3 | 27491 | 2 |  | Suffolk | Electric Utility | 4911 | Electric Services | 40.8153 | -73.0664 | KeySpan Corporation (Owner/Operator) (Ended Oct 18, 2010) National Grid Generation LLC (Owner/Operator) (Started Oct 18, 2010) |  |  | Operating | Combustion turbine | Diesel Oil |  |  |  |  | 416 | 13.8314 | LIQUID | 28 | -92.8571 | 0.9682 | 0.50002 | 13.8314
56505 | National Grid Generation LLC | 8007 | Holtsville | NY | Suffolk | 4 | GT | OP | 56.7 | 49.9 | 62.9 |  | 7 | 1974 | DFO |  | N | Y | N | Electric Utility |  |  |  |  | N | [57 empty] | LIQUID | NY | Holtsville Facility | 8007 | U00004 | 2010 | CP001 | CAIRNOX, CAIROS, CAIRSO2, RGGI | 127 | 12 | 1981 |  | 6.873 | 0.9682 | 13.305 | 2226.3 | 27491 | 2 |  | Suffolk | Electric Utility | 4911 | Electric Services | 40.8153 | -73.0664 | KeySpan Corporation (Owner/Operator) (Ended Oct 18, 2010) National Grid Generation LLC (Owner/Operator) (Started Oct 18, 2010) |  |  | Operating | Combustion turbine | Diesel Oil |  |  |  |  | 416 | 13.8314 | LIQUID | 28 | -123.2143 | 0.9682 | 0.50002 | 13.8314
56505 | National Grid Generation LLC | 8007 | Holtsville | NY | Suffolk | 5 | GT | OP | 56.7 | 52.8 | 64.5 |  | 7 | 1974 | DFO |  | N | Y | N | Electric Utility |  |  |  |  | N | [57 empty] | LIQUID | NY | Holtsville Facility | 8007 | U00005 | 2010 | CP001 | CAIRNOX, CAIROS, CAIRSO2, RGGI | 166 | 12 | 2746 |  | 9.511 | 0.9649 | 18.384 | 3080.5 | 38037.8 | 2 |  | Suffolk | Electric Utility | 4911 | Electric Services | 40.8153 | -73.0664 | KeySpan Corporation (Owner/Operator) (Ended Oct 18, 2010) National Grid Generation LLC (Owner/Operator) (Started Oct 18, 2010) |  |  | Operating | Combustion turbine | Diesel Oil |  |  |  |  | 416 | 13.8464 | LIQUID | 26 | -240.3846 | 0.9649 | 0.50008 | 13.8464
56505 | National Grid Generation LLC | 8007 | Holtsville | NY | Suffolk | 6 | GT | OP | 56.7 | 51.6 | 62.9 |  | 7 | 1975 | DFO |  | N | Y | N | Electric Utility |  |  |  |  | N | [57 empty] | LIQUID | NY | Holtsville Facility | 8007 | U00006 | 2010 | CP001 | CAIRNOX, CAIROS, CAIRSO2, RGGI | 166 | 12 | 2746 |  | 9.511 | 0.9649 | 18.384 | 3080.5 | 38037.8 | 2 |  | Suffolk | Electric Utility | 4911 | Electric Services | 40.8153 | -73.0664 | KeySpan Corporation (Owner/Operator) (Ended Oct 18, 2010) National Grid Generation LLC (Owner/Operator) (Started Oct 18, 2010) |  |  | Operating | Combustion turbine | Diesel Oil |  |  |  |  | 416 | 13.8464 | LIQUID | 26 | -209.6154 | 0.9649 | 0.50008 | 13.8464
56505 | National Grid Generation LLC | 8007 | Holtsville | NY | Suffolk | 7 | GT | OP | 56.7 | 52.2 | 63.2 |  | 7 | 1975 | DFO |  | N | Y | N | Electric Utility |  |  |  |  | N | [57 empty] | LIQUID | NY | Holtsville Facility | 8007 | U00007 | 2010 | CP001 | CAIRNOX, CAIROS, CAIRSO2, RGGI | 170 | 12 | 2773 |  | 9.535 | 0.9655 | 18.445 | 3088.3 | 38134 | 2 |  | Suffolk | Electric Utility | 4911 | Electric Services | 40.8153 | -73.0664 | KeySpan Corporation (Owner/Operator) (Ended Oct 18, 2010) National Grid Generation LLC (Owner/Operator) (Started Oct 18, 2010) |  |  | Operating | Combustion turbine | Diesel Oil |  |  |  |  | 416 | 13.2466 | LIQUID | 32 | 12.5 | 0.9655 | 0.50008 | 13.2466
56505 | National Grid Generation LLC | 8007 | Holtsville | NY | Suffolk | 8 | GT | OP | 56.7 | 56.8 | 66.5 |  | 7 | 1975 | DFO |  | N | Y | N | Electric Utility |  |  |  |  | N | [57 empty] | LIQUID | NY | Holtsville Facility | 8007 | U00008 | 2010 | CP001 | CAIRNOX, CAIROS, CAIRSO2, RGGI | 170 | 12 | 2773 |  | 9.535 | 0.9655 | 18.445 | 3088.3 | 38134 | 2 |  | Suffolk | Electric Utility | 4911 | Electric Services | 40.8153 | -73.0664 | KeySpan Corporation (Owner/Operator) (Ended Oct 18, 2010) National Grid Generation LLC (Owner/Operator) (Started Oct 18, 2010) |  |  | Operating | Combustion turbine | Diesel Oil |  |  |  |  | 416 | 13.2466 | LIQUID | 32 | -39.0625 | 0.9655 | 0.50008 | 13.2466
56505 | National Grid Generation LLC | 8007 | Holtsville | NY | Suffolk | 9 | GT | OP | 56.7 | 52.9 | 65.5 |  | 7 | 1975 | DFO |  | N | Y | N | Electric Utility |  |  |  |  | N | [57 empty] | LIQUID | NY | Holtsville Facility | 8007 | U00009 | 2010 | CP001 | CAIRNOX, CAIROS, CAIRSO2, RGGI | 161 | 12 | 2583 |  | 8.858 | 0.9651 | 17.116 | 2868.5 | 35424.7 | 2 |  | Suffolk | Electric Utility | 4911 | Electric Services | 40.8153 | -73.0664 | KeySpan Corporation (Owner/Operator) (Ended Oct 18, 2010) National Grid Generation LLC (Owner/Operator) (Started Oct 18, 2010) |  |  | Operating | Combustion turbine | Diesel Oil |  |  |  |  | 416 | 13.7046 | LIQUID | 28 | -169.6429 | 0.9651 | 0.5001 | 13.7046
56505 | National Grid Generation LLC | 2515 | Montauk | NY | Suffolk | 2 | IC | OP | 2 | 2 | 2 |  | 12 | 1962 | DFO |  | N | Y | N | Electric Utility | [62 empty] | LIQUID | [39 empty] | 0.7385 | 0.025484 | 12.5895
56505 | National Grid Generation LLC | 2515 | Montauk | NY | Suffolk | 3 | IC | OP | 2 | 2 | 2 |  | 11 | 1965 | DFO |  | N | Y | N | Electric Utility | [62 empty] | LIQUID | [39 empty] | 0.7385 | 0.025484 | 12.5895
56505 | National Grid Generation LLC | 2515 | Montauk | NY | Suffolk | 4 | IC | OP | 2 | 1.7 | 1.7 |  | 11 | 1965 | DFO |  | N | Y | N | Electric Utility |  |  |  |  | N | [57 empty] | LIQUID | [39 empty] | 0.7385 | 0.025484 | 12.5895
56505 | National Grid Generation LLC | 2518 | Shoreham | NY | Suffolk | GT1 | GT | OP | 52.9 | 41.6 | 56 |  | 7 | 1971 | DFO |  | N | Y | N | Electric Utility |  |  |  |  | N | [57 empty] | LIQUID | [39 empty] | 0.53375 | 0.27579 | 13.9463
56505 | National Grid Generation LLC | 2518 | Shoreham | NY | Suffolk | GT2 | GT | OP | 18.6 | 16.6 | 22 |  | 4 | 1966 | DFO |  | N | Y | N | Electric Utility |  |  |  |  | N | [57 empty] | LIQUID | [39 empty] | 0.67456 | 0.39791 | 12.7204
56505 | National Grid Generation LLC | 7869 | Glenwood Landing | NY | Nassau | GT1 | GT | OP | 16 | 11.7 | 15.5 |  | 4 | 1967 | DFO | KER | N | Y | N | Electric Utility |  |  |  |  | N | [57 empty] | LIQUID | NY | Glenwood Landing Energy Center | 7869 | UGT011 | 2010 |  | CAIROS | 786 | 12 | 939 |  |  | 0.5605 | 1.815 | 519.4 | 6432.5 | 2 |  | Nassau | Electric Utility | 4911 | Electric Services | 40.8275 | -73.6478 | KeySpan Corporation (Owner/Operator) (Ended Oct 18, 2010) National Grid Generation LLC (Owner/Operator) (Started Oct 18, 2010) |  |  | Operating | Combustion turbine | Diesel Oil |  |  |  |  | 266 | 10.4 | LIQUID | 14 | -53.5714 | 0.5605 | 0.38333 | 12.6011
56505 | National Grid Generation LLC | 7869 | Glenwood Landing | NY | Nassau | GT4 | GT | OP | 53 | 39.4 | 46.5 |  | 6 | 2002 | NG | KER | Y | Y | N | Electric Utility |  |  |  |  | N | [57 empty] | GAS | NY | Glenwood Landing Energy Center | 7869 | UGT013 | 2010 |  | ARP, CAIRNOX, CAIROS, CAIRSO2, RGGI | 1539.75 | 12 | 58071.75 |  | 0.155 | 0.0434 | 3.849 | 35037.175 | 589581.6 | 2 |  | Nassau | Electric Utility | 4911 | Electric Services | 40.8275 | -73.6478 | KeySpan Corporation (Owner/Operator) (Ended Oct 18, 2010) National Grid Glenwood Energy Center LLC (Owner/Operator) (Started Oct 18, 2010) | Phase 2 |  | Operating | Combustion turbine | Pipeline Natural Gas | Diesel Oil |  | Water Injection Selective Catalytic Reduction |  | 457 | 9.9752 | GAS | 46 | -5.4348 | 0.0434 | 0.000526 | 9.9752
56505 | National Grid Generation LLC | 7869 | Glenwood Landing | NY | Nassau | GT5 | GT | OP | 53 | 40.5 | 45.3 |  | 6 | 2002 | NG | KER | Y | Y | N | Electric Utility |  |  |  |  | N | [57 empty] | GAS | NY | Glenwood Landing Energy Center | 7869 | UGT013 | 2010 |  | ARP, CAIRNOX, CAIROS, CAIRSO2, RGGI | 1539.75 | 12 | 58071.75 |  | 0.155 | 0.0434 | 3.849 | 35037.175 | 589581.6 | 2 |  | Nassau | Electric Utility | 4911 | Electric Services | 40.8275 | -73.6478 | KeySpan Corporation (Owner/Operator) (Ended Oct 18, 2010) National Grid Glenwood Energy Center LLC (Owner/Operator) (Started Oct 18, 2010) | Phase 2 |  | Operating | Combustion turbine | Pipeline Natural Gas | Diesel Oil |  | Water Injection Selective Catalytic Reduction |  | 457 | 9.9752 | GAS | 46 | -7.7263 | 0.0434 | 0.000526 | 9.9752
56506 | Langford Wind Power LLC | 57153 | Langford Wind Power | TX | Tom Green | 1 | WT | OP | 150 | 150 | 150 |  | 12 | 2009 | WND |  | N | Y | N | IPP Non-CHP |  |  |  |  | N | [57 empty] | N/A | [39 empty] | 0 | 0 | 10.4
56514 | Windy Flats Partners LLC | 57159 | Windy Flats Wind Project | WA | Klickitat | GEN1 | WT | OP | 262.2 | 262.2 | 262.2 |  | 10 | 2009 | WND |  | N | Y | N | IPP Non-CHP | [62 empty] | N/A | [39 empty] | 0 | 0 | 10.4
56515 | White River Hydroelectric | 57160 | White River Lock and Dam 1 | AR | Independence | LD#1 | HY | OP | 4.3 | 4.3 | 4.3 |  | 6 | 2007 | WAT |  | N | Y | N | IPP Non-CHP | [62 empty] | N/A | [39 empty] | 0 | 0 | 10.4
56515 | White River Hydroelectric | 57161 | White River Lock and Dam 2 | AR | Independence | LD#2 | HY | OP | 3.5 | 3.5 | 3.5 |  | 3 | 2007 | WAT |  | N | Y | N | IPP Non-CHP | [62 empty] | N/A | [39 empty] | 0 | 0 | 10.4
56515 | White River Hydroelectric | 57162 | White River Lock and Dam 3 | AR | Stone | LD#3 | HY | OP | 4.3 | 4.3 | 4.3 |  | 8 | 2006 | WAT |  | N | Y | N | IPP Non-CHP | [62 empty] | N/A | [39 empty] | 0 | 0 | 10.4
56516 | Morris Energy Operations Company, LLC | 10751 | Camden Plant Holding LLC | NJ | Camden | GEN1 | CT | OP | 95.2 | 94.9 | 92.6 |  | 2 | 1993 | NG | KER | Y | Y | N | IPP Non-CHP |  |  |  |  | N | [57 empty] | GAS | NJ | Camden Plant Holding, LLC | 10751 | 2001 | 2010 |  | ARP, CAIRNOX, CAIROS, CAIRSO2, RGGI | 3194.46 | 12 | 342889.44 |  | 1.062 | 0.0416 | 62.306 | 210446.087 | 3541144.04 | 2 |  | Camden | Cogeneration | 4931 | Elec & Other Services Combined | 39.9175 | -75.1192 | General Electric Company (Operator) (Ended Sep 16, 2010) Camden Plant Holding, LLC (Owner) MEG OP Co (Morris Energy Group Operating Company) (Operator) (Started Sep 16, 2010) | Phase 2 |  | Operating | Combined cycle | Pipeline Natural Gas | Other Oil |  | Selective Catalytic Reduction Steam Injection |  | 1369 | 10.4 | GAS | 132.5604 | -215.7692 | 0.0416 | 0.0006 | 10.3274
56516 | Morris Energy Operations Company, LLC | 10751 | Camden Plant Holding LLC | NJ | Camden | GEN2 | CA | OP | 61.8 | 50.1 | 52.1 |  | 2 | 1993 | NG |  | N | Y | N | IPP Non-CHP | [62 empty] | GAS | [39 empty] | 0 | 0 | 10.4
56516 | Morris Energy Operations Company, LLC | 52026 | Dartmouth Power Associates LP | MA | Bristol | GEN1 | CT | OP | 45 | 36 | 42 |  | 3 | 1992 | NG | DFO | Y | Y | N | IPP Non-CHP |  |  |  |  | N | [57 empty] | GAS | MA | Dartmouth Power | 52026 | 1 | 2010 |  | ARP, CAIROS, RGGI | 2355.06 | 12 | 124690.19 |  | 0.311 | 0.0358 | 16.476 | 61583.746 | 1036295.145 | 1 |  | Bristol | Small Power Producer | 4911 | Electric Services | 41.6728 | -70.9989 | Dartmouth Power Associates, LP (Owner) Wood Group Power Operations, Inc. (Operator) (Ended May 11, 2010) MEG OP Co (Morris Energy Group Operating Company) (Operator) (Started May 11, 2010) | Phase 2 |  | Operating | Combined cycle | Pipeline Natural Gas | Diesel Oil |  | Water Injection Selective Catalytic Reduction |  | 656 | 8.0772 | GAS | 73 | 130.9524 | 0.0358 | 0.0006 | 8.0772
56516 | Morris Energy Operations Company, LLC | 52026 | Dartmouth Power Associates LP | MA | Bristol | GEN2 | CA | OP | 32 | 26 | 26 |  | 3 | 1992 | NG |  | N | Y | N | IPP Non-CHP |  |  |  |  | N | [57 empty] | GAS | [39 empty] | 0 | 0 | 10.4
56516 | Morris Energy Operations Company, LLC | 52026 | Dartmouth Power Associates LP | MA | Bristol | GEN3 | GT | OP | 24.7 | 20.6 | 23.4 |  | 9 | 2009 | NG | DFO | Y | Y | N | IPP Non-CHP |  |  |  |  | N | [57 empty] | GAS | MA | Dartmouth Power | 52026 | 2 | 2010 |  | CAIROS | 87.37 | 9 | 1837.62 |  |  | 0.094 | 0.92 | 1335.618 | 20016.924 | 1 |  | Bristol | Small Power Producer | 4911 | Electric Services | 41.6728 | -70.9989 | Dartmouth Power Associates, LP (Owner) (Started May 11, 2010) MEG OP Co (Morris Energy Group Operating Company) (Operator) (Started May 11, 2010) |  |  | Operating | Combustion turbine | Pipeline Natural Gas | Diesel Oil |  | Water Injection Selective Catalytic Reduction |  | 267.1 | 10.4 | GAS | 25 | -34.188 | 0.094 | 0.0006236 | 10.5192
56516 | Morris Energy Operations Company, LLC | 10802 | Lowell Cogeneration Company LP | MA | Middlesex | GEN1 | CT | OP | 25 | 20 | 23 |  | 9 | 1988 | NG | DFO | Y | Y | Y | IPP CHP |  |  |  |  | N | [57 empty] | GAS | MA | Lowell Cogeneration Company | 10802 | 1 | 2010 |  | ARP, CAIROS, RGGI | 60.52 | 12 | 1285.86 |  | 0.031 | 0.5131 | 3.012 | 955.311 | 14005.973 | 1 |  | Middlesex | Cogeneration | 4961 | Steam Supply | 42.64 | -71.323 | Delta Power Services (Operator) (Ended Sep 16, 2010) Morris Energy (Owner) (Ended Sep 16, 2010) Lowell Cogeneration Company, LP (Owner) (Started Sep 16, 2010) MEG OP Co (Morris Energy Group Operating Company) (Operator) (Started Sep 16, 2010) | Phase 2 |  | Operating | Combined cycle | Pipeline Natural Gas | Diesel Oil |  | Water Injection |  | 310 | 10.4 | GAS | 29.8077 | 352.0067 | 0.5131 | 0.0044267 | 12.3748
56516 | Morris Energy Operations Company, LLC | 10802 | Lowell Cogeneration Company LP | MA | Middlesex | GEN2 | CA | OP | 8.5 | 8.5 | 8.5 |  | 9 | 1988 | NG | DFO | Y | Y | Y | IPP CHP |  |  |  |  | N | [57 empty] | GAS | [39 empty] | 0 | 0 | 10.4
56516 | Morris Energy Operations Company, LLC | 50497 | Bayonne Plant Holding LLC | NJ | Hudson | GTG1 | CT | OP | 43.4 | 39.5 | 43.5 |  | 7 | 1988 | NG | KER | Y | Y | Y | IPP CHP |  |  |  |  | N | [57 empty] | GAS | NJ | Bayonne Plant Holding, LLC | 50497 | 1001 | 2010 |  | ARP, CAIRNOX, CAIROS, CAIRSO2, RGGI | 1207.84 | 12 | 41116.42 |  | 0.162 | 0.0429 | 9.142 | 32003.738 | 538521.74 | 2 |  | Hudson | Cogeneration | 4931 | Elec & Other Services Combined | 40.6543 | -74.1023 | General Electric Company (Operator) Bayonne Plant Holding, LLC (Owner) | Phase 2 |  | Operating | Combustion turbine | Pipeline Natural Gas | Other Oil |  | Water Injection Selective Catalytic Reduction |  | 580 | 10.4 | GAS | 55.7692 | -141.0256 | 0.0429 | 0.000602 | 11.7646
56516 | Morris Energy Operations Company, LLC | 50497 | Bayonne Plant Holding LLC | NJ | Hudson | GTG2 | CT | OP | 43.4 | 39.5 | 43.5 |  | 7 | 1988 | NG | KER | Y | Y | Y | IPP CHP |  |  |  |  | N | [57 empty] | GAS | NJ | Bayonne Plant Holding, LLC | 50497 | 1001 | 2010 |  | ARP, CAIRNOX, CAIROS, CAIRSO2, RGGI | 1207.84 | 12 | 41116.42 |  | 0.162 | 0.0429 | 9.142 | 32003.738 | 538521.74 | 2 |  | Hudson | Cogeneration | 4931 | Elec & Other Services Combined | 40.6543 | -74.1023 | General Electric Company (Operator) Bayonne Plant Holding, LLC (Owner) | Phase 2 |  | Operating | Combustion turbine | Pipeline Natural Gas | Other Oil |  | Water Injection Selective Catalytic Reduction |  | 580 | 10.4 | GAS | 55.7692 | -141.0256 | 0.0429 | 0.000602 | 11.7646
56516 | Morris Energy Operations Company, LLC | 50497 | Bayonne Plant Holding LLC | NJ | Hudson | GTG3 | CT | OP | 43.4 | 39.5 | 43.5 |  | 7 | 1988 | NG | KER | Y | Y | Y | IPP CHP |  |  |  |  | N | [57 empty] | GAS | NJ | Bayonne Plant Holding, LLC | 50497 | 1001 | 2010 |  | ARP, CAIRNOX, CAIROS, CAIRSO2, RGGI | 1207.84 | 12 | 41116.42 |  | 0.162 | 0.0429 | 9.142 | 32003.738 | 538521.74 | 2 |  | Hudson | Cogeneration | 4931 | Elec & Other Services Combined | 40.6543 | -74.1023 | General Electric Company (Operator) Bayonne Plant Holding, LLC (Owner) | Phase 2 |  | Operating | Combustion turbine | Pipeline Natural Gas | Other Oil |  | Water Injection Selective Catalytic Reduction |  | 580 | 10.4 | GAS | 55.7692 | -141.0256 | 0.0429 | 0.000602 | 11.7646
56516 | Morris Energy Operations Company, LLC | 50497 | Bayonne Plant Holding LLC | NJ | Hudson | STG1 | CA | OP | 61.4 | 39.5 | 43.5 |  | 7 | 1988 | NG | KER | N | Y | Y | IPP CHP |  |  |  |  | N | [57 empty] | GAS | [39 empty] | 0 | 0 | 10.4
56516 | Morris Energy Operations Company, LLC | 50852 | Elmwood Energy Holdings LLC | NJ | Bergen | GEN1 | CT | OP | 59 | 51 | 59 |  | 4 | 1989 | NG | DFO | Y | Y | Y | IPP CHP |  |  |  |  | N | [57 empty] | GAS | NJ | Elmwood Park Power - LLC | 50852 | 2001 | 2010 |  | CAIRNOX, CAIROS, CAIRSO2, RGGI | 437.17 | 12 | 26098.66 |  | 0.077 | 0.0792 | 7.175 | 15230.644 | 256270.743 | 2 |  | Bergen | Cogeneration |  |  | 40.9056 | -74.1308 | RPL Holdings, Inc. (Owner/Operator) (Ended Sep 16, 2010) Elmwood Park Power LLC (Owner) (Started Sep 16, 2010) MEG OP Co (Morris Energy Group Operating Company) (Operator) (Started Sep 16, 2010) |  |  | Operating | Combined cycle | Pipeline Natural Gas | Diesel Oil |  | Water Injection |  | 765 | 10.4 | GAS | 77.9077 | -160.2351 | 0.0792 | 0.000601 | 9.8193
56516 | Morris Energy Operations Company, LLC | 50852 | Elmwood Energy Holdings LLC | NJ | Bergen | GEN2 | CA | OP | 24 | 13.9 | 13 |  | 5 | 1989 | NG |  | N | Y | Y | IPP CHP |  |  |  |  | N | [57 empty] | GAS | [39 empty] | 0 | 0 | 10.4
56516 | Morris Energy Operations Company, LLC | 54592 | Massena Energy Holdings LLC | NY | St Lawrence | GEN1 | CT | OP | 66.5 | 46 | 56 |  | 7 | 1992 | NG | DFO | Y | Y | N | IPP Non-CHP |  |  |  |  | N | [57 empty] | GAS | NY | Massena Energy Facility | 54592 | 1 | 2010 |  | ARP, CAIRNOX, CAIROS, CAIRSO2, RGGI | 95.11 | 12 | 3824.06 |  | 0.016 | 0.0933 | 1.242 | 3138.303 | 52811.513 | 2 |  | Saint Lawrence | Cogeneration | 3365 | Aluminum Foundries | 44.9503 | -74.8928 | Power City Partners, LP (Owner) Power City Partners, LP (Owner/Operator) (Ended Sep 16, 2010) MEG OP Co (Morris Energy Group Operating Company) (Operator) (Started Sep 16, 2010) | Phase 2 |  | Operating | Combined cycle | Pipeline Natural Gas | Diesel Oil |  | Selective Catalytic Reduction Steam Injection |  | 900 | 10.4 | GAS | 86.5385 | 227.3352 | 0.0933 | 0.000606 | 10.7363
56516 | Morris Energy Operations Company, LLC | 54592 | Massena Energy Holdings LLC | NY | St Lawrence | GEN2 | CA | OP | 35.6 | 35 | 35 |  | 7 | 1992 | NG | DFO | N | Y | N | IPP Non-CHP |  |  |  |  | N | [57 empty] | GAS | [39 empty] | 0 | 0 | 10.4
56518 | First State Marine Wind | 57176 | University of Delaware Wind Turbine | DE | SUSSEX | FSMW | WT | OP | 2 | 2 | 2 |  | 7 | 2010 | WND |  | N | Y | N | Commercial Non-CHP |  |  |  |  | N | [57 empty] | N/A | [39 empty] | 0 | 0 | 10.4
56520 | Meadow Lake Wind Farm IV LLC | 57177 | Meadow Lake Wind Farm IV | IN | White | GEN 1 | WT | OP | 98.7 | 98.7 | 98.7 |  | 10 | 2010 | WND |  | N | Y | N | IPP Non-CHP |  |  |  |  | N | [57 empty] | N/A | [39 empty] | 0 | 0 | 10.4
56533 | Troy Energy LLC | 55348 | Troy Energy LLC | OH | Wood | 1 | GT | OP | 172 | 146 | 169 |  | 6 | 2002 | NG | DFO | Y | Y | N | IPP Non-CHP |  |  |  |  | N | [57 empty] | GAS | OH | Troy Energy, LLC | 55348 | 1 | 2010 |  | ARP, CAIRNOX, CAIROS, CAIRSO2 | 309.57 | 12 | 46279.26 |  | 0.139 | 0.0379 | 7.375 | 28194.524 | 474421.545 | 5 |  | Wood | Electric Utility | 4911 | Electric Services | 41.4774 | -83.4616 | Troy Energy, LLC (Owner) Troy Energy, LLC (Owner/Operator) (Ended Sep 23, 2010) IPA Operations, Inc. (Operator) (Started Sep 23, 2010) | Phase 2 |  | Operating | Combustion turbine | Pipeline Natural Gas | Diesel Oil |  | Dry Low NOx Burners Water Injection |  | 1989 | 10.1054 | GAS | 185 | 1952.6627 | 0.0379 | 0.000586 | 10.1054
56533 | Troy Energy LLC | 55348 | Troy Energy LLC | OH | Wood | 2 | GT | OP | 172 | 146 | 169 |  | 6 | 2002 | NG | DFO | Y | Y | N | IPP Non-CHP |  |  |  |  | N | [57 empty] | GAS | OH | Troy Energy, LLC | 55348 | 2 | 2010 |  | ARP, CAIRNOX, CAIROS, CAIRSO2 | 319.55 | 12 | 48133.88 |  | 0.149 | 0.0398 | 7.675 | 29591.974 | 497956.885 | 5 |  | Wood | Electric Utility | 4911 | Electric Services | 41.4774 | -83.4616 | Troy Energy, LLC (Owner) Troy Energy, LLC (Owner/Operator) (Ended Sep 23, 2010) IPA Operations, Inc. (Operator) (Started Sep 23, 2010) | Phase 2 |  | Operating | Combustion turbine | Pipeline Natural Gas | Diesel Oil |  | Dry Low NOx Burners Water Injection |  | 1989 | 10.2388 | GAS | 188 | 1943.787 | 0.0398 | 0.000598 | 10.2388
56533 | Troy Energy LLC | 55348 | Troy Energy LLC | OH | Wood | 3 | GT | OP | 172 | 146 | 169 |  | 6 | 2002 | NG | DFO | Y | Y | N | IPP Non-CHP |  |  |  |  | N | [57 empty] | GAS | OH | Troy Energy, LLC | 55348 | 3 | 2010 |  | ARP, CAIRNOX, CAIROS, CAIRSO2 | 277.36 | 12 | 41653.18 |  | 0.13 | 0.0386 | 6.883 | 25813.319 | 434362.949 | 5 |  | Wood | Electric Utility | 4911 | Electric Services | 41.4774 | -83.4616 | Troy Energy, LLC (Owner) Troy Energy, LLC (Owner/Operator) (Ended Sep 23, 2010) IPA Operations, Inc. (Operator) (Started Sep 23, 2010) | Phase 2 |  | Operating | Combustion turbine | Pipeline Natural Gas | Diesel Oil |  | Dry Low NOx Burners Water Injection |  | 1989 | 10.3229 | GAS | 189 | 1940.8284 | 0.0386 | 0.000599 | 10.3229
56533 | Troy Energy LLC | 55348 | Troy Energy LLC | OH | Wood | 4 | GT | OP | 172 | 146 | 169 |  | 6 | 2002 | NG | DFO | Y | Y | N | IPP Non-CHP |  |  |  |  | N | [57 empty] | GAS | OH | Troy Energy, LLC | 55348 | 4 | 2010 |  | ARP, CAIRNOX, CAIROS, CAIRSO2 | 322.47 | 12 | 48101.27 |  | 0.148 | 0.0393 | 7.767 | 29605.588 | 498160.407 | 5 |  | Wood | Electric Utility | 4911 | Electric Services | 41.4774 | -83.4616 | Troy Energy, LLC (Owner) Troy Energy, LLC (Owner/Operator) (Ended Sep 23, 2010) IPA Operations, Inc. (Operator) (Started Sep 23, 2010) | Phase 2 |  | Operating | Combustion turbine | Pipeline Natural Gas | Diesel Oil |  | Dry Low NOx Burners Water Injection |  | 1989 | 10.2438 | GAS | 187 | 1946.7456 | 0.0393 | 0.000594 | 10.2438
56540 | Northbrook Hydro Wisconsin LLC | 57190 | Little Quinnesec Falls Hydro Project | WI | MARINETTE | UNIT1 | HY | OP | 1.9 | 1.9 | 1.9 |  | 12 | 1909 | WAT |  | N | Y | N | IPP Non-CHP | [62 empty] | N/A | [39 empty] | 0 | 0 | 10.4
56540 | Northbrook Hydro Wisconsin LLC | 57190 | Little Quinnesec Falls Hydro Project | WI | MARINETTE | UNIT2 | HY | OP | 0.8 | 0.8 | 0.8 |  | 12 | 1900 | WAT |  | N | Y | N | IPP Non-CHP | [62 empty] | N/A | [39 empty] | 0 | 0 | 10.4
56540 | Northbrook Hydro Wisconsin LLC | 57190 | Little Quinnesec Falls Hydro Project | WI | MARINETTE | UNIT3 | HY | OP | 1.9 | 1.9 | 1.9 |  | 12 | 1911 | WAT |  | N | Y | N | IPP Non-CHP | [62 empty] | N/A | [39 empty] | 0 | 0 | 10.4
56540 | Northbrook Hydro Wisconsin LLC | 57190 | Little Quinnesec Falls Hydro Project | WI | MARINETTE | UNIT4 | HY | OP | 1 | 1 | 1 |  | 12 | 1900 | WAT |  | N | Y | N | IPP Non-CHP | [62 empty] | N/A | [39 empty] | 0 | 0 | 10.4
56540 | Northbrook Hydro Wisconsin LLC | 57190 | Little Quinnesec Falls Hydro Project | WI | MARINETTE | UNIT5 | HY | OP | 1 | 1 | 1 |  | 12 | 1900 | WAT |  | N | Y | N | IPP Non-CHP | [62 empty] | N/A | [39 empty] | 0 | 0 | 10.4
56540 | Northbrook Hydro Wisconsin LLC | 57190 | Little Quinnesec Falls Hydro Project | WI | MARINETTE | UNIT6 | HY | OP | 2.4 | 2.4 | 2.4 |  | 12 | 1916 | WAT |  | N | Y | N | IPP Non-CHP | [62 empty] | N/A | [39 empty] | 0 | 0 | 10.4
56543 | Black Bear Hydro Partners LLC | 1469 | PPL Ellsworth Hydro Station | ME | Hancock | EL01 | HY | OP | 2.5 | 2.6 | 2.5 |  | 7 | 1924 | WAT |  | N | Y | N | IPP Non-CHP | [62 empty] | N/A | [39 empty] | 0 | 0 | 10.4
56543 | Black Bear Hydro Partners LLC | 1469 | PPL Ellsworth Hydro Station | ME | Hancock | EL02 | HY | OP | 2 | 2.1 | 2 |  | 7 | 1938 | WAT |  | N | Y | N | IPP Non-CHP | [62 empty] | N/A | [39 empty] | 0 | 0 | 10.4
56543 | Black Bear Hydro Partners LLC | 1469 | PPL Ellsworth Hydro Station | ME | Hancock | EL03 | HY | OP | 2 | 2.1 | 2 |  | 7 | 1938 | WAT |  | N | Y | N | IPP Non-CHP | [62 empty] | N/A | [39 empty] | 0 | 0 | 10.4
56543 | Black Bear Hydro Partners LLC | 1469 | PPL Ellsworth Hydro Station | ME | Hancock | EL04 | HY | OP | 2.4 | 2.5 | 2.4 |  | 7 | 1924 | WAT |  | N | Y | N | IPP Non-CHP | [62 empty] | N/A | [39 empty] | 0 | 0 | 10.4
56543 | Black Bear Hydro Partners LLC | 1472 | PPL Howland Hydro Station | ME | Penobscot | HL01 | HY | OP | 0.6 | 0.6 | 0.6 |  | 7 | 1921 | WAT |  | N | Y | N | IPP Non-CHP | [62 empty] | N/A | [39 empty] | 0 | 0 | 10.4
56543 | Black Bear Hydro Partners LLC | 1472 | PPL Howland Hydro Station | ME | Penobscot | HL02 | HY | OP | 0.6 | 0.6 | 0.6 |  | 7 | 1916 | WAT |  | N | Y | N | IPP Non-CHP | [62 empty] | N/A | [39 empty] | 0 | 0 | 10.4
56543 | Black Bear Hydro Partners LLC | 1472 | PPL Howland Hydro Station | ME | Penobscot | HL03 | HY | OP | 0.6 | 0.6 | 0.6 |  | 7 | 1916 | WAT |  | N | Y | N | IPP Non-CHP | [62 empty] | N/A | [39 empty] | 0 | 0 | 10.4
56543 | Black Bear Hydro Partners LLC | 1475 | PPL Milford Hydro Station | ME | Penobscot | MF01 | HY | OP | 0.7 | 0.7 | 0.7 |  | 11 | 2011 | WAT |  | N | Y | N | IPP Non-CHP |  |  |  |  | N | [57 empty] | N/A | [39 empty] | 0 | 0 | 10.4
56543 | Black Bear Hydro Partners LLC | 1475 | PPL Milford Hydro Station | ME | Penobscot | MF02 | HY | OP | 0.7 | 0.7 | 0.7 |  | 11 | 2011 | WAT |  | N | Y | N | IPP Non-CHP |  |  |  |  | N | [57 empty] | N/A | [39 empty] | 0 | 0 | 10.4
56543 | Black Bear Hydro Partners LLC | 1475 | PPL Milford Hydro Station | ME | Penobscot | MF03 | HY | OP | 1.6 | 1.6 | 1.6 |  | 7 | 1956 | WAT |  | N | Y | N | IPP Non-CHP | [62 empty] | N/A | [39 empty] | 0 | 0 | 10.4
56543 | Black Bear Hydro Partners LLC | 1475 | PPL Milford Hydro Station | ME | Penobscot | MF04 | HY | OP | 1.6 | 1.6 | 1.6 |  | 7 | 1946 | WAT |  | N | Y | N | IPP Non-CHP | [62 empty] | N/A | [39 empty] | 0 | 0 | 10.4
56543 | Black Bear Hydro Partners LLC | 1475 | PPL Milford Hydro Station | ME | Penobscot | MF05 | HY | OP | 1.6 | 1.6 | 1.6 |  | 7 | 1941 | WAT |  | N | Y | N | IPP Non-CHP | [62 empty] | N/A | [39 empty] | 0 | 0 | 10.4
56543 | Black Bear Hydro Partners LLC | 1475 | PPL Milford Hydro Station | ME | Penobscot | MF06 | HY | OP | 1.6 | 1.6 | 1.6 |  | 7 | 1942 | WAT |  | N | Y | N | IPP Non-CHP | [62 empty] | N/A | [39 empty] | 0 | 0 | 10.4
56543 | Black Bear Hydro Partners LLC | 1478 | PPL Stillwater Hydro Station | ME | Penobscot | SW01 | HY | OP | 0.4 | 0.5 | 0.5 |  | 1 | 1913 | WAT |  | N | Y | N | IPP Non-CHP | [62 empty] | N/A | [39 empty] | 0 | 0 | 10.4
56543 | Black Bear Hydro Partners LLC | 1478 | PPL Stillwater Hydro Station | ME | Penobscot | SW02 | HY | OP | 0.4 | 0.5 | 0.5 |  | 1 | 1913 | WAT |  | N | Y | N | IPP Non-CHP | [62 empty] | N/A | [39 empty] | 0 | 0 | 10.4
56543 | Black Bear Hydro Partners LLC | 1478 | PPL Stillwater Hydro Station | ME | Penobscot | SW03 | HY | OP | 0.4 | 0.5 | 0.5 |  | 1 | 1916 | WAT |  | N | Y | N | IPP Non-CHP | [62 empty] | N/A | [39 empty] | 0 | 0 | 10.4
56543 | Black Bear Hydro Partners LLC | 1478 | PPL Stillwater Hydro Station | ME | Penobscot | SW04 | HY | OP | 0.6 | 0.6 | 0.6 |  | 1 | 1929 | WAT |  | N | Y | N | IPP Non-CHP | [62 empty] | N/A | [39 empty] | 0 | 0 | 10.4
56543 | Black Bear Hydro Partners LLC | 1479 | PPL Veazie Hydro Station | ME | Penobscot | VZ01 | HY | OP | 0.7 | 0.7 | 0.7 |  | 7 | 1933 | WAT |  | N | Y | N | IPP Non-CHP | [62 empty] | N/A | [39 empty] | 0 | 0 | 10.4
56543 | Black Bear Hydro Partners LLC | 1479 | PPL Veazie Hydro Station | ME | Penobscot | VZ02 | HY | OP | 0.3 | 0.3 | 0.3 |  | 7 | 1920 | WAT |  | N | Y | N | IPP Non-CHP | [62 empty] | N/A | [39 empty] | 0 | 0 | 10.4
56543 | Black Bear Hydro Partners LLC | 1479 | PPL Veazie Hydro Station | ME | Penobscot | VZ03 | HY | OP | 0.3 | 0.3 | 0.3 |  | 7 | 1920 | WAT |  | N | Y | N | IPP Non-CHP | [62 empty] | N/A | [39 empty] | 0 | 0 | 10.4
56543 | Black Bear Hydro Partners LLC | 1479 | PPL Veazie Hydro Station | ME | Penobscot | VZ04 | HY | OP | 0.3 | 0.3 | 0.3 |  | 7 | 1920 | WAT |  | N | Y | N | IPP Non-CHP | [62 empty] | N/A | [39 empty] | 0 | 0 | 10.4
56543 | Black Bear Hydro Partners LLC | 1479 | PPL Veazie Hydro Station | ME | Penobscot | VZ05 | HY | OP | 0.3 | 0.3 | 0.3 |  | 7 | 1920 | WAT |  | N | Y | N | IPP Non-CHP | [62 empty] | N/A | [39 empty] | 0 | 0 | 10.4
56543 | Black Bear Hydro Partners LLC | 1479 | PPL Veazie Hydro Station | ME | Penobscot | VZ06 | HY | OP | 0.3 | 0.3 | 0.3 |  | 7 | 1920 | WAT |  | N | Y | N | IPP Non-CHP | [62 empty] | N/A | [39 empty] | 0 | 0 | 10.4
56543 | Black Bear Hydro Partners LLC | 1479 | PPL Veazie Hydro Station | ME | Penobscot | VZ07 | HY | OP | 0.3 | 0.3 | 0.3 |  | 7 | 1920 | WAT |  | N | Y | N | IPP Non-CHP | [62 empty] | N/A | [39 empty] | 0 | 0 | 10.4
56543 | Black Bear Hydro Partners LLC | 1479 | PPL Veazie Hydro Station | ME | Penobscot | VZ08 | HY | OP | 0.3 | 0.3 | 0.3 |  | 7 | 1920 | WAT |  | N | Y | N | IPP Non-CHP | [62 empty] | N/A | [39 empty] | 0 | 0 | 10.4
56543 | Black Bear Hydro Partners LLC | 1479 | PPL Veazie Hydro Station | ME | Penobscot | VZ09 | HY | OP | 0.3 | 0.3 | 0.3 |  | 7 | 1920 | WAT |  | N | Y | N | IPP Non-CHP | [62 empty] | N/A | [39 empty] | 0 | 0 | 10.4
56543 | Black Bear Hydro Partners LLC | 1479 | PPL Veazie Hydro Station | ME | Penobscot | VZ10 | HY | OP | 0.3 | 0.3 | 0.3 |  | 7 | 1920 | WAT |  | N | Y | N | IPP Non-CHP | [62 empty] | N/A | [39 empty] | 0 | 0 | 10.4
56543 | Black Bear Hydro Partners LLC | 1479 | PPL Veazie Hydro Station | ME | Penobscot | VZ11 | HY | OP | 0.3 | 0.3 | 0.3 |  | 7 | 1920 | WAT |  | N | Y | N | IPP Non-CHP | [62 empty] | N/A | [39 empty] | 0 | 0 | 10.4
56543 | Black Bear Hydro Partners LLC | 1479 | PPL Veazie Hydro Station | ME | Penobscot | VZ12 | HY | OP | 0.3 | 0.3 | 0.3 |  | 7 | 1920 | WAT |  | N | Y | N | IPP Non-CHP | [62 empty] | N/A | [39 empty] | 0 | 0 | 10.4
56543 | Black Bear Hydro Partners LLC | 1479 | PPL Veazie Hydro Station | ME | Penobscot | VZ13 | HY | OP | 0.3 | 0.3 | 0.3 |  | 7 | 1920 | WAT |  | N | Y | N | IPP Non-CHP | [62 empty] | N/A | [39 empty] | 0 | 0 | 10.4
56543 | Black Bear Hydro Partners LLC | 1479 | PPL Veazie Hydro Station | ME | Penobscot | VZ14 | HY | OP | 0.3 | 0.3 | 0.3 |  | 7 | 1920 | WAT |  | N | Y | N | IPP Non-CHP | [62 empty] | N/A | [39 empty] | 0 | 0 | 10.4
56543 | Black Bear Hydro Partners LLC | 1479 | PPL Veazie Hydro Station | ME | Penobscot | VZ15 | HY | OP | 0.5 | 0.5 | 0.5 |  | 7 | 1914 | WAT |  | N | Y | N | IPP Non-CHP | [62 empty] | N/A | [39 empty] | 0 | 0 | 10.4
56543 | Black Bear Hydro Partners LLC | 1479 | PPL Veazie Hydro Station | ME | Penobscot | VZ16 | HY | OP | 1.5 | 1.4 | 1.4 |  | 7 | 1938 | WAT |  | N | Y | N | IPP Non-CHP | [62 empty] | N/A | [39 empty] | 0 | 0 | 10.4
56543 | Black Bear Hydro Partners LLC | 1479 | PPL Veazie Hydro Station | ME | Penobscot | VZ17 | HY | OP | 1.5 | 1.4 | 1.4 |  | 7 | 1938 | WAT |  | N | Y | N | IPP Non-CHP | [62 empty] | N/A | [39 empty] | 0 | 0 | 10.4
56543 | Black Bear Hydro Partners LLC | 10255 | Bangor Pacific Hydro | ME | Penobscot | GEN1 | HY | OP | 6.5 | 4.4 | 4.4 |  | 4 | 1988 | WAT |  | N | Y | N | IPP Non-CHP |  |  |  |  | N | [57 empty] | N/A | [39 empty] | 0 | 0 | 10.4
56543 | Black Bear Hydro Partners LLC | 10255 | Bangor Pacific Hydro | ME | Penobscot | GEN2 | HY | OP | 6.5 | 5.1 | 5.1 |  | 4 | 1988 | WAT |  | N | Y | N | IPP Non-CHP |  |  |  |  | N | [57 empty] | N/A | [39 empty] | 0 | 0 | 10.4
56543 | Black Bear Hydro Partners LLC | 55288 | PPL Medway Hydro | ME | Penobscot | MW01 | HY | OP | 0.6 | 0.7 | 0.7 |  | 1 | 1923 | WAT |  | N | Y | N | IPP Non-CHP | [62 empty] | N/A | [39 empty] | 0 | 0 | 10.4
56543 | Black Bear Hydro Partners LLC | 55288 | PPL Medway Hydro | ME | Penobscot | MW02 | HY | OP | 0.6 | 0.7 | 0.7 |  | 1 | 1923 | WAT |  | N | Y | N | IPP Non-CHP | [62 empty] | N/A | [39 empty] | 0 | 0 | 10.4
56543 | Black Bear Hydro Partners LLC | 55288 | PPL Medway Hydro | ME | Penobscot | MW03 | HY | OP | 0.6 | 0.7 | 0.7 |  | 1 | 1923 | WAT |  | N | Y | N | IPP Non-CHP | [62 empty] | N/A | [39 empty] | 0 | 0 | 10.4
56543 | Black Bear Hydro Partners LLC | 55288 | PPL Medway Hydro | ME | Penobscot | MW04 | HY | OP | 0.7 | 0.9 | 0.9 |  | 1 | 1925 | WAT |  | N | Y | N | IPP Non-CHP | [62 empty] | N/A | [39 empty] | 0 | 0 | 10.4
56543 | Black Bear Hydro Partners LLC | 55288 | PPL Medway Hydro | ME | Penobscot | MW05 | HY | OP | 0.7 | 0.9 | 0.9 |  | 1 | 1925 | WAT |  | N | Y | N | IPP Non-CHP | [62 empty] | N/A | [39 empty] | 0 | 0 | 10.4
56543 | Black Bear Hydro Partners LLC | 55967 | Great Works Hydro | ME | Penobscot | WW1 | HY | OP | 1 | 1 | 0.9 |  | 12 | 1988 | WAT |  | N | Y | N | IPP Non-CHP |  |  |  |  | N | [57 empty] | N/A | [39 empty] | 0 | 0 | 10.4
56543 | Black Bear Hydro Partners LLC | 55967 | Great Works Hydro | ME | Penobscot | WW10 | HY | OP | 0.6 | 0.6 | 0.6 |  | 1 | 1910 | WAT |  | N | Y | N | IPP Non-CHP |  |  |  |  | N | [57 empty] | N/A | [39 empty] | 0 | 0 | 10.4
56543 | Black Bear Hydro Partners LLC | 55967 | Great Works Hydro | ME | Penobscot | WW11 | HY | OP | 0.5 | 0.5 | 0.5 |  | 1 | 1910 | WAT |  | N | Y | N | IPP Non-CHP |  |  |  |  | N | [57 empty] | N/A | [39 empty] | 0 | 0 | 10.4
56543 | Black Bear Hydro Partners LLC | 55967 | Great Works Hydro | ME | Penobscot | WW2 | HY | OP | 1 | 1 | 0.9 |  | 12 | 1988 | WAT |  | N | Y | N | IPP Non-CHP |  |  |  |  | N | [57 empty] | N/A | [39 empty] | 0 | 0 | 10.4
56543 | Black Bear Hydro Partners LLC | 55967 | Great Works Hydro | ME | Penobscot | WW3 | HY | OP | 1 | 1 | 0.9 |  | 12 | 1988 | WAT |  | N | Y | N | IPP Non-CHP |  |  |  |  | N | [57 empty] | N/A | [39 empty] | 0 | 0 | 10.4
56543 | Black Bear Hydro Partners LLC | 55967 | Great Works Hydro | ME | Penobscot | WW4 | HY | OP | 0.6 | 0.6 | 0.6 |  | 1 | 1910 | WAT |  | N | Y | N | IPP Non-CHP |  |  |  |  | N | [57 empty] | N/A | [39 empty] | 0 | 0 | 10.4
56543 | Black Bear Hydro Partners LLC | 55967 | Great Works Hydro | ME | Penobscot | WW5 | HY | OP | 0.6 | 0.6 | 0.6 |  | 1 | 1910 | WAT |  | N | Y | N | IPP Non-CHP |  |  |  |  | N | [57 empty] | N/A | [39 empty] | 0 | 0 | 10.4
56543 | Black Bear Hydro Partners LLC | 55967 | Great Works Hydro | ME | Penobscot | WW6 | HY | OP | 0.7 | 0.7 | 0.7 |  | 1 | 1910 | WAT |  | N | Y | N | IPP Non-CHP |  |  |  |  | N | [57 empty] | N/A | [39 empty] | 0 | 0 | 10.4
56543 | Black Bear Hydro Partners LLC | 55967 | Great Works Hydro | ME | Penobscot | WW7 | HY | OP | 0.6 | 0.6 | 0.6 |  | 1 | 1910 | WAT |  | N | Y | N | IPP Non-CHP |  |  |  |  | N | [57 empty] | N/A | [39 empty] | 0 | 0 | 10.4
56543 | Black Bear Hydro Partners LLC | 55967 | Great Works Hydro | ME | Penobscot | WW8 | HY | OP | 0.6 | 0.6 | 0.6 |  | 1 | 1910 | WAT |  | N | Y | N | IPP Non-CHP |  |  |  |  | N | [57 empty] | N/A | [39 empty] | 0 | 0 | 10.4
56543 | Black Bear Hydro Partners LLC | 55967 | Great Works Hydro | ME | Penobscot | WW9 | HY | OP | 0.5 | 0.5 | 0.5 |  | 1 | 1910 | WAT |  | N | Y | N | IPP Non-CHP |  |  |  |  | N | [57 empty] | N/A | [39 empty] | 0 | 0 | 10.4
56543 | Black Bear Hydro Partners LLC | 57184 | Orono Hydro Station | ME | Penobscot | 1 | HY | OP | 0.5 | 0.5 | 0.5 |  | 3 | 2009 | WAT |  | N | Y | N | IPP Non-CHP | [62 empty] | N/A | [39 empty] | 0 | 0 | 10.4
56543 | Black Bear Hydro Partners LLC | 57184 | Orono Hydro Station | ME | Penobscot | 2 | HY | OP | 0.6 | 0.6 | 0.6 |  | 3 | 2009 | WAT |  | N | Y | N | IPP Non-CHP | [62 empty] | N/A | [39 empty] | 0 | 0 | 10.4
56543 | Black Bear Hydro Partners LLC | 57184 | Orono Hydro Station | ME | Penobscot | 3 | HY | OP | 0.8 | 0.8 | 0.8 |  | 1 | 2009 | WAT |  | N | Y | N | IPP Non-CHP | [62 empty] | N/A | [39 empty] | 0 | 0 | 10.4
56543 | Black Bear Hydro Partners LLC | 57184 | Orono Hydro Station | ME | Penobscot | 4 | HY | OP | 0.8 | 0.8 | 0.8 |  | 1 | 2009 | WAT |  | N | Y | N | IPP Non-CHP | [62 empty] | N/A | [39 empty] | 0 | 0 | 10.4
56545 | Pattern Operators LP | 56654 | Hatchet Ridge Wind Project | CA | SHASTA | 1 | WT | OP | 101.2 | 101.2 | 101.2 |  | 12 | 2010 | WND |  | N | Y | N | IPP Non-CHP | [62 empty] | N/A | [39 empty] | 0 | 0 | 10.4
56545 | Pattern Operators LP | 56661 | Pattern Gulf Wind | TX | Kenedy | 1 | WT | OP | 283.2 | 283.2 | 283.2 |  | 12 | 2008 | WND |  | N | Y | N | IPP Non-CHP | [62 empty] | N/A | [39 empty] | 0 | 0 | 10.4
56548 | Lost Creek Wind LLC | 57189 | Lost Creek Wind Energy Facility | MO | De Kalb | LCW | WT | OP | 150 | 150 | 150 |  | 5 | 2010 | WND |  | N | Y | N | IPP Non-CHP |  |  |  |  | N | [57 empty] | N/A | [39 empty] | 0 | 0 | 10.4
56550 | Vantage Wind Energy LLC | 57188 | Vantage Wind Energy LLC | WA | Kittitas | 1 | WT | OP | 90 | 90 | 90 |  | 8 | 2010 | WND |  | N | Y | N | IPP Non-CHP |  |  |  |  | N | [57 empty] | N/A | [39 empty] | 0 | 0 | 10.4
56555 | FPL Energy MontezumaWind | 57201 | FPL Energy Montezuma Winds LLC | CA | Solano | S2.3 | WT | OP | 36.8 | 36.8 | 36.8 |  | 11 | 2010 | WND |  | N | Y | N | IPP Non-CHP |  |  |  |  | N | [57 empty] | N/A | [39 empty] | 0 | 0 | 10.4
56558 | Rolling Hills Generating LLC | 55401 | Rolling Hills Generating | OH | Vinton | CT1 | GT | OP | 195.5 | 165 | 180 |  | 6 | 2003 | NG |  | N | Y | N | IPP Non-CHP |  |  |  |  | N | [57 empty] | GAS | OH | Rolling Hills Generating LLC | 55401 | CT-1 | 2010 |  | ARP, CAIRNOX, CAIROS, CAIRSO2 | 61.58 | 12 | 9441.89 |  | 0.031 | 0.0518 | 2.375 | 6136.762 | 103264.884 | 5 |  | Vinton | Electric Utility |  |  | 39.0839 | -82.3328 | Rolling Hills Generating, LLC (Owner/Operator) | Phase 2 |  | Operating | Combustion turbine | Pipeline Natural Gas |  |  | Dry Low NOx Burners Water Injection Selective Catalytic Reduction |  | 2065 | 10.5726 | GAS | 197 | 452.7778 | 0.0518 | 0.0006 | 10.5726
56558 | Rolling Hills Generating LLC | 55401 | Rolling Hills Generating | OH | Vinton | CT2 | GT | OP | 195.5 | 165 | 180 |  | 6 | 2003 | NG |  | N | Y | N | IPP Non-CHP |  |  |  |  | N | [57 empty] | GAS | OH | Rolling Hills Generating LLC | 55401 | CT-2 | 2010 |  | ARP, CAIRNOX, CAIROS, CAIRSO2 | 53.56 | 12 | 8346.82 |  | 0.027 | 0.0496 | 2.035 | 5371.545 | 90385.256 | 5 |  | Vinton | Electric Utility |  |  | 39.0839 | -82.3328 | Rolling Hills Generating, LLC (Owner/Operator) | Phase 2 |  | Operating | Combustion turbine | Pipeline Natural Gas |  |  | Dry Low NOx Burners Water Injection Selective Catalytic Reduction |  | 2065 | 10.3248 | GAS | 198 | 450 | 0.0496 | 0.000597 | 10.3248
56558 | Rolling Hills Generating LLC | 55401 | Rolling Hills Generating | OH | Vinton | CT3 | GT | OP | 195.5 | 165 | 180 |  | 6 | 2003 | NG |  | N | Y | N | IPP Non-CHP |  |  |  |  | N | [57 empty] | GAS | OH | Rolling Hills Generating LLC | 55401 | CT-3 | 2010 |  | ARP, CAIRNOX, CAIROS, CAIRSO2 | 35.07 | 12 | 5492.12 |  | 0.018 | 0.069 | 1.733 | 3539.161 | 59548.657 | 5 |  | Vinton | Electric Utility |  |  | 39.0839 | -82.3328 | Rolling Hills Generating, LLC (Owner/Operator) | Phase 2 |  | Operating | Combustion turbine | Pipeline Natural Gas |  |  | Dry Low NOx Burners Water Injection |  | 2065 | 10.4498 | GAS | 198 | 450 | 0.069 | 0.000605 | 10.4498
56558 | Rolling Hills Generating LLC | 55401 | Rolling Hills Generating | OH | Vinton | CT4 | GT | OP | 195.5 | 165 | 180 |  | 6 | 2003 | NG |  | N | Y | N | IPP Non-CHP |  |  |  |  | N | [57 empty] | GAS | OH | Rolling Hills Generating LLC | 55401 | CT-4 | 2010 |  | ARP, CAIRNOX, CAIROS, CAIRSO2 | 76.96 | 12 | 11976.26 |  | 0.039 | 0.0607 | 3.258 | 7751.856 | 130438.411 | 5 |  | Vinton | Electric Utility |  |  | 39.0839 | -82.3328 | Rolling Hills Generating, LLC (Owner/Operator) | Phase 2 |  | Operating | Combustion turbine | Pipeline Natural Gas |  |  | Dry Low NOx Burners Water Injection |  | 2065 | 10.6023 | GAS | 198 | 450 | 0.0607 | 0.000598 | 10.6023
56558 | Rolling Hills Generating LLC | 55401 | Rolling Hills Generating | OH | Vinton | CT5 | GT | OP | 195.5 | 165 | 180 |  | 6 | 2003 | NG |  | N | Y | N | IPP Non-CHP |  |  |  |  | N | [57 empty] | GAS | OH | Rolling Hills Generating LLC | 55401 | CT-5 | 2010 |  | ARP, CAIRNOX, CAIROS, CAIRSO2 | 43.76 | 12 | 6914.8 |  | 0.023 | 0.0541 | 1.796 | 4460.303 | 75050.039 | 5 |  | Vinton | Electric Utility |  |  | 39.0839 | -82.3328 | Rolling Hills Generating, LLC (Owner/Operator) | Phase 2 |  | Operating | Combustion turbine | Pipeline Natural Gas |  |  | Dry Low NOx Burners Water Injection |  | 2065 | 10.5541 | GAS | 198 | 450 | 0.0541 | 0.000613 | 10.5541
56559 | High Desert Power Project LLC | 55518 | High Desert Power Plant | CA | San Bernardino | CTG1 | CT | OP | 173 | 153.7 | 153.7 |  | 4 | 2003 | NG |  | N | Y | N | IPP Non-CHP |  |  |  |  | N | [57 empty] | GAS | CA | High Desert Power Project | 55518 | CTG1 | 2010 |  | ARP | 4886.86 | 12 | 707170.35 |  | 2.414 | 0.0104 | 39.886 | 478144.949 | 8045734.469 | 9 |  | San Bernardino | Cogeneration | 4911 | Electric Services | 34.5953 | -117.3647 | High Desert Power Project, LLC (Owner/Operator) | Phase 2 |  | Operating | Combined cycle | Pipeline Natural Gas |  |  | Selective Catalytic Reduction |  | 1975 | 11.3441 | GAS | 170 | 1946.9746 | 0.0104 | 0.0006 | 11.3441
56559 | High Desert Power Project LLC | 55518 | High Desert Power Plant | CA | San Bernardino | CTG2 | CT | OP | 173 | 155.2 | 155.2 |  | 4 | 2003 | NG |  | N | Y | N | IPP Non-CHP |  |  |  |  | N | [57 empty] | GAS | CA | High Desert Power Project | 55518 | CTG2 | 2010 |  | ARP | 4828.05 | 12 | 709158.25 |  | 2.386 | 0.0104 | 39.429 | 472526.738 | 7951240.937 | 9 |  | San Bernardino | Cogeneration | 4911 | Electric Services | 34.5953 | -117.3647 | High Desert Power Project, LLC (Owner/Operator) | Phase 2 |  | Operating | Combined cycle | Pipeline Natural Gas |  |  | Selective Catalytic Reduction |  | 1984 | 11.1857 | GAS | 171 | 1949.0979 | 0.0104 | 0.0006 | 11.1857
56559 | High Desert Power Project LLC | 55518 | High Desert Power Plant | CA | San Bernardino | CTG3 | CT | OP | 173 | 159.7 | 159.7 |  | 4 | 2003 | NG |  | N | Y | N | IPP Non-CHP |  |  |  |  | N | [57 empty] | GAS | CA | High Desert Power Project | 55518 | CTG3 | 2010 |  | ARP | 4775.43 | 12 | 700463.53 |  | 2.359 | 0.0098 | 36.453 | 467233.935 | 7862165.344 | 9 |  | San Bernardino | Cogeneration | 4911 | Electric Services | 34.5953 | -117.3647 | High Desert Power Project, LLC (Owner/Operator) | Phase 2 |  | Operating | Combined cycle | Pipeline Natural Gas |  |  | Selective Catalytic Reduction |  | 1955 | 11.197 | GAS | 171 | 1964.6212 | 0.0098 | 0.0006 | 11.197
56559 | High Desert Power Project LLC | 55518 | High Desert Power Plant | CA | San Bernardino | STG1 | CA | OP | 333 | 274 | 300 |  | 4 | 2003 | NG | NG | N | Y | N | IPP Non-CHP |  |  |  |  | N | [57 empty] | GAS | [39 empty] | 0 | 0 | 10.4
56561 | Day County Wind LLC | 57194 | Day County Wind LLC | SD | Day | GE15 | WT | OP | 99 | 99 | 99 |  | 4 | 2010 | WND |  | N | Y | N | IPP Non-CHP |  |  |  |  | N | [57 empty] | N/A | [39 empty] | 0 | 0 | 10.4
56563 | Solar Star North Carolina I LLC | 57200 | Shelby Solar Energy Generation Facility | NC | Cleveland | 1 | PV | OP | 1 | 1 | 1 |  | 5 | 2010 | SUN |  | N | Y | N | IPP Non-CHP |  |  |  |  | N | [57 empty] | N/A | [39 empty] | 0 | 0 | 10.4
56565 | TX Solar I LLC | 57197 | Blue Wing Solar Energy Generation | TX | Bexar | 1 | PV | OP | 13.9 | 13.5 | 13.5 |  | 11 | 2010 | SUN |  | N | Y | N | IPP Non-CHP |  |  |  |  | N | [57 empty] | N/A | [39 empty] | 0 | 0 | 10.4
56568 | United Materials of Great Falls Inc | 56591 | Horseshoe Bend Wind Park | MT | Cascade | HBWP | WT | OP | 9 | 9 | 9 |  | 2 | 2006 | WND |  | N | Y | N | IPP Non-CHP | [62 empty] | N/A | [39 empty] | 0 | 0 | 10.4
56570 | Coleto Creek Power LP | 6178 | Coleto Creek | TX | Goliad | 1 | ST | OP | 622.4 | 592.4 | 592.4 |  | 6 | 1980 | SUB |  | N | Y | N | IPP Non-CHP |  |  |  |  | N | Y |  | Y | [54 empty] | COAL | TX | Coleto Creek | 6178 | 1 | 2010 |  | ARP, CAIRNOX, CAIRSO2 | 7249.29 | 12 | 4687042.32 |  | 17616.178 | 0.1485 | 3233.941 | 4561945.394 | 43496799.87 | 6 | Electric Reliability Council of Texas | Goliad | Electric Utility | 4911 | Electric Services | 28.7128 | -97.2142 | Coleto Creek Power, LP (Owner/Operator) | Phase 2 | Early Election | Operating | Tangentially-fired | Coal |  |  | Low NOx Burner Technology w/ Closed-coupled/Separated OFA | Baghouse | 6936 | 9.2543 | COAL | 681 | 1925.2194 | 0.1485 | 0.81 | 9.2543
56575 | Sunray Operating Services LLC | 10437 | SEGS I | CA | San Bernardino | GEN1 | CP | OP | 13.8 | 13.8 | 13.8 |  | 12 | 1984 | SUN | NG | N | Y | N | IPP Non-CHP |  |  |  |  | N | [57 empty] | N/A | [39 empty] | 0 | 0 | 10.4
56575 | Sunray Operating Services LLC | 10438 | SEGS II | CA | San Bernardino | GEN1 | ST | OP | 30 | 30 | 30 |  | 12 | 1985 | SUN | NG | N | Y | N | IPP Non-CHP |  |  |  |  | N | [57 empty] | N/A | [39 empty] | 0 | 0 | 10.4
56582 | Jacksonville Solar LLC | 57202 | Jacksonville Solar | FL | Duval | 1 | PV | OP | 15 | 12.5 | 12.5 |  | 4 | 2010 | SUN |  | N | Y | N | IPP Non-CHP |  |  |  |  | N | [57 empty] | N/A | [39 empty] | 0 | 0 | 10.4
56583 | Wyandot Solar LLC | 57203 | Wyandot Solar Farm | OH | WYANDOT | 1 | PV | OP | 12 | 12 | 12 |  | 4 | 2010 | SUN |  | N | Y | N | IPP Non-CHP |  |  |  |  | N | [57 empty] | N/A | [39 empty] | 0 | 0 | 10.4
56584 | PSEG Solar Hackettstown LLC | 57204 | PSEG Hackettstown | NJ | Warren | 1 | PV | OP | 2.2 | 2.2 | 2.2 |  | 9 | 2009 | SUN |  | N | Y | N | IPP Non-CHP |  |  |  |  | N | [57 empty] | N/A | [39 empty] | 0 | 0 | 10.4
56589 | Bottle Rock Power LLC | 902 | Bottle Rock Power | CA | Lake | 1 | ST | OP | 55 | 17 | 17 |  | 2 | 1985 | GEO |  | N | Y | N | IPP Non-CHP |  |  |  |  | N | [57 empty] | N/A | [39 empty] | 0 | 0 | 10.4
56592 | Idaho Wind Partners 1 LLC | 56434 | Burley Butte Windpark | ID | Cassia | BBWP | WT | OP | 13.5 | 13.5 | 13.5 |  | 2 | 2011 | WND |  | N | Y | N | IPP Non-CHP | [62 empty] | N/A | [39 empty] | 0 | 0 | 10.4
56592 | Idaho Wind Partners 1 LLC | 56435 | Golden Valley Wind Park LLC | ID | Cassia | GVWP | WT | OP | 12 | 12 | 12 |  | 1 | 2011 | WND |  | N | Y | N | IPP Non-CHP | [62 empty] | N/A | [39 empty] | 0 | 0 | 10.4
56592 | Idaho Wind Partners 1 LLC | 56437 | Milner Dam Wind Park LLC | ID | Cassia | MDWP | WT | OP | 19.5 | 19.5 | 19.5 |  | 2 | 2011 | WND |  | N | Y | N | IPP Non-CHP | [62 empty] | N/A | [39 empty] | 0 | 0 | 10.4
56592 | Idaho Wind Partners 1 LLC | 56439 | Oregon Trail Wind Park | ID | Twin Falls | OTWP | WT | OP | 13.5 | 13.5 | 13.5 |  | 1 | 2011 | WND |  | N | Y | N | IPP Non-CHP | [62 empty] | N/A | [39 empty] | 0 | 0 | 10.4
56592 | Idaho Wind Partners 1 LLC | 56440 | Pilgrim Stage Wind Park | ID | Twin Falls | PSWP | WT | OP | 10.5 | 10.5 | 10.5 |  | 1 | 2011 | WND |  | N | Y | N | IPP Non-CHP | [62 empty] | N/A | [39 empty] | 0 | 0 | 10.4
56592 | Idaho Wind Partners 1 LLC | 56441 | Salmon Falls Wind Park | ID | Twin Falls | SFWP | WT | OP | 21 | 21 | 21 |  | 4 | 2011 | WND |  | N | Y | N | IPP Non-CHP | [62 empty] | N/A | [39 empty] | 0 | 0 | 10.4
56592 | Idaho Wind Partners 1 LLC | 56442 | Thousand Springs Wind Park | ID | Twin Falls | TSWP | WT | OP | 12 | 12 | 12 |  | 1 | 2011 | WND |  | N | Y | N | IPP Non-CHP | [62 empty] | N/A | [39 empty] | 0 | 0 | 10.4
56592 | Idaho Wind Partners 1 LLC | 56443 | Tuana Gulch Wind Park | ID | Twin Falls | TGWP | WT | OP | 10.5 | 10.5 | 10.5 |  | 1 | 2011 | WND |  | N | Y | N | IPP Non-CHP | [62 empty] | N/A | [39 empty] | 0 | 0 | 10.4
56592 | Idaho Wind Partners 1 LLC | 57124 | Payne's Ferry | ID | Twin Falls | PFWP | WT | OP | 21 | 21 | 21 |  | 12 | 2010 | WND |  | N | Y | N | IPP Non-CHP | [62 empty] | N/A | [39 empty] | 0 | 0 | 10.4
56592 | Idaho Wind Partners 1 LLC | 57125 | Camp Reed | ID | Elmore | CRWP | WT | OP | 22.5 | 22.5 | 22.5 |  | 12 | 2010 | WND |  | N | Y | N | IPP Non-CHP |  |  |  |  | N | [57 empty] | N/A | [39 empty] | 0 | 0 | 10.4
56592 | Idaho Wind Partners 1 LLC | 57126 | Yahoo Creek | ID | Twin Falls | YCWP | WT | OP | 21 | 21 | 21 |  | 12 | 2010 | WND |  | N | Y | N | IPP Non-CHP |  |  |  |  | N | [57 empty] | N/A | [39 empty] | 0 | 0 | 10.4
56596 | Union Tribune LLC | 10600 | Union Tribune Publishing | CA | San Diego | GEN1 | GT | OP | 3.1 | 3.1 | 3.1 |  | 3 | 1982 | NG | DFO | N | Y | Y | Industrial CHP | [62 empty] | GAS | [39 empty] | 0.3356 | 0.0027234 | 8.2379
56597 | Hydro Kennebec LLC | 54148 | Hydro Kennebec Project | ME | Kennebec | GEN1 | HY | OP | 7.7 | 7.7 | 7.7 |  | 1 | 1989 | WAT |  | N | Y | N | IPP Non-CHP |  |  |  |  | N | [57 empty] | N/A | [39 empty] | 0 | 0 | 10.4
56597 | Hydro Kennebec LLC | 54148 | Hydro Kennebec Project | ME | Kennebec | GEN2 | HY | OP | 7.7 | 7.7 | 7.7 |  | 1 | 1989 | WAT |  | N | Y | N | IPP Non-CHP |  |  |  |  | N | [57 empty] | N/A | [39 empty] | 0 | 0 | 10.4
56598 | Optim Energy LLC | 7030 | Twin Oaks Power One | TX | Robertson | 1 | ST | OP | 174.6 | 152 | 153 |  | 9 | 1990 | LIG | NG | Y | Y | N | IPP Non-CHP |  |  |  |  | N |  | Y | Y | [54 empty] | COAL | TX | Twin Oaks | 7030 | U1 | 2010 |  | ARP, CAIRNOX, CAIRSO2 | 8759.76 | 12 | 1434270.48 |  | 2975.202 | 0.113 | 722.175 | 1405594.525 | 12910726.31 | 6 | Electric Reliability Council of Texas | Robertson | Electric Utility | 4911 | Electric Services | 31.0932 | -96.6965 | Optim Energy Twin Oaks LP (Owner/Operator) | Phase 2 |  | Operating | Circulating fluidized bed boiler | Coal |  | Fluidized Bed Limestone Injection |  | Baghouse | 1717 | 8.9884 | COAL | 175 | 428.1046 | 0.113 | 0.46089 | 8.9884
56598 | Optim Energy LLC | 7030 | Twin Oaks Power One | TX | Robertson | 2 | ST | OP | 174.6 | 153 | 154 |  | 10 | 1991 | LIG | NG | Y | Y | N | IPP Non-CHP |  |  |  |  | N |  | Y | Y | [54 empty] | COAL | TX | Twin Oaks | 7030 | U2 | 2010 |  | ARP, CAIRNOX, CAIRSO2 | 7828.63 | 12 | 1267386.81 |  | 2428.639 | 0.1078 | 576.518 | 1196138.844 | 10986883.66 | 6 | Electric Reliability Council of Texas | Robertson | Electric Utility | 4911 | Electric Services | 31.0932 | -96.6965 | Optim Energy Twin Oaks LP (Owner/Operator) | Phase 2 |  | Operating | Circulating fluidized bed boiler | Coal |  | Fluidized Bed Limestone Injection |  | Baghouse | 1717 | 8.6426 | COAL | 175 | 431.8182 | 0.1078 | 0.4421 | 8.6426
56599 | Wind Energy America Inc | 56216 | L J Trust | IA | Osceola | LJT2 | WT | OP | 2 | 2 | 2 |  | 6 | 2011 | WND |  | N | Y | N | IPP Non-CHP | [62 empty] | N/A | [39 empty] | 0 | 0 | 10.4
56599 | Wind Energy America Inc | 56217 | NAE Shaokatan Power | MN | Lincoln | SPP2 | WT | OP | 0.8 | 0.8 | 0.8 |  | 12 | 2011 | WND |  | N | Y | N | IPP Non-CHP |  |  |  |  | N | [57 empty] | N/A | [39 empty] | 0 | 0 | 10.4
56599 | Wind Energy America Inc | 56217 | NAE Shaokatan Power | MN | Lincoln | SPP3 | WT | OP | 0.8 | 0.8 | 0.8 |  | 6 | 2010 | WND |  | N | Y | N | IPP Non-CHP |  |  |  |  | N | [57 empty] | N/A | [39 empty] | 0 | 0 | 10.4
56599 | Wind Energy America Inc | 56218 | Zachary Ridge LLC | IA | Osceola | ZR2 | WT | OP | 2 | 2 | 2 |  | 1 | 2010 | WND |  | N | Y | N | IPP Non-CHP |  |  |  |  | N | [57 empty] | N/A | [39 empty] | 0 | 0 | 10.4
56600 | Ascend Performance Materials LLC | 10416 | Pensacola Florida Plant | FL | Escambia | GEN4 | GT | OP | 86 | 82 | 100 |  | 8 | 1993 | NG |  | N | Y | Y | Industrial CHP |  |  |  |  | N | [57 empty] | GAS | [39 empty] | 0.096673 | 0.0016985 | 12.4851
56600 | Ascend Performance Materials LLC | 10416 | Pensacola Florida Plant | FL | Escambia | GEN1 | ST | OP | 5 | 5 | 5 |  | 9 | 1953 | NG | RFO | Y | Y | Y | Industrial CHP |  |  |  |  | N | [57 empty] | GAS | [39 empty] | 0.47129 | 0.0009675 | 14.1757
56600 | Ascend Performance Materials LLC | 10416 | Pensacola Florida Plant | FL | Escambia | GEN2 | ST | OP | 5 | 5 | 5 |  | 1 | 1957 | NG | RFO | Y | Y | Y | Industrial CHP |  |  |  |  | N | [57 empty] | GAS | [39 empty] | 0.48042 | 0.0009849 | 13.8091
56600 | Ascend Performance Materials LLC | 10416 | Pensacola Florida Plant | FL | Escambia | GEN3 | ST | OP | 6 | 6 | 6 |  | 3 | 1958 | NG | RFO | Y | Y | Y | Industrial CHP |  |  |  |  | N | [57 empty] | GAS | [39 empty] | 0.44889 | 0.001015 | 13.5807
56601 | Covanta MacArthur Renewable Energy | 51038 | MacArthur Waste to Energy Facility | NY | Suffolk | GEN1 | ST | OP | 12.5 | 11 | 11 |  | 3 | 1990 | MSW |  | N | Y | N | IPP Non-CHP |  |  |  |  | N | [57 empty] | OTHER SOLID | [39 empty] | 0 | 0 | 10.4
56603 | Roth Rock Wind Farm LLC | 57239 | Roth Rock Wind Farm LLC | MD | Garrett | SRRW1 | WT | OP | 40 | 40 | 40 |  | 8 | 2011 | WND |  | N | Y | N | IPP Non-CHP |  |  |  |  | N | [57 empty] | N/A | [39 empty] | 0 | 0 | 10.4
56603 | Roth Rock Wind Farm LLC | 57240 | Roth Rock North Wind Farm, LLC | MD | Garrett | SRRNW | WT | OP | 10 | 10 | 10 |  | 8 | 2011 | WND |  | N | Y | N | IPP Non-CHP |  |  |  |  | N | [57 empty] | N/A | [39 empty] | 0 | 0 | 10.4
56605 | Delaware City Refining Company LLC | 52193 | Delaware City Plant | DE | New Castle | CT1 | GT | OP | 92 | 65 | 72 |  | 5 | 2000 | NG |  | N | Y | Y | Industrial CHP |  |  |  |  | N | [57 empty] | GAS | DE | Delaware City Refinery | 52193 | DCPP4 | 2010 |  | ARP, CAIRNOX, CAIROS, CAIRSO2 | 1154.36 | 12 |  | 227219.36 | 0.738 | 0.1167 | 20.34 | 19961.464 | 333552.065 | 3 |  | New Castle | Petroleum Refinery | 2911 | Petroleum Refining | 39.5936 | -75.6337 | Premcor Refining Group, Inc. (Owner/Operator) (Ended Oct 13, 2010) Delaware City Refining Company (Owner/Operator) (Started Oct 13, 2010) | Phase 2 |  | Operating | Dry bottom wall-fired boiler | Process Gas |  |  |  |  | 737 | 10.4 | GAS | 39.5864 | -409.403 | 0.1167 | 0.0044251 | 11.7197
56605 | Delaware City Refining Company LLC | 52193 | Delaware City Plant | DE | New Castle | CT2 | GT | OP | 92 | 65 | 72 |  | 5 | 2000 | NG |  | N | Y | Y | Industrial CHP |  |  |  |  | N | [57 empty] | GAS | DE | Delaware City Refinery | 52193 | DCPP4 | 2010 |  | ARP, CAIRNOX, CAIROS, CAIRSO2 | 1154.36 | 12 |  | 227219.36 | 0.738 | 0.1167 | 20.34 | 19961.464 | 333552.065 | 3 |  | New Castle | Petroleum Refinery | 2911 | Petroleum Refining | 39.5936 | -75.6337 | Premcor Refining Group, Inc. (Owner/Operator) (Ended Oct 13, 2010) Delaware City Refining Company (Owner/Operator) (Started Oct 13, 2010) | Phase 2 |  | Operating | Dry bottom wall-fired boiler | Process Gas |  |  |  |  | 737 | 10.4 | GAS | 39.5864 | -409.403 | 0.1167 | 0.0044251 | 11.7197
56605 | Delaware City Refining Company LLC | 52193 | Delaware City Plant | DE | New Castle | G1 | ST | OP | 27.5 | 29.5 | 29.5 |  | 10 | 1956 | OG | NG | N | Y | Y | Industrial CHP |  |  |  |  | N | [57 empty] | GAS | DE | Delaware City Refinery | 52193 | DCPP4 | 2010 |  | ARP, CAIRNOX, CAIROS, CAIRSO2 | 1154.36 | 12 |  | 227219.36 | 0.738 | 0.1167 | 20.34 | 19961.464 | 333552.065 | 3 |  | New Castle | Petroleum Refinery | 2911 | Petroleum Refining | 39.5936 | -75.6337 | Premcor Refining Group, Inc. (Owner/Operator) (Ended Oct 13, 2010) Delaware City Refining Company (Owner/Operator) (Started Oct 13, 2010) | Phase 2 |  | Operating | Dry bottom wall-fired boiler | Process Gas |  |  |  |  | 737 | 10.4 | GAS | 39.5864 | -170.9561 | 0.1167 | 0.0044251 | 10.4
56605 | Delaware City Refining Company LLC | 52193 | Delaware City Plant | DE | New Castle | G2 | ST | OP | 27.5 | 29.5 | 29.5 |  | 10 | 1956 | OG | NG | N | Y | Y | Industrial CHP |  |  |  |  | N | [57 empty] | GAS | DE | Delaware City Refinery | 52193 | DCPP4 | 2010 |  | ARP, CAIRNOX, CAIROS, CAIRSO2 | 1154.36 | 12 |  | 227219.36 | 0.738 | 0.1167 | 20.34 | 19961.464 | 333552.065 | 3 |  | New Castle | Petroleum Refinery | 2911 | Petroleum Refining | 39.5936 | -75.6337 | Premcor Refining Group, Inc. (Owner/Operator) (Ended Oct 13, 2010) Delaware City Refining Company (Owner/Operator) (Started Oct 13, 2010) | Phase 2 |  | Operating | Dry bottom wall-fired boiler | Process Gas |  |  |  |  | 737 | 10.4 | GAS | 39.5864 | -170.9561 | 0.1167 | 0.0044251 | 10.4
56605 | Delaware City Refining Company LLC | 52193 | Delaware City Plant | DE | New Castle | G3 | ST | OP | 75 | 66 | 66 |  | 11 | 1961 | OG | NG | N | Y | Y | Industrial CHP |  |  |  |  | N | [57 empty] | GAS | DE | Delaware City Refinery | 52193 | DCPP4 | 2010 |  | ARP, CAIRNOX, CAIROS, CAIRSO2 | 1154.36 | 12 |  | 227219.36 | 0.738 | 0.1167 | 20.34 | 19961.464 | 333552.065 | 3 |  | New Castle | Petroleum Refinery | 2911 | Petroleum Refining | 39.5936 | -75.6337 | Premcor Refining Group, Inc. (Owner/Operator) (Ended Oct 13, 2010) Delaware City Refining Company (Owner/Operator) (Started Oct 13, 2010) | Phase 2 |  | Operating | Dry bottom wall-fired boiler | Process Gas |  |  |  |  | 737 | 10.4 | GAS | 39.5864 | -333.6194 | 0.1167 | 0.0044251 | 10.4
56605 | Delaware City Refining Company LLC | 52193 | Delaware City Plant | DE | New Castle | G4 | ST | OP | 10 | 10 | 10 |  | 6 | 1982 | OG | NG | N | Y | Y | Industrial CHP |  |  |  |  | N | [57 empty] | GAS | [39 empty] | 0.0891 | 0.0044251 | 10.4
56606 | Calpine New Jersey Generation LLC | 2384 | Deepwater | NJ | Salem | 1 | ST | OP | 81.6 | 78.9 | 79.5 |  | 12 | 1958 | NG | RFO | N | Y | N | IPP Non-CHP |  |  |  |  | N | [57 empty] | GAS | NJ | Deepwater | 2384 | 1 | 2010 |  | ARP, CAIRNOX, CAIROS, CAIRSO2, RGGI | 290.29 | 12 | 11770.88 |  | 0.041 | 0.6004 | 42.588 | 103.46 | 135793.527 | 2 | Mid-Atlantic Area Council | Salem | Electric Utility | 4911 | Electric Services | 39.6831 | -75.5083 | Conectiv Atlantic Generation, LLC (Owner/Operator) (Ended Jul 29, 2010) Calpine New Jersey Generation, LLC (Owner) (Started Jul 29, 2010) Calpine Operating Services Company, Inc. (Operator) (Started Jul 29, 2010) | Phase 2 |  | Operating | Cyclone boiler | Pipeline Natural Gas | Residual Oil |  |  |  | 830 | 10.5858 | GAS | 82 | 1984.2767 | 0.6004 | 0.000604 | 10.5858
56606 | Calpine New Jersey Generation LLC | 2384 | Deepwater | NJ | Salem | 6 | ST | OP | 73.5 | 81.2 | 82 |  | 12 | 1954 | NG | DFO | N | Y | N | IPP Non-CHP |  |  |  |  | N | N |  | N | [54 empty] | GAS | NJ | Deepwater | 2384 | 1 | 2010 |  | ARP, CAIRNOX, CAIROS, CAIRSO2, RGGI | 290.29 | 12 | 11770.88 |  | 0.041 | 0.6004 | 42.588 | 103.46 | 135793.527 | 2 | Mid-Atlantic Area Council | Salem | Electric Utility | 4911 | Electric Services | 39.6831 | -75.5083 | Conectiv Atlantic Generation, LLC (Owner/Operator) (Ended Jul 29, 2010) Calpine New Jersey Generation, LLC (Owner) (Started Jul 29, 2010) Calpine Operating Services Company, Inc. (Operator) (Started Jul 29, 2010) | Phase 2 |  | Operating | Cyclone boiler | Pipeline Natural Gas | Residual Oil |  |  |  | 830 | 10.5858 | GAS | 82 | 500 | 0.6004 | 0.000604 | 10.5858
56606 | Calpine New Jersey Generation LLC | 5083 | Cumberland | NJ | Cumberland | CUMB | GT | OP | 99.4 | 86.6 | 104.1 |  | 5 | 1990 | NG | KER | Y | Y | N | IPP Non-CHP |  |  |  |  | N | [57 empty] | GAS | NJ | Cumberland Energy Center | 5083 | 5001 | 2010 |  | ARP, CAIRNOX, CAIROS, CAIRSO2, RGGI | 548.81 | 12 | 49606.95 |  | 0.44 | 0.0147 | 2.244 | 25591.167 | 423052.374 | 2 |  | Cumberland | Electric Utility | 4911 | Electric Services | 39.3757 | -74.9654 | Conectiv Atlantic Generation, LLC (Owner/Operator) (Ended Jul 28, 2010) Calpine New Jersey Generation, LLC (Owner) (Started Jul 28, 2010) Calpine Operating Services Company, Inc. (Operator) (Started Jul 28, 2010) | Phase 2 |  | Operating | Combustion turbine | Pipeline Natural Gas | Diesel Oil |  | Water Injection Selective Catalytic Reduction |  | 1150 | 10.4 | GAS | 134.8485 | -147.6875 | 0.0147 | 0.0020801 | 8.5281
56606 | Calpine New Jersey Generation LLC | 5083 | Cumberland | NJ | Cumberland | CUMB2 | GT | OP | 131.8 | 96.5 | 102 |  | 6 | 2009 | NG | DFO | Y | Y | N | IPP Non-CHP |  |  |  |  | N | [57 empty] | GAS | NJ | Cumberland Energy Center | 5083 | 5001 | 2010 |  | ARP, CAIRNOX, CAIROS, CAIRSO2, RGGI | 548.81 | 12 | 49606.95 |  | 0.44 | 0.0147 | 2.244 | 25591.167 | 423052.374 | 2 |  | Cumberland | Electric Utility | 4911 | Electric Services | 39.3757 | -74.9654 | Conectiv Atlantic Generation, LLC (Owner/Operator) (Ended Jul 28, 2010) Calpine New Jersey Generation, LLC (Owner) (Started Jul 28, 2010) Calpine Operating Services Company, Inc. (Operator) (Started Jul 28, 2010) | Phase 2 |  | Operating | Combustion turbine | Pipeline Natural Gas | Diesel Oil |  | Water Injection Selective Catalytic Reduction |  | 1150 | 10.4 | GAS | 134.8485 | -161.0222 | 0.0147 | 0.0020801 | 8.5281
56607 | Calpine Bethlehem LLC | 55690 | Bethlehem Power Plant | PA | Northhampton | CTG1 | CT | OP | 140 | 126 | 121 |  | 12 | 2002 | NG | DFO | Y | Y | N | IPP Non-CHP |  |  |  |  | N | [57 empty] | GAS | PA | Bethlehem Power Plant | 55690 | 1 | 2010 |  | ARP, CAIRNOX, CAIROS, CAIRSO2 | 3222.65 | 12 | 477157.48 |  | 1.933 | 0.0102 | 17.664 | 234239.097 | 3930712.905 | 3 |  | Northampton | Electric Utility | 4911 | Electric Services | 40.6175 | -75.3147 | Conectiv Bethlehem, LLC (Owner/Operator) (Ended Jul 30, 2010) Calpine Bethlehem, LLC (Owner) (Started Jul 30, 2010) Calpine Operating Services Company, Inc. (Operator) (Started Jul 30, 2010) | Phase 2 |  | Operating | Combined cycle | Pipeline Natural Gas | Diesel Oil |  | Water Injection Overfire Air Selective Catalytic Reduction |  | 1690 | 8.1214 | GAS | 192 | 206.6116 | 0.0102 | 0.000984 | 8.1214
56607 | Calpine Bethlehem LLC | 55690 | Bethlehem Power Plant | PA | Northhampton | CTG2 | CT | OP | 140 | 126 | 121 |  | 12 | 2002 | NG | DFO | Y | Y | N | IPP Non-CHP |  |  |  |  | N | [57 empty] | GAS | PA | Bethlehem Power Plant | 55690 | 2 | 2010 |  | ARP, CAIRNOX, CAIROS, CAIRSO2 | 3163.49 | 12 | 472112.32 |  | 2.221 | 0.01 | 17.134 | 232530.636 | 3897790.4 | 3 |  | Northampton | Electric Utility | 4911 | Electric Services | 40.6175 | -75.3147 | Conectiv Bethlehem, LLC (Owner/Operator) (Ended Jul 30, 2010) Calpine Bethlehem, LLC (Owner) (Started Jul 30, 2010) Calpine Operating Services Company, Inc. (Operator) (Started Jul 30, 2010) | Phase 2 |  | Operating | Combined cycle | Pipeline Natural Gas | Diesel Oil |  | Water Injection Overfire Air Selective Catalytic Reduction |  | 1690 | 8.1421 | GAS | 192 | 206.6116 | 0.01 | 0.0011396 | 8.1421
56607 | Calpine Bethlehem LLC | 55690 | Bethlehem Power Plant | PA | Northhampton | CTG3 | CT | OP | 140 | 126 | 121 |  | 12 | 2002 | NG | DFO | Y | Y | N | IPP Non-CHP |  |  |  |  | N |  |  | N | [54 empty] | GAS | PA | Bethlehem Power Plant | 55690 | 3 | 2010 |  | ARP, CAIRNOX, CAIROS, CAIRSO2 | 2391.64 | 12 | 351780.08 |  | 37.311 | 0.0107 | 13.232 | 177551.021 | 2947156.952 | 3 |  | Northampton | Electric Utility | 4911 | Electric Services | 40.6175 | -75.3147 | Conectiv Bethlehem, LLC (Owner/Operator) (Ended Jul 30, 2010) Calpine Bethlehem, LLC (Owner) (Started Jul 30, 2010) Calpine Operating Services Company, Inc. (Operator) (Started Jul 30, 2010) | Phase 2 |  | Operating | Combined cycle | Pipeline Natural Gas | Diesel Oil |  | Water Injection Overfire Air Selective Catalytic Reduction |  | 1690 | 8.2303 | GAS | 192 | 206.6116 | 0.0107 | 0.02532 | 8.2303
56607 | Calpine Bethlehem LLC | 55690 | Bethlehem Power Plant | PA | Northhampton | CTG5 | CT | OP | 140 | 126 | 121 |  | 1 | 2003 | NG | DFO | Y | Y | N | IPP Non-CHP |  |  |  |  | N | [57 empty] | GAS | PA | Bethlehem Power Plant | 55690 | 5 | 2010 |  | ARP, CAIRNOX, CAIROS, CAIRSO2 | 3619.9 | 12 | 539784.64 |  | 2.621 | 0.0099 | 18.721 | 264196.624 | 4426914.803 | 3 |  | Northampton | Electric Utility | 4911 | Electric Services | 40.6175 | -75.3147 | Conectiv Bethlehem, LLC (Owner/Operator) (Ended Jul 30, 2010) Calpine Bethlehem, LLC (Owner) (Started Jul 30, 2010) Calpine Operating Services Company, Inc. (Operator) (Started Jul 30, 2010) | Phase 2 |  | Operating | Combined cycle | Pipeline Natural Gas | Diesel Oil |  | Water Injection Overfire Air Selective Catalytic Reduction |  | 1690 | 8.0904 | GAS | 192 | 206.6116 | 0.0099 | 0.0011841 | 8.0904
56607 | Calpine Bethlehem LLC | 55690 | Bethlehem Power Plant | PA | Northhampton | CTG6 | CT | OP | 140 | 126 | 121 |  | 2 | 2003 | NG | DFO | Y | Y | N | IPP Non-CHP |  |  |  |  | N | [57 empty] | GAS | PA | Bethlehem Power Plant | 55690 | 6 | 2010 |  | ARP, CAIRNOX, CAIROS, CAIRSO2 | 3502.9 | 12 | 511580.91 |  | 2.565 | 0.0098 | 17.899 | 253549.552 | 4247814.374 | 3 |  | Northampton | Electric Utility | 4911 | Electric Services | 40.6175 | -75.3147 | Conectiv Bethlehem, LLC (Owner/Operator) (Ended Jul 30, 2010) Calpine Bethlehem, LLC (Owner) (Started Jul 30, 2010) Calpine Operating Services Company, Inc. (Operator) (Started Jul 30, 2010) | Phase 2 |  | Operating | Combined cycle | Pipeline Natural Gas | Diesel Oil |  | Water Injection Overfire Air Selective Catalytic Reduction |  | 1690 | 8.1417 | GAS | 193 | 202.4793 | 0.0098 | 0.0012077 | 8.1417
56607 | Calpine Bethlehem LLC | 55690 | Bethlehem Power Plant | PA | Northhampton | CTG7 | CT | OP | 140 | 126 | 121 |  | 4 | 2003 | NG | DFO | Y | Y | N | IPP Non-CHP |  |  |  |  | N | [57 empty] | GAS | PA | Bethlehem Power Plant | 55690 | 7 | 2010 |  | ARP, CAIRNOX, CAIROS, CAIRSO2 | 3686.49 | 12 | 548971.03 |  | 4.485 | 0.009 | 17.586 | 272815.532 | 4544885.075 | 3 |  | Northampton | Electric Utility | 4911 | Electric Services | 40.6175 | -75.3147 | Conectiv Bethlehem, LLC (Owner/Operator) (Ended Jul 30, 2010) Calpine Bethlehem, LLC (Owner) (Started Jul 30, 2010) Calpine Operating Services Company, Inc. (Operator) (Started Jul 30, 2010) | Phase 2 |  | Operating | Combined cycle | Pipeline Natural Gas | Diesel Oil |  | Water Injection Overfire Air Selective Catalytic Reduction |  | 1690 | 8.1354 | GAS | 193 | 202.4793 | 0.009 | 0.0019736 | 8.1354
56607 | Calpine Bethlehem LLC | 55690 | Bethlehem Power Plant | PA | Northhampton | STG4 | CA | OP | 230 | 187 | 177 |  | 5 | 2003 | NG | DFO | Y | Y | N | IPP Non-CHP |  |  |  |  | N | [57 empty] | GAS | [39 empty] | 0 | 0 | 10.4
56607 | Calpine Bethlehem LLC | 55690 | Bethlehem Power Plant | PA | Northhampton | STG8 | CA | OP | 230 | 187 | 177 |  | 12 | 2003 | NG | DFO | Y | Y | N | IPP Non-CHP |  |  |  |  | N | [57 empty] | GAS | [39 empty] | 0 | 0 | 10.4
56608 | Calpine Mid-Merit LLC | 55524 | York Energy Center | PA | York | CTG1 | CT | OP | 120 | 113 | 113 |  | 3 | 2011 | NG | DFO | Y | Y | N | IPP Non-CHP |  |  |  |  | N | [57 empty] | GAS | [39 empty] | 0.012422 | 0.000696 | 8.9912
56608 | Calpine Mid-Merit LLC | 55524 | York Energy Center | PA | York | CTG2 | CT | OP | 120 | 122 | 122 |  | 3 | 2011 | NG | DFO | Y | Y | N | IPP Non-CHP |  |  |  |  | N | [57 empty] | GAS | [39 empty] | 0.012422 | 0.000696 | 8.9912
56608 | Calpine Mid-Merit LLC | 55524 | York Energy Center | PA | York | CTG3 | CT | OP | 120 | 122 | 122 |  | 3 | 2011 | NG | DFO | Y | Y | N | IPP Non-CHP |  |  |  |  | N | [57 empty] | GAS | [39 empty] | 0.012422 | 0.000696 | 8.9912
56608 | Calpine Mid-Merit LLC | 55524 | York Energy Center | PA | York | STG1 | CA | OP | 200 | 188 | 188 |  | 3 | 2011 | NG | DFO | Y | Y | N | IPP Non-CHP |  |  |  |  | N | [57 empty] | GAS | [39 empty] | 0 | 0 | 10.4
56609 | Calpine Mid-Atlantic Generation LLC | 593 | Edge Moor | DE | New Castle | 3 | ST | OP | 75 | 86 | 86 |  | 12 | 1954 | NG | LFG | Y | Y | Y | IPP CHP |  |  |  |  | N | N |  | N | [54 empty] | GAS | [39 empty] | 0.25198 | 0.0028781 | 11.8131
56609 | Calpine Mid-Atlantic Generation LLC | 593 | Edge Moor | DE | New Castle | 4 | ST | OP | 176.8 | 174 | 174 |  | 4 | 1966 | NG | LFG | Y | Y | Y | IPP CHP |  |  |  |  | N | N |  | N | [54 empty] | GAS | [39 empty] | 0.19058 | 0.0034418 | 10.9265
56609 | Calpine Mid-Atlantic Generation LLC | 593 | Edge Moor | DE | New Castle | 5 | ST | OP | 446 | 450 | 450 |  | 8 | 1973 | NG | DFO | Y | Y | N | IPP CHP |  |  |  |  | N | [57 empty] | GAS | DE | Edge Moor | 593 | 5 | 2010 |  | ARP, CAIRNOX, CAIROS, CAIRSO2, RGGI | 666.75 | 12 | 75297.75 |  | 36.984 | 0.0603 | 34.664 | 58122 | 937879.75 | 3 | Mid-Atlantic Area Council | New Castle | Electric Utility | 4911 | Electric Services | 39.7372 | -75.5033 | Conectiv Delmarva Generation, LLC (Owner/Operator) (Ended Jul 21, 2010) Calpine Mid-Atlantic Generation, LLC (Owner) (Started Jul 21, 2010) Calpine Operating Services Company, Inc. (Operator) (Started Jul 21, 2010) | Phase 2 |  | Operating | Dry bottom wall-fired boiler | Residual Oil | Pipeline Natural Gas |  | Low NOx Burner Technology w/ Overfire Air | Cyclone | 4695 | 10.3571 | LIQUID | 476 | 1621.1111 | 0.0603 | 0.078867 | 10.3571
56609 | Calpine Mid-Atlantic Generation LLC | 7153 | Hay Road | DE | New Castle | HR1 | CT | OP | 122 | 126 | 120 |  | 7 | 1989 | NG | KER | Y | Y | N | IPP Non-CHP |  |  |  |  | N | [57 empty] | GAS | DE | Hay Road | 7153 | 1 | 2010 |  | CAIRNOX, CAIROS, CAIRSO2, RGGI | 2699.82 | 12 | 243698.15 |  | 1.249 | 0.062 | 87.723 | 184586.988 | 3100400.579 | 3 |  | New Castle | Electric Utility | 4911 | Electric Services | 39.7436 | -75.5072 | Conectiv Delmarva Generation, LLC (Owner/Operator) (Ended Jul 21, 2010) Calpine Mid-Atlantic Generation, LLC (Owner) (Started Jul 21, 2010) Calpine Operating Services Company, Inc. (Operator) (Started Jul 21, 2010) |  |  | Operating | Combined cycle | Pipeline Natural Gas | Diesel Oil |  | Water Injection Overfire Air |  | 1751 | 12.4688 | GAS | 124 | 483.3333 | 0.062 | 0.000806 | 12.4688
56609 | Calpine Mid-Atlantic Generation LLC | 7153 | Hay Road | DE | New Castle | HR2 | CT | OP | 122 | 126 | 120 |  | 5 | 1989 | NG | KER | Y | Y | N | IPP Non-CHP |  |  |  |  | N | [57 empty] | GAS | DE | Hay Road | 7153 | 2 | 2010 |  | CAIRNOX, CAIROS, CAIRSO2, RGGI | 2804.71 | 12 | 259615.67 |  | 2.883 | 0.0725 | 111.273 | 193887.236 | 3228664.273 | 3 |  | New Castle | Electric Utility | 4911 | Electric Services | 39.7436 | -75.5072 | Conectiv Delmarva Generation, LLC (Owner/Operator) (Ended Jul 21, 2010) Calpine Mid-Atlantic Generation, LLC (Owner) (Started Jul 21, 2010) Calpine Operating Services Company, Inc. (Operator) (Started Jul 21, 2010) |  |  | Operating | Combined cycle | Pipeline Natural Gas | Diesel Oil |  | Water Injection Overfire Air |  | 1751 | 12.1968 | GAS | 126 | 475 | 0.0725 | 0.0017859 | 12.1968
56609 | Calpine Mid-Atlantic Generation LLC | 7153 | Hay Road | DE | New Castle | HR3 | CT | OP | 122 | 126 | 120 |  | 5 | 1991 | NG | KER | Y | Y | N | IPP Non-CHP |  |  |  |  | N | [57 empty] | GAS | DE | Hay Road | 7153 | **3 | 2010 |  | ARP, CAIRNOX, CAIROS, CAIRSO2, RGGI | 2738.08 | 12 | 256637.83 |  | 2.156 | 0.0603 | 84.437 | 187804.104 | 3138698.715 | 3 |  | New Castle | Electric Utility | 4911 | Electric Services | 39.7436 | -75.5072 | Conectiv Delmarva Generation, LLC (Owner/Operator) (Ended Jul 21, 2010) Calpine Mid-Atlantic Generation, LLC (Owner) (Started Jul 21, 2010) Calpine Operating Services Company, Inc. (Operator) (Started Jul 21, 2010) | Phase 2 |  | Operating | Combined cycle | Pipeline Natural Gas | Diesel Oil |  | Water Injection Overfire Air |  | 1751 | 12.014 | GAS | 129 | 462.5 | 0.0603 | 0.0013738 | 12.014
56609 | Calpine Mid-Atlantic Generation LLC | 7153 | Hay Road | DE | New Castle | HR4 | CA | OP | 200 | 187 | 182 |  | 5 | 1993 | NG | KER | Y | Y | N | IPP Non-CHP |  |  |  |  | N | [57 empty] | GAS | [39 empty] | 0 | 0 | 10.4
56609 | Calpine Mid-Atlantic Generation LLC | 7153 | Hay Road | DE | New Castle | HR5 | CT | OP | 144 | 126 | 121 |  | 6 | 2001 | NG | KER | Y | Y | N | IPP Non-CHP |  |  |  |  | N | [57 empty] | GAS | DE | Hay Road | 7153 | 1 | 2010 |  | CAIRNOX, CAIROS, CAIRSO2, RGGI | 2699.82 | 12 | 243698.15 |  | 1.249 | 0.062 | 87.723 | 184586.988 | 3100400.579 | 3 |  | New Castle | Electric Utility | 4911 | Electric Services | 39.7436 | -75.5072 | Conectiv Delmarva Generation, LLC (Owner/Operator) (Ended Jul 21, 2010) Calpine Mid-Atlantic Generation, LLC (Owner) (Started Jul 21, 2010) Calpine Operating Services Company, Inc. (Operator) (Started Jul 21, 2010) |  |  | Operating | Combined cycle | Pipeline Natural Gas | Diesel Oil |  | Water Injection Overfire Air |  | 1751 | 12.4688 | GAS | 124 | -12.3967 | 0.062 | 0.000806 | 12.4688
56609 | Calpine Mid-Atlantic Generation LLC | 7153 | Hay Road | DE | New Castle | HR6 | CT | OP | 144 | 126 | 121 |  | 7 | 2001 | NG | KER | Y | Y | N | IPP Non-CHP |  |  |  |  | N | [57 empty] | GAS | DE | Hay Road | 7153 | 1 | 2010 |  | CAIRNOX, CAIROS, CAIRSO2, RGGI | 2699.82 | 12 | 243698.15 |  | 1.249 | 0.062 | 87.723 | 184586.988 | 3100400.579 | 3 |  | New Castle | Electric Utility | 4911 | Electric Services | 39.7436 | -75.5072 | Conectiv Delmarva Generation, LLC (Owner/Operator) (Ended Jul 21, 2010) Calpine Mid-Atlantic Generation, LLC (Owner) (Started Jul 21, 2010) Calpine Operating Services Company, Inc. (Operator) (Started Jul 21, 2010) |  |  | Operating | Combined cycle | Pipeline Natural Gas | Diesel Oil |  | Water Injection Overfire Air |  | 1751 | 12.4688 | GAS | 124 | -12.3967 | 0.062 | 0.000806 | 12.4688
56609 | Calpine Mid-Atlantic Generation LLC | 7153 | Hay Road | DE | New Castle | HR7 | CT | OP | 144 | 126 | 121 |  | 7 | 2001 | NG | KER | Y | Y | N | IPP Non-CHP |  |  |  |  | N | [57 empty] | GAS | DE | Hay Road | 7153 | 1 | 2010 |  | CAIRNOX, CAIROS, CAIRSO2, RGGI | 2699.82 | 12 | 243698.15 |  | 1.249 | 0.062 | 87.723 | 184586.988 | 3100400.579 | 3 |  | New Castle | Electric Utility | 4911 | Electric Services | 39.7436 | -75.5072 | Conectiv Delmarva Generation, LLC (Owner/Operator) (Ended Jul 21, 2010) Calpine Mid-Atlantic Generation, LLC (Owner) (Started Jul 21, 2010) Calpine Operating Services Company, Inc. (Operator) (Started Jul 21, 2010) |  |  | Operating | Combined cycle | Pipeline Natural Gas | Diesel Oil |  | Water Injection Overfire Air |  | 1751 | 12.4688 | GAS | 124 | -12.3967 | 0.062 | 0.000806 | 12.4688
56609 | Calpine Mid-Atlantic Generation LLC | 7153 | Hay Road | DE | New Castle | HR8 | CA | OP | 195 | 187 | 177 |  | 7 | 2002 | NG | KER | Y | Y | N | IPP Non-CHP |  |  |  |  | N | [57 empty] | GAS | [39 empty] | 0 | 0 | 10.4
56610 | Calpine Vineland Solar LLC | 57081 | Calpine Vineland Solar LLC | NJ | Cumberland | CVS1 | PV | OP | 2.3 | 2.3 | 2.3 |  | 8 | 2009 | SUN |  | N | Y | N | IPP Non-CHP |  |  |  |  | N | [57 empty] | N/A | [39 empty] | 0 | 0 | 10.4
56610 | Calpine Vineland Solar LLC | 57081 | Calpine Vineland Solar LLC | NJ | Cumberland | CVS2 | PV | OP | 1.8 | 1.8 | 1.8 |  | 12 | 2009 | SUN |  | N | Y | N | IPP Non-CHP |  |  |  |  | N | [57 empty] | N/A | [39 empty] | 0 | 0 | 10.4
56612 | Kit Carson Windpower LLC | 57244 | Kit Carson Windpower | CO | Kit Carson | KCW | WT | OP | 51 | 51 | 51 |  | 11 | 2010 | WND |  | N | Y | N | IPP Non-CHP |  |  |  |  | N | [57 empty] | N/A | [39 empty] | 0 | 0 | 10.4
56613 | Frederickson Power LP | 55818 | Frederickson Power LP | WA | Pierce | FICT | CT | OP | 192 | 160 | 176 |  | 8 | 2002 | NG |  | N | Y | N | IPP Non-CHP |  |  |  |  | N | [57 empty] | GAS | WA | Frederickson Power LP | 55818 | F1CT | 2010 |  | ARP | 3532.08 | 12 | 851285.91 |  | 1.794 | 0.0127 | 33.012 | 357608.851 | 6017057.253 | 10 | Western Electricity Coordinating Council | Pierce | Electric Utility | 4911 | Electric Services | 47.0864 | -122.3644 | Puget Sound Energy, Inc. (Owner) Frederickson Power, LP (Owner) Capital Power Operations (USA) Inc. (Operator) | Phase 2 |  | Operating | Combined cycle | Pipeline Natural Gas |  |  | Dry Low NOx Burners Ammonia Injection Selective Catalytic Reduction |  | 2137 | 7.0469 | GAS | 260 | -238.6364 | 0.0127 | 0.000596 | 7.0469
56613 | Frederickson Power LP | 55818 | Frederickson Power LP | WA | Pierce | FIST | CA | OP | 126.3 | 82 | 84 |  | 8 | 2002 | NG |  | N | Y | N | IPP Non-CHP |  |  |  |  | N | [57 empty] | GAS | [39 empty] | 0 | 0 | 10.4
56614 | CPI USA NC LLC | 10379 | CPI USA NC Roxboro | NC | PERSON | GEN1 | ST | OP | 67.5 | 56 | 56 |  | 8 | 1987 | WDS | TDF | Y | Y | Y | IPP CHP | [7 empty] | Y | [54 empty] | OTHER SOLID | [39 empty] | 0.13246 | 0.031297 | 13.1214
56614 | CPI USA NC LLC | 10378 | CPI USA NC Southport | NC | BRUNSWICK | GEN1 | ST | OP | 67.5 | 53.5 | 53.5 |  | 8 | 1987 | WDS | TDF | Y | Y | Y | IPP CHP |  |  |  |  | N |  |  | Y | [54 empty] | OTHER SOLID | [39 empty] | 0.11948 | 0.031297 | 13.1214
56614 | CPI USA NC LLC | 10378 | CPI USA NC Southport | NC | BRUNSWICK | GEN2 | ST | OP | 67.5 | 53.5 | 53.5 |  | 9 | 1987 | WDS | TDF | Y | Y | Y | IPP CHP |  |  |  |  | N |  |  | Y | [54 empty] | OTHER SOLID | [39 empty] | 0.11948 | 0.031297 | 13.1214
56615 | First Solar Energy LLC | 56939 | NRG Solar Blythe LLC | CA | Riverside | 1 | PV | OP | 21 | 21 | 21 |  | 12 | 2009 | SUN |  | N | Y | N | IPP Non-CHP | [62 empty] | N/A | [39 empty] | 0 | 0 | 10.4
56615 | First Solar Energy LLC | 57243 | Cimarron Solar Facility | NM | COLFAX | CIM1 | PV | OP | 30.2 | 30.2 | 30.2 |  | 12 | 2010 | SUN |  | N | Y | N | IPP Non-CHP |  |  |  |  | N | [57 empty] | N/A | [39 empty] | 0 | 0 | 10.4
56615 | First Solar Energy LLC | 57338 | Roadrunner Solar | NM | Dona Ana | 1 | PV | OP | 20 | 20 | 20 |  | 8 | 2011 | SUN |  | N | Y | N | IPP Non-CHP |  |  |  |  | N | [57 empty] | N/A | [39 empty] | 0 | 0 | 10.4
56615 | First Solar Energy LLC | 57567 | Albuquerque Solar Energy Center | NM | Bernalilo | ASEC1 | PV | OP | 2 | 2 | 2 |  | 4 | 2011 | SUN |  | N | Y | N | IPP Non-CHP |  |  |  |  | N | [57 empty] | N/A | [39 empty] | 0 | 0 | 10.4
56615 | First Solar Energy LLC | 57571 | Los Lunas Solar Energy Center | NM | Valencia | LLSEC | PV | OP | 5 | 5 | 5 |  | 6 | 2011 | SUN |  | N | Y | N | IPP Non-CHP |  |  |  |  | N | [57 empty] | N/A | [39 empty] | 0 | 0 | 10.4
56615 | First Solar Energy LLC | 57575 | Deming Solar Energy Center | NM | Luna | DSEC | PV | OP | 5 | 5 | 5 |  | 8 | 2011 | SUN |  | N | Y | N | IPP Non-CHP |  |  |  |  | N | [57 empty] | N/A | [39 empty] | 0 | 0 | 10.4
56615 | First Solar Energy LLC | 57576 | Las Vegas Solar Energy Center | NM | San Miguel | LVSEC | PV | OP | 5 | 5 | 5 |  | 11 | 2011 | SUN |  | N | Y | N | IPP Non-CHP |  |  |  |  | N | [57 empty] | N/A | [39 empty] | 0 | 0 | 10.4
56615 | First Solar Energy LLC | 57577 | Alamogordo Solar Energy Center | NM | Otero | AGSEC | PV | OP | 5 | 5 | 5 |  | 10 | 2011 | SUN |  | N | Y | N | IPP Non-CHP |  |  |  |  | N | [57 empty] | N/A | [39 empty] | 0 | 0 | 10.4
56616 | Severstal Warren | 54207 | WCI Steel | OH | Trumbull | GEN1 | ST | OP | 3 | 2.8 | 2.8 |  | 10 | 1934 | BFG | NG | Y | N | Y | Industrial CHP |  |  |  |  | N | [57 empty] | GAS | [39 empty] | 0.066 | 0.0019484 | 10.4
56616 | Severstal Warren | 54207 | WCI Steel | OH | Trumbull | GEN2 | ST | OP | 7.5 | 7 | 7.1 |  | 3 | 1940 | BFG | NG | Y | N | Y | Industrial CHP |  |  |  |  | N | [57 empty] | GAS | [39 empty] | 0.066 | 0.0019484 | 10.4
56616 | Severstal Warren | 54207 | WCI Steel | OH | Trumbull | GEN3 | ST | OP | 10 | 9.3 | 9.4 |  | 12 | 1981 | BFG | NG | Y | N | Y | Industrial CHP |  |  |  |  | N | [57 empty] | GAS | [39 empty] | 0.051111 | 0.0019484 | 10.4
56617 | Iowa Lakes Community College | 57257 | Iowa Lakes Community College Wind Farm | IA | EMMET | VMN82 | WT | OP | 1 | 1 | 1 |  | 2 | 2005 | WND |  | N | N | N | Commercial Non-CHP | [62 empty] | N/A | [39 empty] | 0 | 0 | 10.4
56618 | Victor Valley Community College District | 57254 | Victor Valley CC CPV Solar | CA | SAN BERNARDINO | 1PV | PV | OP | 1 | 1 | 1 |  | 6 | 2010 | SUN |  | N | Y | N | Commercial Non-CHP |  |  |  |  | N | [57 empty] | N/A | [39 empty] | 0 | 0 | 10.4
56619 | Air Force Ctr For Engin and Environ | 57253 | MA Military Reservation Wind Project | MA | BARNSTABLE | 1 | WT | OP | 1.5 | 1.5 | 1.5 |  | 12 | 2009 | WND |  | N | Y | N | IPP Non-CHP |  |  |  |  | N | [57 empty] | N/A | [39 empty] | 0 | 0 | 10.4
56619 | Air Force Ctr For Engin and Environ | 57253 | MA Military Reservation Wind Project | MA | BARNSTABLE | 2 | WT | OP | 1.5 | 1.5 | 1.5 |  | 11 | 2011 | WND |  | N | Y | N | IPP Non-CHP | [62 empty] | N/A | [39 empty] | 0 | 0 | 10.4
56619 | Air Force Ctr For Engin and Environ | 57253 | MA Military Reservation Wind Project | MA | BARNSTABLE | 3 | WT | OP | 1.5 | 1.5 | 1.5 |  | 11 | 2011 | WND |  | N | Y | N | IPP Non-CHP | [62 empty] | N/A | [39 empty] | 0 | 0 | 10.4
56621 | Yakama Power | 6507 | Drop 2 | WA | Yakima | 1 | HY | OP | 2.5 | 2.1 | 2.1 |  | 8 | 1942 | WAT |  | N | Y | N | Electric Utility | [62 empty] | N/A | [39 empty] | 0 | 0 | 10.4
56621 | Yakama Power | 6508 | Drop 3 | WA | Yakima | 1 | HY | OP | 0.8 | 0.5 | 0.5 |  | 5 | 1932 | WAT |  | N | Y | N | Electric Utility | [62 empty] | N/A | [39 empty] | 0 | 0 | 10.4
56621 | Yakama Power | 6508 | Drop 3 | WA | Yakima | 2 | HY | OP | 0.8 | 0.5 | 0.5 |  | 5 | 1932 | WAT |  | N | Y | N | Electric Utility | [62 empty] | N/A | [39 empty] | 0 | 0 | 10.4
56622 | NextEra Energy Resources | 56648 | Majestic 1 Wind Farm | TX | Carson | 1 | WT | OP | 79.5 | 79.5 | 79.5 |  | 1 | 2009 | WND |  | N | Y | N | IPP Non-CHP | [62 empty] | N/A | [39 empty] | 0 | 0 | 10.4
56625 | Flat Water Wind Farm LLC | 57283 | Flat Water Wind Farm | NE | PAWNEE | WTG1 | WT | OP | 60 | 60 | 60 |  | 12 | 2010 | WND |  | N | Y | N | IPP Non-CHP |  |  |  |  | N | [57 empty] | N/A | [39 empty] | 0 | 0 | 10.4
56627 | DeWind Co. | 57263 | Little Pringle I Wind Farm | TX | HANSFORD | LP1 | WT | OP | 10 | 10 | 10 |  | 10 | 2010 | WND |  | N | Y | N | IPP Non-CHP |  |  |  |  | N | [57 empty] | N/A | [39 empty] | 0 | 0 | 10.4
56627 | DeWind Co. | 57264 | Little Pringle II Wind Farm | TX | HANSFORD | LP2 | WT | OP | 10 | 10 | 10 |  | 10 | 2010 | WND |  | N | Y | N | IPP Non-CHP |  |  |  |  | N | [57 empty] | N/A | [39 empty] | 0 | 0 | 10.4
56629 | Lubbock Wind LLC | 57259 | Lubbock Wind Ranch | TX | Lubbock | 1 | WT | OP | 7.5 | 7.5 | 7.5 |  | 2 | 2010 | WND |  | N | Y | N | IPP Non-CHP |  |  |  |  | N | [57 empty] | N/A | [39 empty] | 0 | 0 | 10.4
56630 | Texico Wind LP | 57258 | Texico Wind Ranch LP | NM | Curry | 1 | WT | OP | 1.9 | 1.9 | 1.9 |  | 12 | 2003 | WND |  | N | Y | N | IPP Non-CHP |  |  |  |  | N | [57 empty] | N/A | [39 empty] | 0 | 0 | 10.4
56642 | Grant County Wind LLC | 57274 | Grant County Wind LLC | MN | Pipestone | 1 | WT | OP | 20 | 20 | 20 |  | 12 | 2010 | WND |  | N | Y | N | IPP Non-CHP |  |  |  |  | N | [57 empty] | N/A | [39 empty] | 0 | 0 | 10.4
56645 | Aqua America Inc | 57280 | Aqua Ingrams Mill | PA | Chester | 1 | PV | OP | 1 | 0.4 | 0.3 |  | 12 | 2009 | SUN |  | N | Y | N | IPP Non-CHP | [62 empty] | N/A | [39 empty] | 0 | 0 | 10.4
56646 | Covanta Plymouth Renewable Energy L P | 54625 | Covanta Plymouth Renewable Energy | PA | Montgomery | TGI | ST | OP | 32.1 | 28 | 28 |  | 12 | 1991 | MSW | DFO | N | Y | N | Commercial Non-CHP |  |  |  |  | N | [57 empty] | OTHER SOLID | [39 empty] | 0 | 0 | 10.4
56653 | Northern Colorado Wind LLC | 57290 | Northern Colorado Wind LLC | CO | Logan | GE | WT | OP | 22.5 | 22.5 | 22.5 |  | 8 | 2009 | WND |  | N | Y | N | IPP Non-CHP | [62 empty] | N/A | [39 empty] | 0 | 0 | 10.4
56653 | Northern Colorado Wind LLC | 57290 | Northern Colorado Wind LLC | CO | Logan | SIEM | WT | OP | 151.8 | 151.8 | 151.8 |  | 8 | 2009 | WND |  | N | Y | N | IPP Non-CHP | [62 empty] | N/A | [39 empty] | 0 | 0 | 10.4
56654 | Carleton College | 57296 | Carleton College | MN | Rice | WIND1 | WT | OP | 1.6 | 1.6 | 1.6 |  | 9 | 2004 | WND |  | N | Y | N | Commercial Non-CHP |  |  |  |  | N | [57 empty] | N/A | [39 empty] | 0 | 0 | 10.4
56654 | Carleton College | 57296 | Carleton College | MN | Rice | WIND2 | WT | OP | 1.6 | 1.6 | 1.6 |  | 10 | 2011 | WND |  | N | Y | N | Commercial Non-CHP |  |  |  |  | N | [57 empty] | N/A | [39 empty] | 0 | 0 | 10.4
56657 | ENEL Salt Wells LLC | 57213 | ENEL Salt Wells LLC | NV | CHURCHILL | 101 | BT | OP | 11.8 | 10.1 | 14.3 |  | 3 | 2009 | GEO |  | N | Y | N | IPP Non-CHP |  |  |  |  | N | [57 empty] | N/A | [39 empty] | 0 | 0 | 10.4
56657 | ENEL Salt Wells LLC | 57213 | ENEL Salt Wells LLC | NV | CHURCHILL | 201 | BT | OP | 11.8 | 10.1 | 14.3 |  | 3 | 2009 | GEO |  | N | Y | N | IPP Non-CHP |  |  |  |  | N | [57 empty] | N/A | [39 empty] | 0 | 0 | 10.4
56661 | Criterion Power Partners LLC | 57300 | Criterion Wind Project | MD | GARRETT | 1 | WT | OP | 70 | 70 | 70 |  | 12 | 2010 | WND |  | N | Y | N | IPP Non-CHP | [62 empty] | N/A | [39 empty] | 0 | 0 | 10.4
56662 | Cedar Point LLC | 57315 | Cedar Point Wind | CO | LINCOLN | 1-139 | WT | OP | 252 | 243 | 243 |  | 5 | 2011 | WND |  | N | Y | N | IPP Non-CHP |  |  |  |  | N | [57 empty] | N/A | [39 empty] | 0 | 0 | 10.4
56663 | Mayberry Solar LLC | 57321 | Mayberry Solar LLC | NC | SURRY | 1PV | PV | OP | 1.2 | 1.2 | 1.2 |  | 10 | 2011 | SUN |  | N | Y | N | IPP Non-CHP |  |  |  |  | N | [57 empty] | N/A | [39 empty] | 0 | 0 | 10.4
56664 | Garnet Energy Corporation | 57302 | Garnet Wind Energy Center | CA | RIVERSIDE | 1 | WT | OP | 6.5 | 6.5 | 6.5 |  | 6 | 2009 | WND |  | N | Y | N | IPP Non-CHP | [62 empty] | N/A | [39 empty] | 0 | 0 | 10.4
56665 | Dutch Energy Corporation | 57301 | Dutch Wind Energy | CA | Riverside | DEC | WT | OP | 8 | 8 | 8 |  | 8 | 1994 | WND |  | N | Y | N | IPP Non-CHP | [62 empty] | N/A | [39 empty] | 0 | 0 | 10.4
56667 | Loraine Windpower Park LLC | 57303 | Loraine Windpower Park LLC | TX | Mitchell | LWG1 | WT | OP | 75 | 75 | 75 |  | 10 | 2009 | WND |  | N | Y | N | IPP Non-CHP |  |  |  |  | N | [57 empty] | N/A | [39 empty] | 0 | 0 | 10.4
56667 | Loraine Windpower Park LLC | 57303 | Loraine Windpower Park LLC | TX | Mitchell | LWG2 | WT | OP | 75 | 75 | 75 |  | 10 | 2009 | WND |  | N | Y | N | IPP Non-CHP |  |  |  |  | N | [57 empty] | N/A | [39 empty] | 0 | 0 | 10.4
56672 | Targa Co-Generation LLC | 57322 | Mont Belvieu Cogeneration Unit | TX | Chambers | GT01 | GT | OP | 15 | 12.3 | 15 |  | 7 | 2009 | NG |  | N | Y | Y | Industrial CHP |  |  |  |  | N | [57 empty] | GAS | [39 empty] | 0.039449 | 0.0003943 | 10.2624
56673 | White Oak Solar Energy LLC | 57337 | Dover Sun Park | DE | Kent | 1 | PV | OP | 10 | 10 | 10 |  | 7 | 2011 | SUN |  | N | Y | N | IPP Non-CHP |  |  |  |  | N | [57 empty] | N/A | [39 empty] | 0 | 0 | 10.4
56677 | Magma Energy US Corp | 52174 | Soda Lake Geothermal No I II | NV | Churchill | OE11 | ST | OP | 1.2 | 0.8 | 0.8 |  | 12 | 1987 | GEO |  | N | Y | N | IPP Non-CHP |  |  |  |  | N | [57 empty] | N/A | [39 empty] | 0 | 0 | 10.4
56677 | Magma Energy US Corp | 52174 | Soda Lake Geothermal No I II | NV | Churchill | OE12 | ST | OP | 1.2 | 0.9 | 0.8 |  | 12 | 1987 | GEO |  | N | Y | N | IPP Non-CHP |  |  |  |  | N | [57 empty] | N/A | [39 empty] | 0 | 0 | 10.4
56677 | Magma Energy US Corp | 52174 | Soda Lake Geothermal No I II | NV | Churchill | OE13 | ST | OP | 1.2 | 0.9 | 0.9 |  | 12 | 1987 | GEO |  | N | Y | N | IPP Non-CHP |  |  |  |  | N | [57 empty] | N/A | [39 empty] | 0 | 0 | 10.4
56677 | Magma Energy US Corp | 52174 | Soda Lake Geothermal No I II | NV | Churchill | OE21 | ST | OP | 1.5 | 1.1 | 1 |  | 10 | 1990 | GEO |  | N | Y | N | IPP Non-CHP |  |  |  |  | N | [57 empty] | N/A | [39 empty] | 0 | 0 | 10.4
56677 | Magma Energy US Corp | 52174 | Soda Lake Geothermal No I II | NV | Churchill | OEC1 | ST | OP | 3.5 | 1.2 | 1.6 |  | 10 | 1990 | GEO |  | N | Y | N | IPP Non-CHP |  |  |  |  | N | [57 empty] | N/A | [39 empty] | 0 | 0 | 10.4
56677 | Magma Energy US Corp | 52174 | Soda Lake Geothermal No I II | NV | Churchill | OEC2 | ST | OP | 3.5 | 1.2 | 1.7 |  | 10 | 1990 | GEO |  | N | Y | N | IPP Non-CHP |  |  |  |  | N | [57 empty] | N/A | [39 empty] | 0 | 0 | 10.4
56677 | Magma Energy US Corp | 52174 | Soda Lake Geothermal No I II | NV | Churchill | OEC3 | ST | OP | 3.5 | 1.3 | 1.7 |  | 10 | 1990 | GEO |  | N | Y | N | IPP Non-CHP |  |  |  |  | N | [57 empty] | N/A | [39 empty] | 0 | 0 | 10.4
56677 | Magma Energy US Corp | 52174 | Soda Lake Geothermal No I II | NV | Churchill | OEC4 | ST | OP | 3.5 | 1.3 | 1.8 |  | 10 | 1990 | GEO |  | N | Y | N | IPP Non-CHP |  |  |  |  | N | [57 empty] | N/A | [39 empty] | 0 | 0 | 10.4
56677 | Magma Energy US Corp | 52174 | Soda Lake Geothermal No I II | NV | Churchill | OEC5 | ST | OP | 3.5 | 1.3 | 1.7 |  | 10 | 1990 | GEO |  | N | Y | N | IPP Non-CHP |  |  |  |  | N | [57 empty] | N/A | [39 empty] | 0 | 0 | 10.4
56677 | Magma Energy US Corp | 52174 | Soda Lake Geothermal No I II | NV | Churchill | OEC6 | ST | OP | 3.5 | 1.3 | 1.7 |  | 10 | 1990 | GEO |  | N | Y | N | IPP Non-CHP |  |  |  |  | N | [57 empty] | N/A | [39 empty] | 0 | 0 | 10.4
56678 | FPL Energy Illinois Wind LLC | 57325 | FPL Energy Illinois Wind LLC | IL | De Kalb | GE1.5 | WT | OP | 217.5 | 217.5 | 217.5 |  | 12 | 2009 | WND |  | N | Y | N | IPP Non-CHP | [62 empty] | N/A | [39 empty] | 0 | 0 | 10.4
56679 | Sierra SunTower LLC | 57323 | Sierra SunTower Solar Generating Station | CA | LOS ANGELES | UNIT1 | ST | OP | 7.5 | 3.2 | 2 |  | 7 | 2009 | SUN |  | N | N | N | IPP Non-CHP |  |  |  |  | N | [57 empty] | N/A | [39 empty] | 0 | 0 | 10.4
56680 | Diamond Shamrock Refining Company LP | 57326 | Sunray Wind I | TX | Moore | WND1 | WT | OP | 49.5 | 49.5 | 49.5 |  | 9 | 2009 | WND |  | N | Y | N | IPP Non-CHP | [62 empty] | N/A | [39 empty] | 0 | 0 | 10.4
56681 | Kent County Levy Court Dept of Pub Work | 57330 | Kent County Wastewater Treatment Solar | DE | Kent | 1 | PV | OP | 1.2 | 1.2 | 1.2 |  | 3 | 2011 | SUN |  | N | Y | N | IPP Non-CHP |  |  |  |  | N | [57 empty] | N/A | [39 empty] | 0 | 0 | 10.4
56682 | Duke Energy Top Of the World WindPower | 57327 | Top of the World Windpower Project | WY | CONVERSE | TOTW1 | WT | OP | 200 | 200 | 200 |  | 10 | 2010 | WND |  | N | Y | N | IPP Non-CHP |  |  |  |  | N | [57 empty] | N/A | [39 empty] | 0 | 0 | 10.4
56683 | Elk City LLC | 57346 | Elk City LLC | OK | Roger Mills | 1 | WT | OP | 98.9 | 98.9 | 98.9 |  | 12 | 2009 | WND |  | N | Y | N | IPP Non-CHP |  |  |  |  | N | [57 empty] | N/A | [39 empty] | 0 | 0 | 10.4
56683 | Elk City LLC | 57346 | Elk City LLC | OK | Roger Mills | 2 | WT | OP | 99.2 | 99.2 | 99.2 |  | 12 | 2010 | WND |  | N | Y | N | IPP Non-CHP | [62 empty] | N/A | [39 empty] | 0 | 0 | 10.4
56684 | White Oak Energy LLC | 57342 | White Oak Energy LLC | IL | McLean | 1 | WT | OP | 150 | 150 | 150 |  | 6 | 2011 | WND |  | N | Y | N | IPP Non-CHP |  |  |  |  | N | [57 empty] | N/A | [39 empty] | 0 | 0 | 10.4
56685 | Cargill Inc | 57344 | Cargill Dry Creek Biofactory | ID | TWIN FALLS | GS1 | IC | OP | 0.8 | 0.8 | 0.8 |  | 10 | 2008 | OBG |  | N | Y | Y | Industrial CHP |  |  |  |  | N | [57 empty] | GAS | [39 empty] | 1.1659 | 0.0016829 | 10.4
56685 | Cargill Inc | 57344 | Cargill Dry Creek Biofactory | ID | TWIN FALLS | GS2 | IC | OP | 0.8 | 0.8 | 0.8 |  | 10 | 2008 | OBG |  | N | Y | Y | Industrial CHP |  |  |  |  | N | [57 empty] | GAS | [39 empty] | 1.1659 | 0.0016829 | 10.4
56685 | Cargill Inc | 57344 | Cargill Dry Creek Biofactory | ID | TWIN FALLS | GS3 | IC | OP | 0.8 | 0.8 | 0.8 |  | 10 | 2008 | OBG |  | N | Y | Y | Industrial CHP |  |  |  |  | N | [57 empty] | GAS | [39 empty] | 1.1659 | 0.0016829 | 10.4
56685 | Cargill Inc | 57345 | Cargill Kettle Butte Biofactory | ID | JEFFERSON | 1 | IC | OP | 0.9 | 0.9 | 0.9 |  | 5 | 2011 | OBG |  | N | Y | Y | Industrial CHP |  |  |  |  | N | [57 empty] | GAS | [39 empty] | 1.1659 | 0.0016829 | 10.4
56685 | Cargill Inc | 57345 | Cargill Kettle Butte Biofactory | ID | JEFFERSON | 2 | IC | OP | 0.9 | 0.9 | 0.9 |  | 5 | 2011 | OBG |  | N | Y | Y | Industrial CHP |  |  |  |  | N | [57 empty] | GAS | [39 empty] | 1.1659 | 0.0016829 | 10.4
56687 | CityCenter Land LLC | 57348 | CityCenter Central Plant Cogen Units | NV | CLARK | UNITA | GT | OP | 4.3 | 4 | 4 |  | 12 | 2009 | NG |  | N | N | Y | Commercial CHP |  |  |  |  | N | [57 empty] | GAS | [39 empty] | 0.052913 | 0.0003577 | 10.5267
56687 | CityCenter Land LLC | 57348 | CityCenter Central Plant Cogen Units | NV | CLARK | UNITB | GT | OP | 4.3 | 4 | 4 |  | 12 | 2009 | NG |  | N | N | Y | Commercial CHP |  |  |  |  | N | [57 empty] | GAS | [39 empty] | 0.052913 | 0.0003577 | 10.5267
56688 | Baldwin Wind LLC | 57347 | Baldwin Wind LLC | ND | Burleigh | GE1 | WT | OP | 102.4 | 102.4 | 102.4 |  | 12 | 2010 | WND |  | N | Y | N | IPP Non-CHP |  |  |  |  | N | [57 empty] | N/A | [39 empty] | 0 | 0 | 10.4
56689 | Renew Energy Maintenance LLC | 57351 | Uilk Wind LLC | MN | PIPESTONE | FA01 | WT | OP | 1.5 | 1.5 | 1.5 |  | 1 | 2010 | WND |  | N | Y | N | Commercial Non-CHP |  |  |  |  | N | [57 empty] | N/A | [39 empty] | 0 | 0 | 10.4
56689 | Renew Energy Maintenance LLC | 57351 | Uilk Wind LLC | MN | PIPESTONE | FA02 | WT | OP | 1.5 | 1.5 | 1.5 |  | 1 | 2010 | WND |  | N | Y | N | Commercial Non-CHP |  |  |  |  | N | [57 empty] | N/A | [39 empty] | 0 | 0 | 10.4
56689 | Renew Energy Maintenance LLC | 57351 | Uilk Wind LLC | MN | PIPESTONE | FA03 | WT | OP | 1.5 | 1.5 | 1.5 |  | 1 | 2010 | WND |  | N | Y | N | Commercial Non-CHP |  |  |  |  | N | [57 empty] | N/A | [39 empty] | 0 | 0 | 10.4
56690 | Town of Portsmouth | 57350 | Portsmouth Wind Turbine | RI | Newport | WTG-1 | WT | OP | 1.5 | 1.5 | 1.5 |  | 3 | 2009 | WND |  | N | Y | N | IPP Non-CHP | [62 empty] | N/A | [39 empty] | 0 | 0 | 10.4
56693 | Fox Island Wind LLC | 57354 | Fox Island Wind LLC | ME | Knox | 1 | WT | OP | 4.5 | 4.5 | 4.5 |  | 11 | 2009 | WND |  | N | Y | N | IPP Non-CHP | [62 empty] | N/A | [39 empty] | 0 | 0 | 10.4
56694 | Thermo No 1 BE 01 LLC | 57353 | Thermo No 1 | UT | BEAVER | 1 | BT | OP | 14 | 12.5 | 12.5 |  | 4 | 2009 | GEO |  | N | Y | N | IPP Non-CHP |  |  |  |  | N | [57 empty] | N/A | [39 empty] | 0 | 0 | 10.4
56698 | Red Mesa Wind LLC | 57357 | Red Mesa Wind LLC | NM | Sandoval | EXIS | WT | OP | 102.4 | 102.4 | 102.4 |  | 12 | 2010 | WND |  | N | Y | N | IPP Non-CHP | [62 empty] | N/A | [39 empty] | 0 | 0 | 10.4
56699 | CPV Keenan II Renewable Energy Co LLC | 57358 | Keenan II Renewable Energy Co LLC | OK | WOODWARD | 1 | WT | OP | 151.8 | 151.8 | 151.8 |  | 12 | 2010 | WND |  | N | Y | N | IPP Non-CHP | [62 empty] | N/A | [39 empty] | 0 | 0 | 10.4
56700 | Avenal Solar Holdings LLC | 57359 | Avenal Park | CA | KINGS | 1 | PV | OP | 6 | 6 | 6 |  | 8 | 2011 | SUN |  | N | Y | N | IPP Non-CHP |  |  |  |  | N | [57 empty] | N/A | [39 empty] | 0 | 0 | 10.4
56700 | Avenal Solar Holdings LLC | 57360 | Sun City Project LLC | CA | KINGS | 1 | PV | OP | 20 | 20 | 20 |  | 8 | 2011 | SUN |  | N | Y | N | IPP Non-CHP |  |  |  |  | N | [57 empty] | N/A | [39 empty] | 0 | 0 | 10.4
56700 | Avenal Solar Holdings LLC | 57361 | Sand Drag LLC | CA | KINGS | 1 | PV | OP | 19 | 19 | 19 |  | 8 | 2011 | SUN |  | N | Y | N | IPP Non-CHP |  |  |  |  | N | [57 empty] | N/A | [39 empty] | 0 | 0 | 10.4
56701 | The Hankin Group | 57362 | Morgantown Solar Park | PA | BERKS | 1 | PV | OP | 2 | 1.6 | 1.4 |  | 11 | 2011 | SUN |  | N | Y | N | IPP Non-CHP |  |  |  |  | N | [57 empty] | N/A | [39 empty] | 0 | 0 | 10.4
56703 | MP Durham LLC | 57365 | MP Durham LLC | NC | Durham | 1A | IC | OP | 1.1 | 1.1 | 1.1 |  | 11 | 2009 | LFG |  | N | Y | N | IPP Non-CHP |  |  |  |  | N | [57 empty] | GAS | [39 empty] | 1.1659 | 0.0016829 | 10.4
56703 | MP Durham LLC | 57365 | MP Durham LLC | NC | Durham | 1B | IC | OP | 1.1 | 1.1 | 1.1 |  | 11 | 2009 | LFG |  | N | Y | N | IPP Non-CHP |  |  |  |  | N | [57 empty] | GAS | [39 empty] | 1.1659 | 0.0016829 | 10.4
56703 | MP Durham LLC | 57365 | MP Durham LLC | NC | Durham | 1C | IC | OP | 1.1 | 1.1 | 1.1 |  | 11 | 2009 | LFG |  | N | Y | N | IPP Non-CHP |  |  |  |  | N | [57 empty] | GAS | [39 empty] | 1.1659 | 0.0016829 | 10.4
56704 | MP Wayne LLC | 57366 | MP Wayne LLC | NC | Wayne | 1A | IC | OP | 1.1 | 1.1 | 1.1 |  | 12 | 2010 | LFG |  | N | Y | N | IPP Non-CHP |  |  |  |  | N | [57 empty] | GAS | [39 empty] | 1.1659 | 0.0016829 | 10.4
56704 | MP Wayne LLC | 57366 | MP Wayne LLC | NC | Wayne | 1B | IC | OP | 1.1 | 1.1 | 1.1 |  | 12 | 2010 | LFG |  | N | Y | N | IPP Non-CHP |  |  |  |  | N | [57 empty] | GAS | [39 empty] | 1.1659 | 0.0016829 | 10.4
56704 | MP Wayne LLC | 57366 | MP Wayne LLC | NC | Wayne | 1C | IC | OP | 1.1 | 1.1 | 1.1 |  | 12 | 2010 | LFG |  | N | Y | N | IPP Non-CHP |  |  |  |  | N | [57 empty] | GAS | [39 empty] | 1.1659 | 0.0016829 | 10.4
56705 | Pocono International Raceway Inc | 57367 | Pocono Solar Project | PA | Monroe | POCON | PV | OP | 3 | 3 | 3 |  | 8 | 2010 | SUN |  | N | Y | N | IPP Non-CHP |  |  |  |  | N | [57 empty] | N/A | [39 empty] | 0 | 0 | 10.4
56706 | Chevron Technology Ventures | 57369 | Questa Solar Facility | NM | Taos | QST | PV | OP | 1 | 1 | 1 |  | 1 | 2011 | SUN |  | N | Y | N | IPP Non-CHP |  |  |  |  | N | [57 empty] | N/A | [39 empty] | 0 | 0 | 10.4
56707 | Yuma County Water User's Association | 57364 | Siphon Drop Power Plant | CA | IMPERIAL | 1 | HY | OP | 2.2 | 2.2 | 2.2 |  | 9 | 1987 | WAT |  | N | Y | N | IPP Non-CHP |  |  |  |  | N | [57 empty] | N/A | [39 empty] | 0 | 0 | 10.4
56707 | Yuma County Water User's Association | 57364 | Siphon Drop Power Plant | CA | IMPERIAL | 2 | HY | OP | 2.2 | 2.2 | 2.2 |  | 12 | 1987 | WAT |  | N | Y | N | IPP Non-CHP |  |  |  |  | N | [57 empty] | N/A | [39 empty] | 0 | 0 | 10.4
56713 | Adams Wind Generations LLC | 57375 | Adams Wind Generations LLC | MN | Meeker | AWG | WT | OP | 20 | 20 | 20 |  | 3 | 2011 | WND |  | N | Y | N | IPP Non-CHP |  |  |  |  | N | [57 empty] | N/A | [39 empty] | 0 | 0 | 10.4
56715 | Ridgewind Power Partners LLC | 57386 | Ridgewind | MN | PIPESTONE | WTG1 | WT | OP | 25.3 | 25.3 | 25.3 |  | 1 | 2011 | WND |  | N | Y | N | IPP Non-CHP |  |  |  |  | N | [57 empty] | N/A | [39 empty] | 0 | 0 | 10.4
56718 | DF-AP #1 LLC | 57393 | Big Sky Dairy Digester | ID | GOODING | GEN1 | IC | OP | 0.8 | 0.7 | 0.7 |  | 1 | 2009 | OBG |  | N | Y | N | IPP Non-CHP |  |  |  |  | N | [57 empty] | GAS | [39 empty] | 1.1659 | 0.0016829 | 10.4
56718 | DF-AP #1 LLC | 57393 | Big Sky Dairy Digester | ID | GOODING | GEN2 | IC | OP | 0.8 | 0.7 | 0.7 |  | 1 | 2009 | OBG |  | N | Y | N | IPP Non-CHP |  |  |  |  | N | [57 empty] | GAS | [39 empty] | 1.1659 | 0.0016829 | 10.4
56720 | Greater Sandhill I LLC | 57377 | Greater Sandhill I | CO | ALAMOSA | GS-P1 | PV | OP | 10 | 10 | 10 |  | 9 | 2010 | SUN |  | N | Y | N | IPP Non-CHP | [62 empty] | N/A | [39 empty] | 0 | 0 | 10.4
56720 | Greater Sandhill I LLC | 57377 | Greater Sandhill I | CO | ALAMOSA | GS-P2 | PV | OP | 9 | 9 | 9 |  | 12 | 2010 | SUN |  | N | Y | N | IPP Non-CHP | [62 empty] | N/A | [39 empty] | 0 | 0 | 10.4
56721 | Danielson Wind Farms LLC | 57396 | Danielson Wind Farms LLC | MN | KANDIYOHI | DWF | WT | OP | 20 | 20 | 20 |  | 3 | 2011 | WND |  | N | Y | N | IPP Non-CHP |  |  |  |  | N | [57 empty] | N/A | [39 empty] | 0 | 0 | 10.4
56725 | Avery Solar LLC | 57389 | Avery Solar | NC | Avery | 1 | PV | OP | 0.9 | 0.9 | 0.9 |  | 9 | 2011 | SUN |  | N | Y | N | IPP Non-CHP |  |  |  |  | N | [57 empty] | N/A | [39 empty] | 0 | 0 | 10.4
56727 | Ashtabula Wind III LLC | 57387 | Ashtabula Wind III LLC | ND | STEELE | GE16 | WT | OP | 62.4 | 62.4 | 62.4 |  | 12 | 2010 | WND |  | N | Y | N | IPP Non-CHP | [62 empty] | N/A | [39 empty] | 0 | 0 | 10.4
56728 | Dow Jones & Co | 57397 | Dow Jones South Brunswick Solar | NJ | Middlesex | PV01 | PV | OP | 2.5 | 2.5 | 2 |  | 12 | 2010 | SUN |  | N | Y | N | IPP Non-CHP |  |  |  |  | N | [57 empty] | N/A | [39 empty] | 0 | 0 | 10.4
56728 | Dow Jones & Co | 57397 | Dow Jones South Brunswick Solar | NJ | Middlesex | PV02 | PV | OP | 1.6 | 1.6 | 1.6 |  | 3 | 2011 | SUN |  | N | Y | N | IPP Non-CHP |  |  |  |  | N | [57 empty] | N/A | [39 empty] | 0 | 0 | 10.4
56730 | Cedar Bay Operating Services LLC | 10672 | Cedar Bay Generating Company LP | FL | Duval | GEN1 | ST | OP | 291.6 | 250 | 250 |  | 1 | 1994 | BIT | WDS | Y | Y | Y | IPP CHP |  |  |  |  | N |  | Y | [55 empty] | COAL | FL | Cedar Bay Generating Co. LP | 10672 | CBA | 2010 |  | CAIRNOX, CAIROS, CAIRSO2 | 7520 | 12 |  | 4988056.21 | 583.098 | 0.1598 | 605.746 | 770325.745 | 7513494.975 | 4 | Florida Reliability Coordinating Council | Duval | Electric Utility |  |  | 30.4219 | -81.6079 | US Operating Services Co. (Operator) Cedar Bay Generating Co. LP (Owner) |  |  | Operating | Circulating fluidized bed boiler | Coal |  | Fluidized Bed Limestone Injection | Selective Non-catalytic Reduction | Baghouse | 1169 | 10.4 | COAL | 118.9069 | -551.2422 | 0.1598 | 0.15521 | 10.7507
56732 | GlaxoSmithKline Consumer Healthcare L P | 57390 | GSK York RDC Solar Facility | PA | YORK | 1 | PV | OP | 2.6 | 1.5 | 1 |  | 12 | 2010 | SUN |  | N | Y | N | IPP Non-CHP | [62 empty] | N/A | [39 empty] | 0 | 0 | 10.4
56741 | Knouse Food Cooperative Inc | 57412 | Knouse Solar Project 1 | PA | Cumberland | 1 | PV | OP | 3 | 0.4 | 0.2 |  | 12 | 2010 | SUN |  | N | N | N | Industrial Non-CHP | [62 empty] | N/A | [39 empty] | 0 | 0 | 10.4
56742 | Notus Clean Energy LLC | 57414 | Notus Wind 1 | MA | BARNSTABLE | 1 | WT | OP | 1.7 | 1.7 | 1.7 |  | 7 | 2010 | WND |  | N | N | N | IPP Non-CHP | [62 empty] | N/A | [39 empty] | 0 | 0 | 10.4
56744 | Elk Wind Energy LLC | 57417 | Elk Wind Farm | IA | CLAYTON | NORD | WT | OP | 40.8 | 40.8 | 40.8 |  | 12 | 2011 | WND |  | N | Y | N | IPP Non-CHP |  |  |  |  | N | [57 empty] | N/A | [39 empty] | 0 | 0 | 10.4
56751 | Yolo County of | 57422 | Yolo County Solar Project | CA | Yolo | 1 | PV | OP | 1 | 1 | 1 |  | 12 | 2010 | SUN |  | N | N | N | Commercial Non-CHP |  |  |  |  | N | [57 empty] | N/A | [39 empty] | 0 | 0 | 10.4
56753 | AgPower Jerome LLC | 57425 | Double A Digester | ID | JEROME | 1 | IC | OP | 1.5 | 1.5 | 1.5 |  | 12 | 2011 | OBG |  | N | Y | N | IPP CHP |  |  |  |  | N | [57 empty] | GAS | [39 empty] | 1.1659 | 0.0016829 | 10.4
56756 | Bellefontaine Gas Producers LLC | 57433 | Bellefontaine Gas Producers LLC | OH | Logan | 1 | IC | OP | 1.6 | 1.6 | 1.6 |  | 2 | 2009 | LFG |  | N | Y | N | IPP Non-CHP | [62 empty] | GAS | [39 empty] | 1.1659 | 0.0016829 | 10.4
56756 | Bellefontaine Gas Producers LLC | 57433 | Bellefontaine Gas Producers LLC | OH | Logan | 2 | IC | OP | 1.6 | 1.6 | 1.6 |  | 2 | 2009 | LFG |  | N | Y | N | IPP Non-CHP | [62 empty] | GAS | [39 empty] | 1.1659 | 0.0016829 | 10.4
56756 | Bellefontaine Gas Producers LLC | 57433 | Bellefontaine Gas Producers LLC | OH | Logan | 3 | IC | OP | 1.6 | 1.6 | 1.6 |  | 2 | 2009 | LFG |  | N | Y | N | IPP Non-CHP | [62 empty] | GAS | [39 empty] | 1.1659 | 0.0016829 | 10.4
56757 | Valley View Transmission LLC | 57434 | Valley View Transmission LLC | MN | Murray | VVT | WT | OP | 10 | 10 | 10 |  | 7 | 2011 | WND |  | N | Y | N | IPP Non-CHP |  |  |  |  | N | [57 empty] | N/A | [39 empty] | 0 | 0 | 10.4
56758 | Solar Star North Carolina II LLC | 57435 | Solar Star North Carolina II LLC | NC | HERTFORD | 1 | PV | OP | 1.3 | 1 | 1 |  | 12 | 2011 | SUN |  | N | Y | N | IPP Non-CHP |  |  |  |  | N | [57 empty] | N/A | [39 empty] | 0 | 0 | 10.4
56758 | Solar Star North Carolina II LLC | 57435 | Solar Star North Carolina II LLC | NC | HERTFORD | 2 | PV | OP | 1.3 | 1 | 1 |  | 12 | 2011 | SUN |  | N | Y | N | IPP Non-CHP |  |  |  |  | N | [57 empty] | N/A | [39 empty] | 0 | 0 | 10.4
56758 | Solar Star North Carolina II LLC | 57435 | Solar Star North Carolina II LLC | NC | HERTFORD | 3 | PV | OP | 1.3 | 1 | 1 |  | 12 | 2011 | SUN |  | N | Y | N | IPP Non-CHP |  |  |  |  | N | [57 empty] | N/A | [39 empty] | 0 | 0 | 10.4
56758 | Solar Star North Carolina II LLC | 57435 | Solar Star North Carolina II LLC | NC | HERTFORD | 4 | PV | OP | 1.3 | 1 | 1 |  | 12 | 2011 | SUN |  | N | Y | N | IPP Non-CHP |  |  |  |  | N | [57 empty] | N/A | [39 empty] | 0 | 0 | 10.4
56758 | Solar Star North Carolina II LLC | 57435 | Solar Star North Carolina II LLC | NC | HERTFORD | 5 | PV | OP | 1.3 | 1 | 1 |  | 12 | 2011 | SUN |  | N | Y | N | IPP Non-CHP |  |  |  |  | N | [57 empty] | N/A | [39 empty] | 0 | 0 | 10.4
56760 | Davidson Gas Producers LLC | 57436 | Davidson Gas Producers LLC | NC | DAVIDSON | 1 | IC | OP | 1.6 | 1.6 | 1.6 |  | 11 | 2010 | LFG |  | N | Y | N | IPP Non-CHP |  |  |  |  | N | [57 empty] | GAS | [39 empty] | 1.1659 | 0.0016829 | 10.4
56761 | 6th St Solar Park of Gainesville FL | 57438 | 6th St Solar Park of Gainesville FL | FL | Alachua | 1 | PV | OP | 2 | 2 | 2 |  | 6 | 2011 | SUN |  | N | Y | N | IPP Non-CHP |  |  |  |  | N | [57 empty] | N/A | [39 empty] | 0 | 0 | 10.4
56765 | CER Colorado Bend Energy Partners LP | 56350 | Colorado Bend Energy Center | TX | Wharton | CT1A | CT | OP | 90 | 75 | 87 | 741 | 5 | 2002 | NG |  | N | Y | N | IPP Non-CHP |  |  |  |  | N | [57 empty] | GAS | TX | Colorado Bend Energy Center | 56350 | CT1A | 2010 |  | ARP, CAIRNOX, CAIRSO2 | 3039.87 | 12 | 306304.1 |  | 0.747 | 0.0284 | 25.938 | 148031.065 | 2490857.822 | 6 | Electric Reliability Council of Texas | Wharton | Electric Utility |  |  | 29.2878 | -96.0683 | Wharton Energy Partners, LP (Owner/Operator) (Ended Sep 08, 2010) CER-Colorado Bend Energy Partners, LP (Owner/Operator) (Started Sep 08, 2010) | Phase 2 |  | Operating | Combined cycle | Pipeline Natural Gas |  |  | Dry Low NOx Burners Selective Catalytic Reduction |  | 1120 | 7.9068 | GAS | 132 | 1741.3793 | 0.0284 | 0.0006 | 7.9068
56765 | CER Colorado Bend Energy Partners LP | 56350 | Colorado Bend Energy Center | TX | Wharton | CT1B | CT | OP | 90 | 75 | 87 | 742 | 5 | 2002 | NG |  | N | Y | N | IPP Non-CHP |  |  |  |  | N | [57 empty] | GAS | TX | Colorado Bend Energy Center | 56350 | CT1B | 2010 |  | ARP, CAIRNOX, CAIRSO2 | 2611.39 | 12 | 272797.61 |  | 0.661 | 0.0224 | 18.284 | 130937.101 | 2203260.542 | 6 | Electric Reliability Council of Texas | Wharton | Electric Utility |  |  | 29.2878 | -96.0683 | Wharton Energy Partners, LP (Owner/Operator) (Ended Sep 08, 2010) CER-Colorado Bend Energy Partners, LP (Owner/Operator) (Started Sep 08, 2010) | Phase 2 |  | Operating | Combined cycle | Pipeline Natural Gas |  |  | Dry Low NOx Burners Selective Catalytic Reduction |  | 1120 | 7.8664 | GAS | 131 | 1747.1264 | 0.0224 | 0.0006 | 7.8664
56765 | CER Colorado Bend Energy Partners LP | 56350 | Colorado Bend Energy Center | TX | Wharton | CT2A | CT | OP | 90 | 75 | 87 | 743 | 5 | 2002 | NG |  | N | Y | N | IPP Non-CHP |  |  |  |  | N | [57 empty] | GAS | TX | Colorado Bend Energy Center | 56350 | CT2A | 2010 |  | ARP, CAIRNOX, CAIRSO2 | 3535.62 | 12 | 352610.18 |  | 0.854 | 0.0348 | 33.219 | 169166.862 | 2846688.489 | 6 | Electric Reliability Council of Texas | Wharton | Electric Utility |  |  | 29.2878 | -96.0683 | Wharton Energy Partners, LP (Owner/Operator) (Ended Sep 08, 2010) CER-Colorado Bend Energy Partners, LP (Owner/Operator) (Started Sep 08, 2010) | Phase 2 |  | Operating | Combined cycle | Pipeline Natural Gas |  |  | Dry Low NOx Burners Selective Catalytic Reduction |  | 1120 | 7.7136 | GAS | 134 | 1729.8851 | 0.0348 | 0.0006 | 7.7136
56765 | CER Colorado Bend Energy Partners LP | 56350 | Colorado Bend Energy Center | TX | Wharton | CT2B | CT | OP | 90 | 75 | 87 | 744 | 5 | 2002 | NG |  | N | Y | N | IPP Non-CHP |  |  |  |  | N | [57 empty] | GAS | TX | Colorado Bend Energy Center | 56350 | CT2B | 2010 |  | ARP, CAIRNOX, CAIRSO2 | 3410.77 | 12 | 345388.14 |  | 0.841 | 0.0361 | 31.833 | 166492.554 | 2801720.242 | 6 | Electric Reliability Council of Texas | Wharton | Electric Utility |  |  | 29.2878 | -96.0683 | Wharton Energy Partners, LP (Owner/Operator) (Ended Sep 08, 2010) CER-Colorado Bend Energy Partners, LP (Owner/Operator) (Started Sep 08, 2010) | Phase 2 |  | Operating | Combined cycle | Pipeline Natural Gas |  |  | Dry Low NOx Burners Selective Catalytic Reduction |  | 1120 | 7.7413 | GAS | 133 | 1735.6322 | 0.0361 | 0.0006 | 7.7413
56765 | CER Colorado Bend Energy Partners LP | 56350 | Colorado Bend Energy Center | TX | Wharton | ST1 | CA | OP | 105.1 | 105 | 105 | 115 | 5 | 2007 | NG |  | N | Y | N | IPP Non-CHP |  |  |  |  | N | [57 empty] | GAS | [39 empty] | 0 | 0 | 10.4
56765 | CER Colorado Bend Energy Partners LP | 56350 | Colorado Bend Energy Center | TX | Wharton | ST2 | CA | OP | 115 | 105 | 108 | 116 | 6 | 2008 | NG |  | N | Y | N | IPP Non-CHP |  |  |  |  | N | [57 empty] | GAS | [39 empty] | 0 | 0 | 10.4
56766 | CER Quail Run Energy Partners LP | 56349 | Quail Run Energy Center | TX | Ector | CT1A | CT | OP | 75 | 72 | 84 | 830 | 5 | 2007 | NG |  | N | Y | N | IPP Non-CHP | [62 empty] | GAS | TX | Quail Run Energy Center | 56349 | CT1A | 2010 |  | ARP, CAIRNOX, CAIRSO2 | 1950.04 | 12 | 183240.17 |  | 0.495 | 0.0309 | 15.728 | 97970.891 | 1648527.946 | 6 |  | Ector | Electric Utility |  |  | 31.8414 | -102.315 | Odessa Energy Partners, LP (Owner/Operator) (Ended Jun 10, 2010) Navasota Odessa Energy Partners, LP (Owner/Operator) (Started Jun 10, 2010) (Ended Sep 08, 2010) CER-Quail Run Energy Partners, LP (Owner/Operator) (Started Sep 08, 2010) | Phase 2 |  | Operating | Combined cycle | Pipeline Natural Gas |  |  | Dry Low NOx Burners Selective Catalytic Reduction |  | 1260 | 8.699 | GAS | 133 | 1708.3333 | 0.0309 | 0.000601 | 8.699
56766 | CER Quail Run Energy Partners LP | 56349 | Quail Run Energy Center | TX | Ector | CT1B | CT | OP | 75 | 72 | 84 | 830 | 5 | 2007 | NG |  | N | Y | N | IPP Non-CHP | [62 empty] | GAS | TX | Quail Run Energy Center | 56349 | CT1B | 2010 |  | ARP, CAIRNOX, CAIRSO2 | 1733.65 | 12 | 86255.32 |  | 0.431 | 0.0294 | 12.393 | 85423.334 | 1437410.905 | 6 |  | Ector | Electric Utility |  |  | 31.8414 | -102.315 | Odessa Energy Partners, LP (Owner/Operator) (Ended Jun 10, 2010) Navasota Odessa Energy Partners, LP (Owner/Operator) (Started Jun 10, 2010) (Ended Sep 08, 2010) CER-Quail Run Energy Partners, LP (Owner/Operator) (Started Sep 08, 2010) | Phase 2 |  | Operating | Combined cycle | Pipeline Natural Gas |  |  | Dry Low NOx Burners Selective Catalytic Reduction |  | 1260 | 8.1575 | GAS | 138 | 1678.5714 | 0.0294 | 0.0006 | 8.1575
56766 | CER Quail Run Energy Partners LP | 56349 | Quail Run Energy Center | TX | Ector | CT2A | CT | OP | 86.5 | 70 | 75 | 831 | 5 | 2002 | NG |  | N | Y | N | IPP Non-CHP | [62 empty] | GAS | TX | Quail Run Energy Center | 56349 | CT2A | 2010 |  | ARP, CAIRNOX, CAIRSO2 | 2124.66 | 12 | 197615.09 |  | 0.552 | 0.0332 | 18.44 | 109340.647 | 1839778.299 | 6 |  | Ector | Electric Utility |  |  | 31.8414 | -102.315 | Odessa Energy Partners, LP (Owner/Operator) (Ended Jun 10, 2010) Navasota Odessa Energy Partners, LP (Owner/Operator) (Started Jun 10, 2010) (Ended Sep 08, 2010) CER-Quail Run Energy Partners, LP (Owner/Operator) (Started Sep 08, 2010) | Phase 2 |  | Operating | Combined cycle | Pipeline Natural Gas |  |  | Dry Low NOx Burners Selective Catalytic Reduction |  | 1260 | 8.9938 | GAS | 140 | 1566.6667 | 0.0332 | 0.0006 | 8.9938
56766 | CER Quail Run Energy Partners LP | 56349 | Quail Run Energy Center | TX | Ector | CT2B | CT | OP | 86.5 | 70 | 75 | 831 | 5 | 2002 | NG |  | N | Y | N | IPP Non-CHP | [62 empty] | GAS | TX | Quail Run Energy Center | 56349 | CT2B | 2010 |  | ARP, CAIRNOX, CAIRSO2 | 2059.03 | 12 | 188700.36 |  | 0.52 | 0.0224 | 15.738 | 102938 | 1732107.703 | 6 |  | Ector | Electric Utility |  |  | 31.8414 | -102.315 | Odessa Energy Partners, LP (Owner/Operator) (Ended Jun 10, 2010) Navasota Odessa Energy Partners, LP (Owner/Operator) (Started Jun 10, 2010) (Ended Sep 08, 2010) CER-Quail Run Energy Partners, LP (Owner/Operator) (Started Sep 08, 2010) | Phase 2 |  | Operating | Combined cycle | Pipeline Natural Gas |  |  | Dry Low NOx Burners Selective Catalytic Reduction |  | 1260 | 8.8403 | GAS | 132 | 1620 | 0.0224 | 0.0006 | 8.8403
56766 | CER Quail Run Energy Partners LP | 56349 | Quail Run Energy Center | TX | Ector | ST1 | CA | OP | 125 | 98 | 98 | 830 | 5 | 2007 | NG |  | N | Y | N | IPP Non-CHP | [62 empty] | GAS | [39 empty] | 0 | 0 | 10.4
56766 | CER Quail Run Energy Partners LP | 56349 | Quail Run Energy Center | TX | Ector | ST2 | CA | OP | 125 | 100 | 100 | 831 | 5 | 2008 | NG |  | N | Y | N | IPP Non-CHP | [62 empty] | GAS | [39 empty] | 0 | 0 | 10.4
56768 | Sun Farmer I | 57445 | Sun Farmer I | NC | Ashe | 1 | PV | OP | 37.2 | 24.2 | 13 |  | 12 | 2010 | SUN | SUN | N | Y | N | IPP Non-CHP |  |  |  |  | N | [57 empty] | N/A | [39 empty] | 0 | 0 | 10.4
56769 | Consolidated Edison Development Inc. | 57448 | Pilesgrove | NJ | Salem | PILE | PV | OP | 18 | 17.7 | 17.7 |  | 8 | 2011 | SUN |  | N | Y | N | IPP Non-CHP |  |  |  |  | N | [57 empty] | N/A | [39 empty] | 0 | 0 | 10.4
56769 | Consolidated Edison Development Inc. | 57471 | Murray Hill Solar | NJ | Union | MHNJ | PV | OP | 1 | 1 | 1 |  | 5 | 2011 | SUN |  | N | N | N | IPP Non-CHP |  |  |  |  | N | [57 empty] | N/A | [39 empty] | 0 | 0 | 10.4
56769 | Consolidated Edison Development Inc. | 57473 | Dartmouth Solar | MA | Bristol | DSMA | PV | OP | 1.6 | 1.6 | 1.6 |  | 3 | 2011 | SUN |  | N | N | N | IPP Non-CHP |  |  |  |  | N | [57 empty] | N/A | [39 empty] | 0 | 0 | 10.4
56769 | Consolidated Edison Development Inc. | 57485 | Flemington Solar | NJ | Hunterdon | FSNJ | PV | OP | 8 | 7.9 | 7.9 |  | 12 | 2011 | SUN |  | N | Y | N | IPP Non-CHP |  |  |  |  | N | [57 empty] | N/A | [39 empty] | 0 | 0 | 10.4
56769 | Consolidated Edison Development Inc. | 57487 | Frenchtown II Solar | NJ | Hunterdon | F2NJ | PV | OP | 3 | 3 | 3 |  | 12 | 2011 | SUN |  | N | Y | N | IPP Non-CHP |  |  |  |  | N | [57 empty] | N/A | [39 empty] | 0 | 0 | 10.4
56769 | Consolidated Edison Development Inc. | 57488 | Lebanon Solar | NJ | Hunterdon | LSNJ | PV | OP | 2 | 2 | 2 |  | 12 | 2011 | SUN |  | N | Y | N | IPP Non-CHP |  |  |  |  | N | [57 empty] | N/A | [39 empty] | 0 | 0 | 10.4
56772 | TX LFG Energy, LP | 55526 | Atascosita | TX | Harris | GEN1 | IC | OP | 1.3 | 1.7 | 1.7 |  | 3 | 2003 | LFG |  | N | Y | N | IPP Non-CHP |  |  |  |  | N | [57 empty] | GAS | [39 empty] | 1.1659 | 0.0016829 | 10.4
56772 | TX LFG Energy, LP | 55526 | Atascosita | TX | Harris | GEN2 | IC | OP | 1.3 | 1.7 | 1.7 |  | 3 | 2003 | LFG |  | N | Y | N | IPP Non-CHP |  |  |  |  | N | [57 empty] | GAS | [39 empty] | 1.1659 | 0.0016829 | 10.4
56772 | TX LFG Energy, LP | 55526 | Atascosita | TX | Harris | GEN3 | IC | OP | 1.3 | 1.7 | 1.7 |  | 3 | 2003 | LFG |  | N | Y | N | IPP Non-CHP |  |  |  |  | N | [57 empty] | GAS | [39 empty] | 1.1659 | 0.0016829 | 10.4
56772 | TX LFG Energy, LP | 55526 | Atascosita | TX | Harris | GEN4 | IC | OP | 1.3 | 1.7 | 1.7 |  | 3 | 2003 | LFG |  | N | Y | N | IPP Non-CHP |  |  |  |  | N | [57 empty] | GAS | [39 empty] | 1.1659 | 0.0016829 | 10.4
56772 | TX LFG Energy, LP | 55526 | Atascosita | TX | Harris | GEN5 | IC | OP | 1.3 | 1.7 | 1.7 |  | 3 | 2003 | LFG |  | N | Y | N | IPP Non-CHP |  |  |  |  | N | [57 empty] | GAS | [39 empty] | 1.1659 | 0.0016829 | 10.4
56772 | TX LFG Energy, LP | 55526 | Atascosita | TX | Harris | GEN6 | IC | OP | 1.7 | 1.7 | 1.7 |  | 7 | 2004 | LFG |  | N | Y | N | IPP Non-CHP |  |  |  |  | N | [57 empty] | GAS | [39 empty] | 1.1659 | 0.0016829 | 10.4
56772 | TX LFG Energy, LP | 55551 | Baytown | TX | Chambers | UNT1 | IC | OP | 1.3 | 1 | 1 |  | 12 | 2003 | LFG |  | N | Y | N | IPP Non-CHP |  |  |  |  | N | [57 empty] | GAS | [39 empty] | 1.1659 | 0.0016829 | 10.4
56772 | TX LFG Energy, LP | 55551 | Baytown | TX | Chambers | UNT2 | IC | OP | 1.3 | 1 | 1 |  | 12 | 2003 | LFG |  | N | Y | N | IPP Non-CHP |  |  |  |  | N | [57 empty] | GAS | [39 empty] | 1.1659 | 0.0016829 | 10.4
56772 | TX LFG Energy, LP | 55551 | Baytown | TX | Chambers | UNT3 | IC | OP | 1.3 | 1 | 1 |  | 12 | 2003 | LFG |  | N | Y | N | IPP Non-CHP |  |  |  |  | N | [57 empty] | GAS | [39 empty] | 1.1659 | 0.0016829 | 10.4
56772 | TX LFG Energy, LP | 55551 | Baytown | TX | Chambers | UNT4 | IC | OP | 1.3 | 1 | 1 |  | 12 | 2003 | LFG |  | N | Y | N | IPP Non-CHP |  |  |  |  | N | [57 empty] | GAS | [39 empty] | 1.1659 | 0.0016829 | 10.4
56772 | TX LFG Energy, LP | 55552 | Bluebonnet | TX | Harris | UNT1 | IC | OP | 1 | 1 | 1 |  | 8 | 2003 | LFG |  | N | Y | N | IPP Non-CHP |  |  |  |  | N | [57 empty] | GAS | [39 empty] | 1.1659 | 0.0016829 | 10.4
56772 | TX LFG Energy, LP | 55552 | Bluebonnet | TX | Harris | UNT3 | IC | OP | 1 | 1 | 1 |  | 8 | 2003 | LFG |  | N | Y | N | IPP Non-CHP |  |  |  |  | N | [57 empty] | GAS | [39 empty] | 1.1659 | 0.0016829 | 10.4
56772 | TX LFG Energy, LP | 55552 | Bluebonnet | TX | Harris | UNT4 | IC | OP | 1 | 1 | 1 |  | 8 | 2003 | LFG |  | N | Y | N | IPP Non-CHP |  |  |  |  | N | [57 empty] | GAS | [39 empty] | 1.1659 | 0.0016829 | 10.4
56772 | TX LFG Energy, LP | 55554 | Coastal Plains | TX | Galveston | UNT1 | IC | OP | 1.3 | 1.7 | 1.7 |  | 3 | 2003 | LFG |  | N | Y | N | IPP Non-CHP |  |  |  |  | N | [57 empty] | GAS | [39 empty] | 1.1659 | 0.0016829 | 10.4
56772 | TX LFG Energy, LP | 55554 | Coastal Plains | TX | Galveston | UNT2 | IC | OP | 1.3 | 1.7 | 1.7 |  | 3 | 2003 | LFG |  | N | Y | N | IPP Non-CHP |  |  |  |  | N | [57 empty] | GAS | [39 empty] | 1.1659 | 0.0016829 | 10.4
56772 | TX LFG Energy, LP | 55554 | Coastal Plains | TX | Galveston | UNT3 | IC | OP | 1.3 | 1.7 | 1.7 |  | 3 | 2003 | LFG |  | N | Y | N | IPP Non-CHP |  |  |  |  | N | [57 empty] | GAS | [39 empty] | 1.1659 | 0.0016829 | 10.4
56772 | TX LFG Energy, LP | 55554 | Coastal Plains | TX | Galveston | UNT4 | IC | OP | 1.3 | 1.7 | 1.7 |  | 3 | 2003 | LFG |  | N | Y | N | IPP Non-CHP |  |  |  |  | N | [57 empty] | GAS | [39 empty] | 1.1659 | 0.0016829 | 10.4
56772 | TX LFG Energy, LP | 55556 | Security | TX | Liberty | UNT2 | IC | OP | 1.3 | 1.7 | 1.7 |  | 12 | 2003 | LFG |  | N | Y | N | IPP Non-CHP |  |  |  |  | N | [57 empty] | GAS | [39 empty] | 1.1659 | 0.0016829 | 10.4
56772 | TX LFG Energy, LP | 55556 | Security | TX | Liberty | UNT3 | IC | OP | 1.3 | 1.7 | 1.7 |  | 12 | 2003 | LFG |  | N | Y | N | IPP Non-CHP |  |  |  |  | N | [57 empty] | GAS | [39 empty] | 1.1659 | 0.0016829 | 10.4
56773 | Toyon Landfill Gas Conversion, LLC | 54327 | Toyon Power Station | CA | Los Angeles | TOY4 | IC | OP | 1.8 | 1.7 | 1.7 |  | 1 | 1986 | LFG | NG | N | N | N | IPP Non-CHP |  |  |  |  | N | [57 empty] | GAS | [39 empty] | 1.1659 | 0.0016829 | 10.4
56773 | Toyon Landfill Gas Conversion, LLC | 54327 | Toyon Power Station | CA | Los Angeles | TOY5 | IC | OP | 1.8 | 1.7 | 1.7 |  | 1 | 1986 | LFG | NG | N | N | N | IPP Non-CHP |  |  |  |  | N | [57 empty] | GAS | [39 empty] | 1.1659 | 0.0016829 | 10.4
56776 | Seneca Sustainable Energy LLC | 57457 | Seneca Sustainable Energy LLC | OR | Lane | 1 | ST | OP | 19.8 | 19.8 | 19.8 |  | 4 | 2011 | WDS |  | N | Y | N | Industrial Non-CHP |  |  |  |  | Y | [57 empty] | OTHER SOLID | [39 empty] | 0.5034 | 0.0062239 | 13.4096
56777 | Avidan Energy Solutions | 57458 | 145 Talmadge Solar | NJ | Middlesex | 1 | PV | OP | 3.8 | 3.8 | 3.8 |  | 4 | 2011 | SUN |  | N | Y | N | IPP Non-CHP |  |  |  |  | N | [57 empty] | N/A | [39 empty] | 0 | 0 | 10.4
56778 | Bloom Energy 2009 PPA | 57460 | Caltech Central | CA | Los Angeles | CL00 | FC | OP | 0.1 | 0.1 | 0.1 | CLCT | 11 | 2010 | OBG | NG | N | Y | N | IPP Non-CHP |  |  |  | 2020 | N | [57 empty] | GAS | [39 empty] | 0 | 0 | 10.4
56778 | Bloom Energy 2009 PPA | 57460 | Caltech Central | CA | Los Angeles | CL01 | FC | OP | 0.1 | 0.1 | 0.1 | CLCT | 11 | 2010 | OBG | NG | N | Y | N | IPP Non-CHP |  |  |  | 2020 | N | [57 empty] | GAS | [39 empty] | 0 | 0 | 10.4
56778 | Bloom Energy 2009 PPA | 57460 | Caltech Central | CA | Los Angeles | CL02 | FC | OP | 0.1 | 0.1 | 0.1 | CLCT | 11 | 2010 | OBG | NG | N | Y | N | IPP Non-CHP |  |  |  | 2020 | N | [57 empty] | GAS | [39 empty] | 0 | 0 | 10.4
56778 | Bloom Energy 2009 PPA | 57460 | Caltech Central | CA | Los Angeles | CL03 | FC | OP | 0.1 | 0.1 | 0.1 | CLCT | 11 | 2010 | OBG | NG | N | Y | N | IPP Non-CHP |  |  |  | 2020 | N | [57 empty] | GAS | [39 empty] | 0 | 0 | 10.4
56778 | Bloom Energy 2009 PPA | 57460 | Caltech Central | CA | Los Angeles | CL04 | FC | OP | 0.1 | 0.1 | 0.1 | CLCT | 11 | 2010 | OBG | NG | N | Y | N | IPP Non-CHP |  |  |  | 2020 | N | [57 empty] | GAS | [39 empty] | 0 | 0 | 10.4
56778 | Bloom Energy 2009 PPA | 57460 | Caltech Central | CA | Los Angeles | CL05 | FC | OP | 0.1 | 0.1 | 0.1 | CLCT | 11 | 2010 | OBG | NG | N | Y | N | IPP Non-CHP |  |  |  | 2020 | N | [57 empty] | GAS | [39 empty] | 0 | 0 | 10.4
56778 | Bloom Energy 2009 PPA | 57460 | Caltech Central | CA | Los Angeles | CL06 | FC | OP | 0.1 | 0.1 | 0.1 | CLCT | 11 | 2010 | OBG | NG | N | Y | N | IPP Non-CHP |  |  |  | 2020 | N | [57 empty] | GAS | [39 empty] | 0 | 0 | 10.4
56778 | Bloom Energy 2009 PPA | 57460 | Caltech Central | CA | Los Angeles | CL07 | FC | OP | 0.1 | 0.1 | 0.1 | CLCT | 11 | 2010 | OBG | NG | N | Y | N | IPP Non-CHP |  |  |  | 2020 | N | [57 empty] | GAS | [39 empty] | 0 | 0 | 10.4
56778 | Bloom Energy 2009 PPA | 57460 | Caltech Central | CA | Los Angeles | CL08 | FC | OP | 0.1 | 0.1 | 0.1 | CLCT | 11 | 2010 | OBG | NG | N | Y | N | IPP Non-CHP |  |  |  | 2020 | N | [57 empty] | GAS | [39 empty] | 0 | 0 | 10.4
56778 | Bloom Energy 2009 PPA | 57460 | Caltech Central | CA | Los Angeles | CL09 | FC | OP | 0.1 | 0.1 | 0.1 | CLCT | 11 | 2010 | OBG | NG | N | Y | N | IPP Non-CHP |  |  |  | 2020 | N | [57 empty] | GAS | [39 empty] | 0 | 0 | 10.4
56778 | Bloom Energy 2009 PPA | 57807 | Coca Cola American Canyon | CA | Napa | COK01 | FC | OP | 1.1 | 1 | 1 |  | 9 | 2011 | NG |  | N | Y | N | IPP Non-CHP |  |  |  |  | N | [57 empty] | GAS | [39 empty] | 0 | 0 | 10.4
56779 | Martins Creek Solar NC, LLC | 57461 | Martins Creek Solar NC, LLC | NC | Cherokee | 1 | PV | OP | 1 | 0.9 | 0.9 |  | 3 | 2011 | SUN |  | N | Y | N | IPP Non-CHP |  |  |  |  | N | [57 empty] | N/A | [39 empty] | 0 | 0 | 10.4
56780 | Enfinity BNB Napoleon Solar LLC | 57462 | Napoleon Solar I | OH | Henry | 1 | PV | OP | 9.8 | 9.3 | 9.3 |  | 12 | 2011 | SUN |  | N | N | N | IPP Non-CHP |  |  |  |  | N | [57 empty] | N/A | [39 empty] | 0 | 0 | 10.4
56783 | Romark Logistics of PA Inc. | 57465 | Romark PA Solar | PA | Luzerne | 1 | PV | OP | 1.8 | 1.8 | 1.8 |  | 11 | 2011 | SUN |  | N | Y | N | IPP Non-CHP |  |  |  |  | N | [57 empty] | N/A | [39 empty] | 0 | 0 | 10.4
56785 | Westervelt Renewable Energy LLC | 57467 | Westervelt Moundville Cogen | AL | Hale | TG1 | ST | OP | 8.8 | 8.2 | 8.2 |  | 12 | 2011 | WDS |  | N | Y | Y | Industrial CHP |  |  |  |  | N | [57 empty] | OTHER SOLID | [39 empty] | 0.0648 | 0.0062239 | 13.844
56786 | Crystal Lake 3 LLC | 57468 | Crystal Lake 3 LLC | IA | Winnebago | GE1.5 | WT | OP | 66 | 66 | 66 |  | 12 | 2009 | WND |  | N | Y | N | IPP Non-CHP | [62 empty] | N/A | [39 empty] | 0 | 0 | 10.4
56787 | Garden Wind LLC | 57469 | Garden Wind LLC | IA | Story | GE1.5 | WT | OP | 150 | 150 | 150 |  | 12 | 2009 | WND |  | N | Y | N | IPP Non-CHP | [62 empty] | N/A | [39 empty] | 0 | 0 | 10.4
56788 | Domtar Paper Company Bennettsville | 57470 | Marlboro Mill | SC | Marlboro | MG1 | ST | OP | 51.4 | 34.2 | 38 |  | 9 | 2010 | BLQ | WDS | N | Y | Y | Industrial CHP |  |  |  |  | N | [57 empty] | LIQUID | [39 empty] | 0.0842 | 0.049001 | 10.4
56790 | Ralls Wind Farm LLC | 57474 | Ralls Wind Farm | TX | Crosby | 1 | WT | OP | 10 | 10 | 10 |  | 7 | 2011 | WND |  | N | Y | N | IPP Non-CHP |  |  |  | 2020 | N | [57 empty] | N/A | [39 empty] | 0 | 0 | 10.4
56795 | Chittenden County Solar Partners LLC | 57481 | Chittenden County Solar Partners | VT | Chittenden | 1 | PV | OP | 2.2 | 2.2 | 2.2 |  | 5 | 2011 | SUN |  | N | Y | N | IPP Non-CHP |  |  |  |  | N | [57 empty] | N/A | [39 empty] | 0 | 0 | 10.4
56798 | Taylorsville Solar LLC | 57402 | Taylorsville Solar LLC | NC | Alexander | TAY1 | PV | OP | 1.2 | 1 | 1 |  | 10 | 2010 | SUN |  | N | Y | N | IPP Non-CHP |  |  |  |  | N | [57 empty] | N/A | [39 empty] | 0 | 0 | 10.4
56799 | Oak Grove Gas Producers | 57489 | Oak Grove Gas Producers | KS | Crawford | G1 | IC | OP | 1.6 | 1.5 | 1.5 |  | 3 | 2010 | LFG |  | N | Y | N | IPP Non-CHP | [62 empty] | GAS | [39 empty] | 1.1659 | 0.0016829 | 10.4
56800 | Brewster | 56207 | DL Windy Acres LLC | MN | Jackson | 1 | WT | OP | 2 | 2 | 2 |  | 12 | 2003 | WND |  | N | Y | N | IPP Non-CHP | [62 empty] | N/A | [39 empty] | 0 | 0 | 10.4
56800 | Brewster | 56208 | S&P Windfarm LLC | MN | Jackson | 1 | WT | OP | 2 | 2 | 2 |  | 12 | 2003 | WND |  | N | Y | N | IPP Non-CHP | [62 empty] | N/A | [39 empty] | 0 | 0 | 10.4
56800 | Brewster | 56210 | B&K Energy Systems LLC | MN | Jackson | 1 | WT | OP | 2 | 2 | 2 |  | 12 | 2003 | WND |  | N | Y | N | IPP Non-CHP | [62 empty] | N/A | [39 empty] | 0 | 0 | 10.4
56801 | Cisco | 56709 | Christoffer Wind Energy I LLC | MN | Jackson | 1 | WT | OP | 2.1 | 2.1 | 2.1 |  | 2 | 2008 | WND |  | N | Y | N | IPP Non-CHP |  |  |  |  | N | [57 empty] | N/A | [39 empty] | 0 | 0 | 10.4
56801 | Cisco | 56710 | Christoffer Wind Energy II LLC | MN | Jackson | 1 | WT | OP | 2.1 | 2.1 | 2.1 |  | 2 | 2008 | WND |  | N | Y | N | IPP Non-CHP |  |  |  |  | N | [57 empty] | N/A | [39 empty] | 0 | 0 | 10.4
56801 | Cisco | 56711 | Christoffer Wind Energy III LLC | MN | Jackson | 1 | WT | OP | 2.1 | 2.1 | 2.1 |  | 2 | 2008 | WND |  | N | Y | N | IPP Non-CHP |  |  |  |  | N | [57 empty] | N/A | [39 empty] | 0 | 0 | 10.4
56801 | Cisco | 56712 | Christoffer Wind Energy IV LLC | MN | Jackson | 1 | WT | OP | 2.1 | 2.1 | 2.1 |  | 2 | 2008 | WND |  | N | Y | N | IPP Non-CHP |  |  |  |  | N | [57 empty] | N/A | [39 empty] | 0 | 0 | 10.4
56802 | Echo 1 | 56971 | Oregon Trail Windfarm LLC | OR | Umatilla | 1 | WT | OP | 9.9 | 9.9 | 9.9 |  | 6 | 2009 | WND |  | N | Y | N | IPP Non-CHP |  |  |  |  | N | [57 empty] | N/A | [39 empty] | 0 | 0 | 10.4
56802 | Echo 1 | 56972 | Pacific Canyon Windfarm LLC | OR | Umatilla | 1 | WT | OP | 8.3 | 8.3 | 8.3 |  | 6 | 2009 | WND |  | N | Y | N | IPP Non-CHP |  |  |  |  | N | [57 empty] | N/A | [39 empty] | 0 | 0 | 10.4
56802 | Echo 1 | 56973 | Sand Ranch Windfarm LLC | OR | Morrow | 1 | WT | OP | 9.9 | 9.9 | 9.9 |  | 6 | 2009 | WND |  | N | Y | N | IPP Non-CHP |  |  |  |  | N | [57 empty] | N/A | [39 empty] | 0 | 0 | 10.4
56802 | Echo 1 | 56975 | Ward Butte Windfarm LLC | OR | Umatilla | 1 | WT | OP | 6.6 | 6.6 | 6.6 |  | 6 | 2009 | WND |  | N | Y | N | IPP Non-CHP |  |  |  |  | N | [57 empty] | N/A | [39 empty] | 0 | 0 | 10.4
56803 | Echo 2 | 56969 | Four Corners Windfarm LLC | OR | Umatilla | 1 | WT | OP | 10 | 10 | 10 |  | 6 | 2009 | WND |  | N | Y | N | IPP Non-CHP | [62 empty] | N/A | [39 empty] | 0 | 0 | 10.4
56803 | Echo 2 | 56970 | Four Mile Canyon Windfarm LLC | OR | Morrow | 1 | WT | OP | 10 | 10 | 10 |  | 6 | 2009 | WND |  | N | Y | N | IPP Non-CHP |  |  |  |  | N | [57 empty] | N/A | [39 empty] | 0 | 0 | 10.4
56804 | Echo 3 | 56967 | Butter Creek Power LLC | OR | Umatilla | 1 | WT | OP | 5 | 5 | 5 |  | 6 | 2009 | WND |  | N | Y | N | IPP Non-CHP | [62 empty] | N/A | [39 empty] | 0 | 0 | 10.4
56804 | Echo 3 | 56968 | Big Top LLC | OR | Morrow | 1 | WT | OP | 1.7 | 1.7 | 1.7 |  | 6 | 2009 | WND |  | N | Y | N | IPP Non-CHP |  |  |  |  | N | [57 empty] | N/A | [39 empty] | 0 | 0 | 10.4
56804 | Echo 3 | 56974 | Wagon Trail LLC | OR | Morrow | 1 | WT | OP | 3.3 | 3.3 | 3.3 |  | 6 | 2009 | WND |  | N | N | N | IPP Non-CHP |  |  |  |  | N | [57 empty] | N/A | [39 empty] | 0 | 0 | 10.4
56805 | Exelon Wind LLC | 56628 | Prairie Wind Power LLC | MN | Jackson | 1 | WT | OP | 4 | 4 | 4 |  | 1 | 2008 | WND |  | N | Y | N | IPP Non-CHP |  |  |  |  | N | [57 empty] | N/A | [39 empty] | 0 | 0 | 10.4
56806 | Marshall Wind | 56824 | Marshall Wind 2 LLC | MN | Lyon | 1 | WT | OP | 4.2 | 4.2 | 4.2 |  | 12 | 2007 | WND |  | N | Y | N | IPP Non-CHP | [62 empty] | N/A | [39 empty] | 0 | 0 | 10.4
56806 | Marshall Wind | 56825 | Marshall Wind 3 LLC | MN | Lyon | 1 | WT | OP | 4.2 | 4.2 | 4.2 |  | 12 | 2007 | WND |  | N | Y | N | IPP Non-CHP | [62 empty] | N/A | [39 empty] | 0 | 0 | 10.4
56806 | Marshall Wind | 56826 | Marshall Wind 4 LLC | MN | Lyon | 1 | WT | OP | 4.2 | 4.2 | 4.2 |  | 12 | 2007 | WND |  | N | Y | N | IPP Non-CHP | [62 empty] | N/A | [39 empty] | 0 | 0 | 10.4
56806 | Marshall Wind | 56827 | Marshall Wind 5 LLC | MN | Lyon | 1 | WT | OP | 2.1 | 2.1 | 2.1 |  | 12 | 2007 | WND |  | N | Y | N | IPP Non-CHP | [62 empty] | N/A | [39 empty] | 0 | 0 | 10.4
56806 | Marshall Wind | 56828 | Marshall Wind 6 LLC | MN | Lyon | 1 | WT | OP | 2.1 | 2.1 | 2.1 |  | 12 | 2007 | WND |  | N | Y | N | IPP Non-CHP | [62 empty] | N/A | [39 empty] | 0 | 0 | 10.4
56806 | Marshall Wind | 56840 | Marshall Wind 1 LLC | MN | Lyon | 1 | WT | OP | 2.1 | 2.1 | 2.1 |  | 12 | 2007 | WND |  | N | Y | N | IPP Non-CHP | [62 empty] | N/A | [39 empty] | 0 | 0 | 10.4
56807 | Moore 1 | 56580 | Blue Breezes LLC | MN | Faribault | 1 | WT | OP | 1.3 | 1.3 | 1.3 |  | 5 | 2006 | WND |  | N | Y | N | IPP Non-CHP |  |  |  |  | N | [57 empty] | N/A | [39 empty] | 0 | 0 | 10.4
56807 | Moore 1 | 56581 | Blue Breezes II LLC | MN | Faribault | 1 | WT | OP | 1.3 | 1.3 | 1.3 |  | 5 | 2006 | WND |  | N | Y | N | IPP Non-CHP |  |  |  |  | N | [57 empty] | N/A | [39 empty] | 0 | 0 | 10.4
56808 | Norgard 1 | 56578 | Roadrunner I LLC | MN | Lincoln | 1 | WT | OP | 1.3 | 1.3 | 1.3 |  | 5 | 2006 | WND |  | N | Y | N | IPP Non-CHP |  |  |  |  | N | [57 empty] | N/A | [39 empty] | 0 | 0 | 10.4
56808 | Norgard 1 | 56579 | Windy Dog I LLC | MN | Lincoln | 1 | WT | OP | 1.3 | 1.3 | 1.3 |  | 5 | 2006 | WND |  | N | Y | N | IPP Non-CHP |  |  |  |  | N | [57 empty] | N/A | [39 empty] | 0 | 0 | 10.4
56808 | Norgard 1 | 56582 | Breezy Bucks II LLC | MN | Lincoln | 1 | WT | OP | 1.3 | 1.3 | 1.3 |  | 5 | 2006 | WND |  | N | Y | N | IPP Non-CHP |  |  |  |  | N | [57 empty] | N/A | [39 empty] | 0 | 0 | 10.4
56808 | Norgard 1 | 56583 | Salty Dog I LLC | MN | Lincoln | 1 | WT | OP | 1.3 | 1.3 | 1.3 |  | 5 | 2006 | WND |  | N | Y | N | IPP Non-CHP | [62 empty] | N/A | [39 empty] | 0 | 0 | 10.4
56808 | Norgard 1 | 56584 | Salty Dog II LLC | MN | Lincoln | 1 | WT | OP | 1.3 | 1.3 | 1.3 |  | 5 | 2006 | WND |  | N | Y | N | IPP Non-CHP |  |  |  |  | N | [57 empty] | N/A | [39 empty] | 0 | 0 | 10.4
56808 | Norgard 1 | 56585 | Wallys Wind Farm LLC | MN | LINCOLN | 1 | WT | OP | 1.3 | 1.3 | 1.3 |  | 5 | 2006 | WND |  | N | Y | N | IPP Non-CHP | [62 empty] | N/A | [39 empty] | 0 | 0 | 10.4
56808 | Norgard 1 | 56595 | Breezy Bucks I LLC | MN | Lincoln | 1 | WT | OP | 1.3 | 1.3 | 1.3 |  | 5 | 2006 | WND |  | N | Y | N | IPP Non-CHP |  |  |  |  | N | [57 empty] | N/A | [39 empty] | 0 | 0 | 10.4
56812 | Arlington Valley LLC | 55282 | Arlington Valley Energy Facility | AZ | Maricopa | CTG1 | CT | OP | 198 | 161 | 161 |  | 6 | 2002 | NG |  | N | Y | N | IPP Non-CHP | [62 empty] | GAS | AZ | Arlington Valley Energy Facility | 55282 | CTG1 | 2010 |  | ARP | 2870.04 | 12 | 614688.28 |  | 1.308 | 0.0102 | 17.951 | 257325.898 | 4359349.963 | 9 |  | Maricopa | Electric Utility | 4911 | Electric Services | 33.3417 | -112.8897 | Arlington Valley, LLC (Owner/Operator) | Phase 2 |  | Operating | Combustion turbine | Pipeline Natural Gas |  |  | Dry Low NOx Burners Selective Catalytic Reduction |  | 2195 | 6.9165 | GAS | 300 | 1568.323 | 0.0102 | 0.0006 | 9.4653
56812 | Arlington Valley LLC | 55282 | Arlington Valley Energy Facility | AZ | Maricopa | CTG2 | CT | OP | 198 | 161 | 161 |  | 6 | 2002 | NG |  | N | Y | N | IPP Non-CHP | [62 empty] | GAS | AZ | Arlington Valley Energy Facility | 55282 | CTG2 | 2010 |  | ARP | 2906.8 | 12 | 622030.34 |  | 1.326 | 0.0087 | 17.325 | 260833.462 | 4418733.299 | 9 |  | Maricopa | Electric Utility | 4911 | Electric Services | 33.3417 | -112.8897 | Arlington Valley, LLC (Owner/Operator) | Phase 2 |  | Operating | Combustion turbine | Pipeline Natural Gas |  |  | Dry Low NOx Burners Selective Catalytic Reduction |  | 2195 | 6.9248 | GAS | 302 | 1562.1118 | 0.0087 | 0.0006 | 9.4653
56812 | Arlington Valley LLC | 55282 | Arlington Valley Energy Facility | AZ | Maricopa | STG1 | CA | OP | 317 | 257 | 257 |  | 6 | 2002 | NG |  | N | Y | N | IPP Non-CHP | [62 empty] | GAS | [39 empty] | 0 | 0 | 10.4
56813 | Northbrook Allegheny Operations LLC | 50897 | Allegheny Hydro No 8 LP | PA | Armstrong | GEN1 | HY | OP | 6.8 | 6.8 | 6.8 |  | 12 | 1990 | WAT |  | N | Y | N | IPP Non-CHP |  |  |  |  | N | [57 empty] | N/A | [39 empty] | 0 | 0 | 10.4
56813 | Northbrook Allegheny Operations LLC | 50897 | Allegheny Hydro No 8 LP | PA | Armstrong | GEN2 | HY | OP | 6.8 | 6.8 | 6.8 |  | 12 | 1990 | WAT |  | N | Y | N | IPP Non-CHP |  |  |  |  | N | [57 empty] | N/A | [39 empty] | 0 | 0 | 10.4
56813 | Northbrook Allegheny Operations LLC | 50898 | Allegheny Hydro No 9 LP | PA | Armstrong | GEN1 | HY | OP | 8.9 | 8.9 | 8.9 |  | 12 | 1990 | WAT |  | N | Y | N | IPP Non-CHP |  |  |  |  | N | [57 empty] | N/A | [39 empty] | 0 | 0 | 10.4
56813 | Northbrook Allegheny Operations LLC | 50898 | Allegheny Hydro No 9 LP | PA | Armstrong | GEN2 | HY | OP | 8.9 | 8.9 | 8.9 |  | 12 | 1990 | WAT |  | N | Y | N | IPP Non-CHP |  |  |  |  | N | [57 empty] | N/A | [39 empty] | 0 | 0 | 10.4
56814 | Black Creek Renewable Energy LLC | 57492 | Sampson County Landfill | NC | Sampson | GEN1 | IC | OP | 1.6 | 1.6 | 1.6 |  | 3 | 2011 | LFG |  | N | Y | N | IPP Non-CHP |  |  |  |  | N | [57 empty] | GAS | [39 empty] | 1.1659 | 0.0016829 | 10.4
56814 | Black Creek Renewable Energy LLC | 57492 | Sampson County Landfill | NC | Sampson | GEN2 | IC | OP | 1.6 | 1.6 | 1.6 |  | 3 | 2011 | LFG |  | N | Y | N | IPP Non-CHP |  |  |  |  | N | [57 empty] | GAS | [39 empty] | 1.1659 | 0.0016829 | 10.4
56814 | Black Creek Renewable Energy LLC | 57492 | Sampson County Landfill | NC | Sampson | GEN3 | IC | OP | 1.6 | 1.6 | 1.6 |  | 3 | 2011 | LFG |  | N | Y | N | IPP Non-CHP |  |  |  |  | N | [57 empty] | GAS | [39 empty] | 1.1659 | 0.0016829 | 10.4
56814 | Black Creek Renewable Energy LLC | 57492 | Sampson County Landfill | NC | Sampson | GEN4 | IC | OP | 1.6 | 1.6 | 1.6 |  | 3 | 2011 | LFG |  | N | Y | N | IPP Non-CHP |  |  |  |  | N | [57 empty] | GAS | [39 empty] | 1.1659 | 0.0016829 | 10.4
56814 | Black Creek Renewable Energy LLC | 57492 | Sampson County Landfill | NC | Sampson | GEN5 | IC | OP | 1.6 | 1.6 | 1.6 |  | 12 | 2011 | LFG |  | N | Y | N | IPP Non-CHP |  |  |  |  | N | [57 empty] | GAS | [39 empty] | 1.1659 | 0.0016829 | 10.4
56815 | NorthWestern Energy DGGS | 56908 | Dave Gates Generating Station | MT | Deer Lodge | 1 | GT | OP | 50 | 44.1 | 48.1 |  | 1 | 2011 | NG | DFO | Y | Y | N | Electric Utility |  |  |  |  | N | [57 empty] | GAS | MT | Mill Creek Generating Station | 56908 | 1A | 2010 | CS1 | ARP | 453.2 | 3 | 7141.54 |  | 0.029 | 0.0319 | 1.03 | 5217.73 | 87719.894 | 8 |  | Deer Lodge | Electric Utility |  |  | 46.1066 | -112.8755 | NAES Corporation (Operator) (Started Aug 10, 2010) NorthWestern Energy (Owner) (Started Aug 10, 2010) | Phase 2 |  | Operating (Started 08/31/2010) | Combustion turbine (Started Aug 31, 2010) | Pipeline Natural Gas | Diesel Oil |  | Water Injection Selective Catalytic Reduction |  | 296.4 | 11.1582 | GAS | 25 | 38 | 0.0319 | 0.000661 | 11.1582
56815 | NorthWestern Energy DGGS | 56908 | Dave Gates Generating Station | MT | Deer Lodge | 2 | GT | OP | 50 | 44.1 | 48.1 |  | 1 | 2011 | NG | DFO | Y | Y | N | Electric Utility |  |  |  |  | N | [57 empty] | GAS | MT | Mill Creek Generating Station | 56908 | 2B | 2010 | CS2 | ARP | 416.57 | 3 | 7067.57 |  | 0.027 | 0.0233 | 0.757 | 5143.868 | 86519.921 | 8 |  | Deer Lodge | Electric Utility |  |  | 46.1066 | -112.8755 | NAES Corporation (Operator) (Started Aug 10, 2010) NorthWestern Energy (Owner) (Started Aug 10, 2010) | Phase 2 |  | Operating (Started 09/07/2010) | Combustion turbine (Started Sep 07, 2010) | Pipeline Natural Gas | Diesel Oil |  | Water Injection Selective Catalytic Reduction |  | 296.4 | 11.3194 | GAS | 26 | 75 | 0.0233 | 0.000624 | 11.3194
56815 | NorthWestern Energy DGGS | 56908 | Dave Gates Generating Station | MT | Deer Lodge | 3 | GT | OP | 50 | 44.1 | 48.1 |  | 1 | 2011 | NG | DFO | Y | Y | N | Electric Utility |  |  |  |  | N | [57 empty] | GAS | MT | Mill Creek Generating Station | 56908 | 3A | 2010 | CS3 | ARP | 367.36 | 3 | 6278.99 |  | 0.057 | 0.0508 | 1.108 | 4552.052 | 75306.901 | 8 |  | Deer Lodge | Electric Utility |  |  | 46.1066 | -112.8755 | NAES Corporation (Operator) (Started Aug 10, 2010) NorthWestern Energy (Owner) (Started Aug 10, 2010) | Phase 2 |  | Operating (Started 10/04/2010) | Combustion turbine (Started Oct 04, 2010) | Pipeline Natural Gas | Diesel Oil |  | Water Injection Selective Catalytic Reduction |  | 296.4 | 11.021 | GAS | 26 | 75 | 0.0508 | 0.0015138 | 11.021
56816 | Masser Farms Realty Ltd | 57494 | Masser Farms Realty Solar | PA | Schuylkill | MFRS | PV | OP | 1 | 1 | 0.7 |  | 5 | 2011 | SUN |  | N | Y | N | IPP Non-CHP |  |  |  |  | N | [57 empty] | N/A | [39 empty] | 0 | 0 | 10.4
56817 | Outagamie Clean Energy Project LLC | 54842 | Outagamie County Co-Generation Facility | WI | Outagamie | G1 | IC | OP | 1.6 | 1.6 | 1.6 |  | 2 | 2007 | LFG |  | N | N | Y | IPP CHP | [62 empty] | GAS | [39 empty] | 1.1659 | 0.0016829 | 10.4
56817 | Outagamie Clean Energy Project LLC | 54842 | Outagamie County Co-Generation Facility | WI | Outagamie | G2 | IC | OP | 1.6 | 1.6 | 1.6 |  | 2 | 2007 | LFG |  | N | N | Y | IPP CHP | [62 empty] | GAS | [39 empty] | 1.1659 | 0.0016829 | 10.4
56817 | Outagamie Clean Energy Project LLC | 54842 | Outagamie County Co-Generation Facility | WI | Outagamie | G3 | IC | OP | 1.6 | 1.6 | 1.6 |  | 2 | 2007 | LFG |  | N | N | Y | IPP CHP | [62 empty] | GAS | [39 empty] | 1.1659 | 0.0016829 | 10.4
56826 | Texas Medical Center Central | 57504 | TECO CHP-1 | TX | Harris | CHP1 | GT | OP | 48 | 48 | 48 |  | 9 | 2010 | NG |  | N | Y | Y | Commercial CHP | [62 empty] | GAS | [39 empty] | 0.025294 | 0.0002997 | 10.1604
56827 | FRV SI Transport Solar LP | 57506 | FRV SI Transport Solar LP | CA | Sacramento | SEIM | PV | OP | 1 | 1 | 1 |  | 8 | 2010 | SUN |  | N | Y | N | IPP Non-CHP | [62 empty] | N/A | [39 empty] | 0 | 0 | 10.4
56828 | RV CSU Power II LLC | 57507 | RV CSU Power II LLC | CO | Larimer | CSUII | PV | OP | 3 | 3 | 3 |  | 12 | 2010 | SUN |  | N | Y | N | Commercial Non-CHP | [62 empty] | N/A | [39 empty] | 0 | 0 | 10.4
56829 | McKinney LFG LLC | 57508 | McKinney LFG | TX | Collin | GEN1 | IC | OP | 1.6 | 1.3 | 1.3 |  | 5 | 2011 | LFG |  | N | Y | N | IPP Non-CHP |  |  |  |  | N | [57 empty] | GAS | [39 empty] | 1.1659 | 0.0016829 | 10.4
56829 | McKinney LFG LLC | 57508 | McKinney LFG | TX | Collin | GEN2 | IC | OP | 1.6 | 1.3 | 1.3 |  | 5 | 2011 | LFG |  | N | Y | N | IPP Non-CHP |  |  |  |  | N | [57 empty] | GAS | [39 empty] | 1.1659 | 0.0016829 | 10.4
56830 | Carson Solar 1 LLC | 57509 | Carson Solar I | CO | El Paso | 1 | PV | OP | 2 | 1.5 | 1.4 |  | 12 | 2007 | SUN |  | N | Y | N | IPP Non-CHP |  |  |  |  | N | [57 empty] | N/A | [39 empty] | 0 | 0 | 10.4
56832 | Kit Carson Electric Coop, Inc | 57510 | KTAOS Solar Carport | NM | Taos | 1 | PV | OP | 0.1 | 0.1 | 0.1 |  | 2 | 2011 | SUN |  |  |  | N | Commercial Non-CHP | [62 empty] | N/A | [39 empty] | 0 | 0 | 10.4
56832 | Kit Carson Electric Coop, Inc | 57511 | UNM Solar Array | NM | TAOS | 1 | PV | OP | 0.5 | 0.5 | 0.5 |  | 8 | 2009 | SUN |  |  |  | N | Commercial Non-CHP | [62 empty] | N/A | [39 empty] | 0 | 0 | 10.4
56832 | Kit Carson Electric Coop, Inc | 57512 | Kit Carson Solar Carport | NM | Taos | 1 | PV | OP | 0.5 | 0.5 | 0.5 |  | 1 | 2010 | SUN |  |  |  | N | Electric Utility | [62 empty] | N/A | [39 empty] | 0 | 0 | 10.4
56833 | Central Ohio BioEnergy | 57513 | Central Ohio BioEnergy Plant #1 | OH | Franklin | COBE1 | IC | OP | 1 | 0.9 | 0.9 |  | 12 | 2010 | OBG |  | N | Y | Y | Industrial CHP |  |  |  |  | N | [57 empty] | GAS | [39 empty] | 1.1659 | 0.0016829 | 10.4
56835 | CSUCI Site Authority | 50851 | OLS Energy Camarillo | CA | Ventura | GEN1 | CT | OP | 23.5 | 21.5 | 22.1 |  | 3 | 1988 | NG |  | N | Y | Y | IPP CHP |  |  |  |  | N | [57 empty] | GAS | [39 empty] | 0.10228 | 0.0010617 | 12.6164
56835 | CSUCI Site Authority | 50851 | OLS Energy Camarillo | CA | Ventura | GEN2 | CA | OP | 7.6 | 6.8 | 6.9 |  | 3 | 1988 | NG |  | N | Y | Y | IPP CHP |  |  |  |  | N | [57 empty] | GAS | [39 empty] | 0 | 0 | 10.4
56836 | Treetop Midstream Services LLC | 55316 | Raleigh CO2 Plant | MS | Smith | GEN1 | IC | OP | 0.8 | 0.8 | 0.8 |  | 8 | 1999 | NG |  | N | N | N | IPP Non-CHP |  |  |  |  | N | [57 empty] | GAS | [39 empty] | 1.1659 | 0.0016829 | 10.4
56836 | Treetop Midstream Services LLC | 55316 | Raleigh CO2 Plant | MS | Smith | GEN2 | IC | OP | 0.8 | 0.8 | 0.8 |  | 8 | 1999 | NG |  | N | N | N | IPP Non-CHP |  |  |  |  | N | [57 empty] | GAS | [39 empty] | 1.1659 | 0.0016829 | 10.4
56836 | Treetop Midstream Services LLC | 55316 | Raleigh CO2 Plant | MS | Smith | GEN3 | IC | OP | 0.8 | 0.8 | 0.8 |  | 8 | 1999 | NG |  | N | N | N | IPP Non-CHP |  |  |  |  | N | [57 empty] | GAS | [39 empty] | 1.1659 | 0.0016829 | 10.4
56836 | Treetop Midstream Services LLC | 55316 | Raleigh CO2 Plant | MS | Smith | GEN4 | IC | OP | 0.8 | 0.8 | 0.8 |  | 8 | 1999 | NG |  | N | N | N | IPP Non-CHP |  |  |  |  | N | [57 empty] | GAS | [39 empty] | 1.1659 | 0.0016829 | 10.4
56837 | KEI (Maine) Power Management (II) LLC | 50699 | Pumpkin Hill | ME | Penobscot | GEN1 | HY | OP | 1 | 1 | 1 |  | 3 | 1987 | WAT |  | N | Y | N | IPP Non-CHP |  |  |  |  | N | [57 empty] | N/A | [39 empty] | 0 | 0 | 10.4
56837 | KEI (Maine) Power Management (II) LLC | 54124 | Pittsfield | ME | SOMERSET | GEN1 | HY | OP | 0.4 | 0.4 | 0.4 |  | 7 | 1986 | WAT |  | N | Y | N | IPP Non-CHP |  |  |  |  | N | [57 empty] | N/A | [39 empty] | 0 | 0 | 10.4
56837 | KEI (Maine) Power Management (II) LLC | 54124 | Pittsfield | ME | SOMERSET | GEN2 | HY | OP | 0.3 | 0.3 | 0.3 |  | 7 | 1986 | WAT |  | N | Y | N | IPP Non-CHP |  |  |  |  | N | [57 empty] | N/A | [39 empty] | 0 | 0 | 10.4
56837 | KEI (Maine) Power Management (II) LLC | 54124 | Pittsfield | ME | SOMERSET | GEN3 | HY | OP | 0.4 | 0.4 | 0.4 |  | 7 | 1986 | WAT |  | N | Y | N | IPP Non-CHP |  |  |  |  | N | [57 empty] | N/A | [39 empty] | 0 | 0 | 10.4
56838 | KEI (Maine) Power Management (III) LLC | 10728 | Barker Lower | ME | Androscoggin | GEN1 | HY | OP | 1.5 | 1.5 | 1.5 |  | 4 | 1986 | WAT |  | N | Y | N | IPP Non-CHP |  |  |  |  | N | [57 empty] | N/A | [39 empty] | 0 | 0 | 10.4
56838 | KEI (Maine) Power Management (III) LLC | 50688 | Gardiner | ME | Kennebec | GEN1 | HY | OP | 1 | 1 | 1 |  | 7 | 1985 | WAT |  | N | Y | N | IPP Non-CHP |  |  |  |  | N | [57 empty] | N/A | [39 empty] | 0 | 0 | 10.4
56838 | KEI (Maine) Power Management (III) LLC | 52171 | Upper Barker | ME | Androscoggin | GEN1 | HY | OP | 1 | 1 | 1 |  | 5 | 1987 | WAT |  | N | Y | N | IPP Non-CHP |  |  |  |  | N | [57 empty] | N/A | [39 empty] | 0 | 0 | 10.4
56839 | KEI (Maine) Power Management (IV) LLC | 54123 | Mechanic Falls | ME | ANDROSCOGGIN | GEN1 | HY | OP | 1 | 1 | 1 |  | 4 | 1986 | WAT |  | N | Y | N | IPP Non-CHP |  |  |  |  | N | [57 empty] | N/A | [39 empty] | 0 | 0 | 10.4
56839 | KEI (Maine) Power Management (IV) LLC | 54123 | Mechanic Falls | ME | ANDROSCOGGIN | GEN2 | HY | OP | 0.4 | 0.4 | 0.4 |  | 4 | 1986 | WAT |  | N | Y | N | IPP Non-CHP | [62 empty] | N/A | [39 empty] | 0 | 0 | 10.4
56840 | Emporia Hydro Power LP | 50175 | Emporia | VA | Greensville | GEN1 | HY | OP | 2 | 2 | 2 |  | 1 | 1986 | WAT |  | N | Y | N | IPP Non-CHP |  |  |  |  | N | [57 empty] | N/A | [39 empty] | 0 | 0 | 10.4
56840 | Emporia Hydro Power LP | 50175 | Emporia | VA | Greensville | GEN2 | HY | OP | 0.5 | 0.5 | 0.5 |  | 1 | 1986 | WAT |  | N | Y | N | IPP Non-CHP |  |  |  |  | N | [57 empty] | N/A | [39 empty] | 0 | 0 | 10.4
56842 | Union Falls Hydro Power LP | 50176 | Union Falls | NY | Clinton | GEN1 | HY | OP | 1.3 | 1.3 | 1.3 |  | 1 | 1987 | WAT |  | N | Y | N | IPP Non-CHP |  |  |  |  | N | [57 empty] | N/A | [39 empty] | 0 | 0 | 10.4
56842 | Union Falls Hydro Power LP | 50176 | Union Falls | NY | Clinton | GEN2 | HY | OP | 1.3 | 1.3 | 1.3 |  | 1 | 1987 | WAT |  | N | Y | N | IPP Non-CHP |  |  |  |  | N | [57 empty] | N/A | [39 empty] | 0 | 0 | 10.4
56843 | Banister Hydro LP | 50178 | Halifax | VA | Halifax | GEN1 | HY | OP | 0.8 | 0.8 | 0.8 |  | 1 | 1915 | WAT |  | N | Y | N | IPP Non-CHP |  |  |  |  | N | [57 empty] | N/A | [39 empty] | 0 | 0 | 10.4
56843 | Banister Hydro LP | 50178 | Halifax | VA | Halifax | GEN2 | HY | OP | 0.4 | 0.4 | 0.4 |  | 1 | 1915 | WAT |  | N | Y | N | IPP Non-CHP |  |  |  |  | N | [57 empty] | N/A | [39 empty] | 0 | 0 | 10.4
56843 | Banister Hydro LP | 50178 | Halifax | VA | Halifax | GEN3 | HY | OP | 0.4 | 0.4 | 0.4 |  | 1 | 1915 | WAT |  | N | Y | N | IPP Non-CHP |  |  |  |  | N | [57 empty] | N/A | [39 empty] | 0 | 0 | 10.4
56844 | Blackstone Hydro Inc. | 50177 | Blackstone/Tupperware | RI | Providence | GEN1 | HY | OP | 0.4 | 0.4 | 0.4 |  | 1 | 1981 | WAT |  | N | Y | N | IPP Non-CHP |  |  |  |  | N | [57 empty] | N/A | [39 empty] | 0 | 0 | 10.4
56844 | Blackstone Hydro Inc. | 50177 | Blackstone/Tupperware | RI | Providence | GEN2 | HY | OP | 0.4 | 0.4 | 0.4 |  | 1 | 1981 | WAT |  | N | Y | N | IPP Non-CHP |  |  |  |  | N | [57 empty] | N/A | [39 empty] | 0 | 0 | 10.4
56844 | Blackstone Hydro Inc. | 50177 | Blackstone/Tupperware | RI | Providence | GEN3 | HY | OP | 0.4 | 0.4 | 0.4 |  | 1 | 1981 | WAT |  | N | Y | N | IPP Non-CHP |  |  |  |  | N | [57 empty] | N/A | [39 empty] | 0 | 0 | 10.4
56844 | Blackstone Hydro Inc. | 50177 | Blackstone/Tupperware | RI | Providence | GEN4 | HY | OP | 0.4 | 0.4 | 0.4 |  | 1 | 1981 | WAT |  | N | Y | N | IPP Non-CHP |  |  |  |  | N | [57 empty] | N/A | [39 empty] | 0 | 0 | 10.4
56852 | Edgewood Energy LLC | 55786 | Edgewood Energy LLC | NY | Suffolk | CT01 | GT | OP | 50 | 42.5 | 49 |  | 7 | 2002 | NG |  | N | Y | N | IPP Non-CHP |  |  |  |  | N | [57 empty] | GAS | NY | Edgewood Energy | 55786 | CT01 | 2010 |  | ARP, CAIRNOX, CAIROS, CAIRSO2, RGGI | 1788.9 | 12 | 71784.68 |  | 0.216 | 0.0142 | 2.907 | 42696.494 | 718486.218 | 2 |  | Suffolk | Electric Utility |  |  | 40.7861 | -73.2931 | PPL Edgewood Energy LLC (Owner/Operator) (Ended May 18, 2010) Wood Group Power Operations (Freeport) LLC (Operator) (Started May 18, 2010) J Power USA Development Co, Ltd. (Owner) (Started May 18, 2010) | Phase 2 |  | Operating | Combustion turbine | Pipeline Natural Gas |  |  | Water Injection Selective Catalytic Reduction |  | 480 | 9.9154 | GAS | 48 | 1989.5833 | 0.0142 | 0.000601 | 9.9154
56852 | Edgewood Energy LLC | 55786 | Edgewood Energy LLC | NY | Suffolk | CT02 | GT | OP | 50 | 42.5 | 49 |  | 7 | 2002 | NG |  | N | Y | N | IPP Non-CHP |  |  |  |  | N | [57 empty] | GAS | NY | Edgewood Energy | 55786 | CT02 | 2010 |  | ARP, CAIRNOX, CAIROS, CAIRSO2, RGGI | 1792.77 | 12 | 71597.3 |  | 0.22 | 0.0144 | 2.881 | 43493.214 | 731866.317 | 2 |  | Suffolk | Electric Utility |  |  | 40.7861 | -73.2931 | PPL Edgewood Energy LLC (Owner/Operator) (Ended May 18, 2010) Wood Group Power Operations (Freeport) LLC (Operator) (Started May 18, 2010) J Power USA Development Co, Ltd. (Owner) (Started May 18, 2010) | Phase 2 |  | Operating | Combustion turbine | Pipeline Natural Gas |  |  | Water Injection Selective Catalytic Reduction |  | 480 | 10.1159 | GAS | 47 | 1978.7234 | 0.0144 | 0.000601 | 10.1159
56853 | Shoreham Energy LLC | 55787 | Shoreham Energy LLC | NY | Suffolk | CT01 | GT | OP | 50 | 42.5 | 49 |  | 7 | 2002 | DFO | KER | N | Y | N | IPP Non-CHP |  |  |  |  | N | [57 empty] | LIQUID | NY | Shoreham Energy | 55787 | CT01 | 2010 |  | ARP, CAIRNOX, CAIROS, CAIRSO2, RGGI | 408.09 | 12 | 15929.19 |  | 2.3 | 0.0379 | 2.111 | 12989.592 | 160102.44 | 2 |  | Suffolk | Electric Utility |  |  | 40.9572 | -72.8664 | PPL Shoreham Energy, LLC (Owner/Operator) (Ended May 18, 2010) Wood Group Power Operations (Freeport) LLC (Operator) (Started May 18, 2010) J Power USA Development Co, Ltd. (Owner) (Started May 18, 2010) | Phase 2 |  | Operating | Combustion turbine | Diesel Oil |  |  | Water Injection Selective Catalytic Reduction |  | 461 | 7.4627 | LIQUID | 47 | 1978.7234 | 0.0379 | 0.028732 | 7.4627
56853 | Shoreham Energy LLC | 55787 | Shoreham Energy LLC | NY | Suffolk | CT02 | GT | OP | 50 | 42.5 | 49 |  | 7 | 2002 | DFO | KER | N | Y | N | IPP Non-CHP |  |  |  |  | N | [57 empty] | LIQUID | NY | Shoreham Energy | 55787 | CT02 | 2010 |  | ARP, CAIRNOX, CAIROS, CAIRSO2, RGGI | 402.72 | 12 | 15782.05 |  | 2.217 | 0.0323 | 1.923 | 12540.623 | 154554.014 | 2 |  | Suffolk | Electric Utility |  |  | 40.9572 | -72.8664 | PPL Shoreham Energy, LLC (Owner/Operator) (Ended May 18, 2010) Wood Group Power Operations (Freeport) LLC (Operator) (Started May 18, 2010) J Power USA Development Co, Ltd. (Owner) (Started May 18, 2010) | Phase 2 |  | Operating | Combustion turbine | Diesel Oil |  |  | Water Injection Selective Catalytic Reduction |  | 461 | 7.3105 | LIQUID | 47 | 1978.7234 | 0.0323 | 0.028689 | 7.3105
56854 | Messalonskee Stream Hydro LLC | 1497 | Messalonskee 2 (Oakland) | ME | Kennebec | 1 | HY | OP | 2.8 | 2.8 | 2.8 |  | 1 | 1924 | WAT |  | N | Y | N | IPP Non-CHP | [62 empty] | N/A | [39 empty] | 0 | 0 | 10.4
56854 | Messalonskee Stream Hydro LLC | 1498 | Messalonskee 3 | ME | KENNEBEC | 1 | HY | OP | 1.6 | 1.6 | 1.6 |  | 1 | 1918 | WAT |  | N | Y | N | IPP Non-CHP | [62 empty] | N/A | [39 empty] | 0 | 0 | 10.4
56854 | Messalonskee Stream Hydro LLC | 1500 | Messalonskee 5 | ME | Kennebec | 1 | HY | OP | 1.8 | 1.8 | 1.8 |  | 1 | 1935 | WAT |  | N | Y | N | IPP Non-CHP | [62 empty] | N/A | [39 empty] | 0 | 0 | 10.4
56855 | Performance Services | 57637 | Union City Wind Turbine | IN | Union | 1 | WT | OP | 1 | 1 | 1 |  | 3 | 2010 | WND |  | N | Y | N | IPP Non-CHP | [62 empty] | N/A | [39 empty] | 0 | 0 | 10.4
56855 | Performance Services | 57638 | Randolph Eastern School Wind Turbine | IN | Union | 1 | WT | OP | 1 | 1 | 1 |  | 3 | 2010 | WND |  | N | Y | N | Commercial Non-CHP | [62 empty] | N/A | [39 empty] | 0 | 0 | 10.4
56856 | Trexlertown Solar Array North and South | 57519 | Trexlertown Solar Array North and South | PA | Lehigh | GEN1 | PV | OP | 2 | 2 | 2 |  | 6 | 2011 | SUN |  | N | N | N | Industrial Non-CHP |  |  |  |  | N | [57 empty] | N/A | [39 empty] | 0 | 0 | 10.4
56857 | SunE M5C Holdings LLC | 57524 | Roger Road WWTP | AZ | Pima | 1 | PV | OP | 1.1 | 0.9 | 0.9 |  | 8 | 2010 | SUN |  | N | Y | N | IPP Non-CHP | [62 empty] | N/A | [39 empty] | 0 | 0 | 10.4
56863 | Kapaa Solar LLC | 57525 | Kapaa Photovoltaic Project | HI | Kauai | KSPV | PV | OP | 1 | 1 | 1 |  | 12 | 2010 | SUN |  | N | N | N | IPP Non-CHP | [62 empty] | N/A | [39 empty] | 0 | 0 | 10.4
56866 | HL Power Company | 10777 | HL Power | CA | Lassen | GEN1 | ST | OP | 36.2 | 30 | 30 |  | 7 | 1989 | WDS | NG | N | N | N | IPP Non-CHP |  |  |  |  | N | [57 empty] | OTHER SOLID | [39 empty] | 0.5034 | 0.029864 | 13.4216
56874 | Winona County Wind LLC | 57547 | Winona County Wind LLC | MN | Winona | WCW | WT | OP | 1.5 | 1.5 | 1.5 |  | 10 | 2011 | WND |  | N | Y | N | IPP Non-CHP |  |  |  |  | N | [57 empty] | N/A | [39 empty] | 0 | 0 | 10.4
56880 | Shoshone Irrigation District | 57551 | Garland Canal Power Plant | WY | PARK | MAIN | HY | OP | 2.9 | 2.6 | 2 |  | 9 | 1983 | WAT |  | N | Y | N | IPP Non-CHP | [62 empty] | N/A | [39 empty] | 0 | 0 | 10.4
56882 | DeCordova Power Company LLC | 8063 | DeCordova Steam Electric Station | TX | Hood | CT1 | GT | OP | 89.4 | 80 | 80 |  | 3 | 1990 | NG | DFO | Y | Y | N | IPP Non-CHP |  |  |  |  | N | [57 empty] | GAS | TX | Decordova | 8063 | CT1 | 2010 |  | CAIRNOX, CAIRSO2 | 113.81 | 12 | 6167.39 |  | 0.722 | 0.3154 | 12.681 |  | 80749.1 | 6 | Electric Reliability Council of Texas | Hood | Electric Utility | 4911 | Electric Services | 32.4033 | -97.6986 | DeCordova Power Company LLC (Owner) Luminant Generation Company LLC (Operator) |  |  | Operating | Combustion turbine | Pipeline Natural Gas | Diesel Oil |  | Water Injection |  | 1142 | 12.052 | GAS | 73 | 1952.0548 | 0.3154 | 0.017883 | 12.052
56882 | DeCordova Power Company LLC | 8063 | DeCordova Steam Electric Station | TX | Hood | CT2 | GT | OP | 89.4 | 80 | 80 |  | 3 | 1990 | NG | DFO | Y | Y | N | IPP Non-CHP |  |  |  |  | N | [57 empty] | GAS | TX | Decordova | 8063 | CT2 | 2010 |  | CAIRNOX, CAIRSO2 | 87.95 | 12 | 4683.84 |  | 0.204 | 0.3306 | 9.817 |  | 61665.4 | 6 | Electric Reliability Council of Texas | Hood | Electric Utility | 4911 | Electric Services | 32.4033 | -97.6986 | DeCordova Power Company LLC (Owner) Luminant Generation Company LLC (Operator) |  |  | Operating | Combustion turbine | Pipeline Natural Gas | Diesel Oil |  | Water Injection |  | 1142 | 11.7939 | GAS | 72 | 1944.4444 | 0.3306 | 0.0066164 | 11.7939
56882 | DeCordova Power Company LLC | 8063 | DeCordova Steam Electric Station | TX | Hood | CT3 | GT | OP | 89.4 | 80 | 80 |  | 3 | 1990 | NG | DFO | Y | Y | N | IPP Non-CHP |  |  |  |  | N | [57 empty] | GAS | TX | Decordova | 8063 | CT3 | 2010 |  | CAIRNOX, CAIRSO2 | 117.78 | 12 | 6525.34 |  | 0.469 | 0.3271 | 13.477 |  | 84254.8 | 6 | Electric Reliability Council of Texas | Hood | Electric Utility | 4911 | Electric Services | 32.4033 | -97.6986 | Luminant Generation Company LLC (Operator) DeCordova Power Company LLC (Owner) |  |  | Operating | Combustion turbine | Pipeline Natural Gas | Diesel Oil |  | Water Injection |  | 1142 | 12.0109 | GAS | 76 | 1973.6842 | 0.3271 | 0.011133 | 12.0109
56882 | DeCordova Power Company LLC | 8063 | DeCordova Steam Electric Station | TX | Hood | CT4 | GT | OP | 89.4 | 80 | 80 |  | 3 | 1990 | NG | DFO | Y | Y | N | IPP Non-CHP |  |  |  |  | N | [57 empty] | GAS | TX | Decordova | 8063 | CT4 | 2010 |  | CAIRNOX, CAIRSO2 | 92.91 | 12 | 5005.79 |  | 0.551 | 0.3197 | 11.985 |  | 74406.3 | 6 | Electric Reliability Council of Texas | Hood | Electric Utility | 4911 | Electric Services | 32.4033 | -97.6986 | Luminant Generation Company LLC (Operator) DeCordova Power Company LLC (Owner) |  |  | Operating | Combustion turbine | Pipeline Natural Gas | Diesel Oil |  | Water Injection |  | 1142 | 14.1154 | GAS | 75 | 1966.6667 | 0.3197 | 0.014811 | 14.1154
56884 | Big Brown Power Company LLC | 3497 | Big Brown | TX | Freestone | 1 | ST | OP | 593.4 | 600 | 606 |  | 12 | 1971 | LIG | SUB | Y | Y | N | IPP Non-CHP |  |  |  |  | N | Y |  |  | Y | [53 empty] | COAL | TX | Big Brown | 3497 | 1 | 2010 |  | ARP, CAIRNOX, CAIRSO2 | 8510.05 | 12 | 4940573.13 |  | 31003.337 | 0.1376 | 3266.776 | 5128419.469 | 47105912.25 | 6 | Electric Reliability Council of Texas | Freestone | Electric Utility | 4911 | Electric Services | 31.8206 | -96.0561 | Big Brown Power Company LLC (Owner) Luminant Generation Company LLC (Operator) | Phase 2 | Early Election | Operating | Tangentially-fired | Coal |  |  | Low NOx Burner Technology w/ Separated OFA Selective Non-catalytic Reduction | Baghouse Electrostatic Precipitator | 7901 | 9.4812 | COAL | 642 | 1970.297 | 0.1376 | 1.3163 | 9.4812
56884 | Big Brown Power Company LLC | 3497 | Big Brown | TX | Freestone | 2 | ST | OP | 593.4 | 595 | 602 |  | 12 | 1972 | LIG | SUB | Y | Y | N | IPP Non-CHP |  |  |  |  | N | Y |  |  | Y | [53 empty] | COAL | TX | Big Brown | 3497 | 2 | 2010 |  | ARP, CAIRNOX, CAIRSO2 | 8367.54 | 12 | 4921894.06 |  | 32169.102 | 0.1437 | 3472.789 | 5251680.316 | 48238106.21 | 6 | Electric Reliability Council of Texas | Freestone | Electric Utility | 4911 | Electric Services | 31.8206 | -96.0561 | Big Brown Power Company LLC (Owner) Luminant Generation Company LLC (Operator) | Phase 2 | Early Election | Operating | Tangentially-fired | Coal |  |  | Low NOx Burner Technology w/ Separated OFA Selective Non-catalytic Reduction | Baghouse Electrostatic Precipitator | 8132 | 9.7491 | COAL | 652 | 1958.4718 | 0.1437 | 1.3338 | 9.7491
56886 | Big Sandy Peaker Plant LLC | 55284 | Big Sandy Peaker Plant | WV | Wayne | BSG1 | GT | OP | 57 | 50 | 57 |  | 7 | 2001 | NG |  | N | Y | N | IPP Non-CHP |  |  |  |  | N | [57 empty] | GAS | WV | Big Sandy Peaker Plant | 55284 | GS01 | 2010 | CP100 | ARP, CAIRNOX, CAIROS, CAIRSO2 | 266 | 12 | 4508 |  | 0.012 | 0.081 | 1.559 | 2389.5 | 40495.8 | 3 |  | Wayne | Electric Utility | 4911 | Electric Services | 38.3441 | -82.5938 | Big Sandy Peaker Plant, LLC (Owner/Operator) | Phase 2 |  | Operating | Combustion turbine | Pipeline Natural Gas |  |  | Water Injection |  | 300 | 9.297 | GAS | 33.3961 | 146.6058 | 0.081 | 0.000593 | 8.9831
56886 | Big Sandy Peaker Plant LLC | 55284 | Big Sandy Peaker Plant | WV | Wayne | BSG2 | GT | OP | 57 | 50 | 57 |  | 7 | 2001 | NG |  | N | Y | N | IPP Non-CHP |  |  |  |  | N | [57 empty] | GAS | WV | Big Sandy Peaker Plant | 55284 | GS02 | 2010 | CP100 | ARP, CAIRNOX, CAIROS, CAIRSO2 | 245 | 12 | 3632 |  | 0.01 | 0.0902 | 1.187 | 1915.8 | 32491 | 3 |  | Wayne | Electric Utility | 4911 | Electric Services | 38.3441 | -82.5938 | Big Sandy Peaker Plant, LLC (Owner/Operator) | Phase 2 |  | Operating | Combustion turbine | Pipeline Natural Gas |  |  | Water Injection |  | 300 | 9.297 | GAS | 33.5354 | 150.1528 | 0.0902 | 0.000616 | 8.9458
56886 | Big Sandy Peaker Plant LLC | 55284 | Big Sandy Peaker Plant | WV | Wayne | BSG3 | GT | OP | 57 | 50 | 57 |  | 7 | 2001 | NG |  | N | Y | N | IPP Non-CHP |  |  |  |  | N | [57 empty] | GAS | WV | Big Sandy Peaker Plant | 55284 | GS03 | 2010 | CP100 | ARP, CAIRNOX, CAIROS, CAIRSO2 | 238 | 12 | 3489 |  | 0.011 | 0.0883 | 1.118 | 1852.8 | 31408.5 | 3 |  | Wayne | Electric Utility | 4911 | Electric Services | 38.3441 | -82.5938 | Big Sandy Peaker Plant, LLC (Owner/Operator) | Phase 2 |  | Operating | Combustion turbine | Pipeline Natural Gas |  |  | Water Injection |  | 300 | 9.2968 | GAS | 33.3254 | 144.7958 | 0.0883 | 0.0007 | 9.0021
56886 | Big Sandy Peaker Plant LLC | 55284 | Big Sandy Peaker Plant | WV | Wayne | BSG4 | GT | OP | 57 | 50 | 57 |  | 7 | 2001 | NG |  | N | Y | N | IPP Non-CHP |  |  |  |  | N | [57 empty] | GAS | WV | Big Sandy Peaker Plant | 55284 | GS04 | 2010 | CP100 | ARP, CAIRNOX, CAIROS, CAIRSO2 | 208 | 12 | 3070 |  | 0.009 | 0.0903 | 1.014 | 1637 | 27760 | 3 |  | Wayne | Electric Utility | 4911 | Electric Services | 38.3441 | -82.5938 | Big Sandy Peaker Plant, LLC (Owner/Operator) | Phase 2 |  | Operating | Combustion turbine | Pipeline Natural Gas |  |  | Water Injection |  | 300 | 9.297 | GAS | 33.1772 | 140.9772 | 0.0903 | 0.000648 | 9.0423
56886 | Big Sandy Peaker Plant LLC | 55284 | Big Sandy Peaker Plant | WV | Wayne | BSG5 | GT | OP | 57 | 50 | 57 |  | 7 | 2001 | NG |  | N | Y | N | IPP Non-CHP |  |  |  |  | N | [57 empty] | GAS | WV | Big Sandy Peaker Plant | 55284 | GS05 | 2010 | CP100 | ARP, CAIRNOX, CAIROS, CAIRSO2 | 259 | 12 | 3763 |  | 0.011 | 0.0765 | 1.089 | 1984.7 | 33654.3 | 3 |  | Wayne | Electric Utility | 4911 | Electric Services | 38.3441 | -82.5938 | Big Sandy Peaker Plant, LLC (Owner/Operator) | Phase 2 |  | Operating | Combustion turbine | Pipeline Natural Gas |  |  | Water Injection |  | 300 | 9.2973 | GAS | 33.544 | 150.3698 | 0.0765 | 0.000654 | 8.9435
56886 | Big Sandy Peaker Plant LLC | 55284 | Big Sandy Peaker Plant | WV | Wayne | BSG6 | GT | OP | 57 | 50 | 57 |  | 8 | 2001 | NG |  | N | Y | N | IPP Non-CHP |  |  |  |  | N | [57 empty] | GAS | WV | Big Sandy Peaker Plant | 55284 | GS06 | 2010 | CP100 | ARP, CAIRNOX, CAIROS, CAIRSO2 | 236 | 12 | 3269 |  | 0.01 | 0.0855 | 1.063 | 1722.2 | 29199.3 | 3 |  | Wayne | Electric Utility | 4911 | Electric Services | 38.3441 | -82.5938 | Big Sandy Peaker Plant, LLC (Owner/Operator) | Phase 2 |  | Operating | Combustion turbine | Pipeline Natural Gas |  |  | Water Injection |  | 300 | 9.297 | GAS | 33.5864 | 151.4428 | 0.0855 | 0.000685 | 8.9322
56888 | Brea Generation LLC | 10648 | Olinda Landfill Gas Recovery Plant | CA | Orange | GEN1 | IC | OP | 1.8 | 1.7 | 1.7 |  | 12 | 1985 | LFG |  | N | Y | N | IPP Non-CHP |  |  |  |  | N | [57 empty] | GAS | [39 empty] | 1.1659 | 0.0016829 | 10.4
56888 | Brea Generation LLC | 10648 | Olinda Landfill Gas Recovery Plant | CA | Orange | GEN2 | IC | OP | 1.8 | 1.7 | 1.7 |  | 12 | 1985 | LFG |  | N | Y | N | IPP Non-CHP | [62 empty] | GAS | [39 empty] | 1.1659 | 0.0016829 | 10.4
56888 | Brea Generation LLC | 10648 | Olinda Landfill Gas Recovery Plant | CA | Orange | GEN3 | IC | OP | 1.8 | 1.7 | 1.7 |  | 12 | 1985 | LFG |  | N | Y | N | IPP Non-CHP | [62 empty] | GAS | [39 empty] | 1.1659 | 0.0016829 | 10.4
56889 | Rhode Island LFG Genco | 50365 | Ridgewood Providence Power | RI | Providence | GEN1 | IC | OP | 1.9 | 1.7 | 1.7 |  | 1 | 1990 | LFG |  | N | Y | N | IPP Non-CHP |  |  |  |  | N | [57 empty] | GAS | [39 empty] | 1.1659 | 0.0016829 | 10.4
56889 | Rhode Island LFG Genco | 50365 | Ridgewood Providence Power | RI | Providence | GEN2 | IC | OP | 1.9 | 1.7 | 1.7 |  | 1 | 1990 | LFG |  | N | Y | N | IPP Non-CHP |  |  |  |  | N | [57 empty] | GAS | [39 empty] | 1.1659 | 0.0016829 | 10.4
56889 | Rhode Island LFG Genco | 50365 | Ridgewood Providence Power | RI | Providence | GEN3 | IC | OP | 1.9 | 1.7 | 1.7 |  | 1 | 1990 | LFG |  | N | Y | N | IPP Non-CHP |  |  |  |  | N | [57 empty] | GAS | [39 empty] | 1.1659 | 0.0016829 | 10.4
56889 | Rhode Island LFG Genco | 50365 | Ridgewood Providence Power | RI | Providence | GEN4 | IC | OP | 1.9 | 1.7 | 1.7 |  | 1 | 1990 | LFG |  | N | Y | N | IPP Non-CHP |  |  |  |  | N | [57 empty] | GAS | [39 empty] | 1.1659 | 0.0016829 | 10.4
56889 | Rhode Island LFG Genco | 50365 | Ridgewood Providence Power | RI | Providence | GEN5 | IC | OP | 1.9 | 1.7 | 1.7 |  | 1 | 1990 | LFG |  | N | Y | N | IPP Non-CHP |  |  |  |  | N | [57 empty] | GAS | [39 empty] | 1.1659 | 0.0016829 | 10.4
56889 | Rhode Island LFG Genco | 50365 | Ridgewood Providence Power | RI | Providence | GEN6 | IC | OP | 1.9 | 1.7 | 1.7 |  | 1 | 1990 | LFG |  | N | Y | N | IPP Non-CHP |  |  |  |  | N | [57 empty] | GAS | [39 empty] | 1.1659 | 0.0016829 | 10.4
56889 | Rhode Island LFG Genco | 50365 | Ridgewood Providence Power | RI | Providence | GEN7 | IC | OP | 1.9 | 1.7 | 1.7 |  | 1 | 1990 | LFG |  | N | Y | N | IPP Non-CHP |  |  |  |  | N | [57 empty] | GAS | [39 empty] | 1.1659 | 0.0016829 | 10.4
56889 | Rhode Island LFG Genco | 50365 | Ridgewood Providence Power | RI | Providence | GEN8 | IC | OP | 1.9 | 1.7 | 1.7 |  | 1 | 1990 | LFG |  | N | Y | N | IPP Non-CHP |  |  |  |  | N | [57 empty] | GAS | [39 empty] | 1.1659 | 0.0016829 | 10.4
56889 | Rhode Island LFG Genco | 50365 | Ridgewood Providence Power | RI | Providence | GEN9 | IC | OP | 1.9 | 1.7 | 1.7 |  | 5 | 1997 | LFG |  | N | Y | N | IPP Non-CHP |  |  |  |  | N | [57 empty] | GAS | [39 empty] | 1.1659 | 0.0016829 | 10.4
56889 | Rhode Island LFG Genco | 50365 | Ridgewood Providence Power | RI | Providence | PH21 | IC | OP | 1.6 | 1.5 | 1.5 |  | 8 | 2005 | LFG |  | N | Y | N | IPP Non-CHP |  |  |  |  | N | [57 empty] | GAS | [39 empty] | 1.1659 | 0.0016829 | 10.4
56889 | Rhode Island LFG Genco | 50365 | Ridgewood Providence Power | RI | Providence | PH22 | IC | OP | 1.6 | 1.5 | 1.5 |  | 8 | 2005 | LFG |  | N | Y | N | IPP Non-CHP |  |  |  |  | N | [57 empty] | GAS | [39 empty] | 1.1659 | 0.0016829 | 10.4
56889 | Rhode Island LFG Genco | 50365 | Ridgewood Providence Power | RI | Providence | PH23 | IC | OP | 1.6 | 1.5 | 1.5 |  | 8 | 2005 | LFG |  | N | Y | N | IPP Non-CHP |  |  |  |  | N | [57 empty] | GAS | [39 empty] | 1.1659 | 0.0016829 | 10.4
56889 | Rhode Island LFG Genco | 50365 | Ridgewood Providence Power | RI | Providence | PH24 | IC | OP | 1.6 | 1.5 | 1.5 |  | 8 | 2005 | LFG |  | N | Y | N | IPP Non-CHP |  |  |  |  | N | [57 empty] | GAS | [39 empty] | 1.1659 | 0.0016829 | 10.4
56891 | Shirley Wind LLC | 57553 | Shirley Wind | WI | Brown | 1 | WT | OP | 20 | 20 | 20 |  | 11 | 2010 | WND |  | N | N | N | IPP Non-CHP | [62 empty] | N/A | [39 empty] | 0 | 0 | 10.4
56892 | Solar Star Colorado II LLC | 57554 | AFA Solar Farm | CO | El Paso | AFA1 | PV | OP | 5.5 | 5.5 | 5.5 |  | 3 | 2011 | SUN |  | N | N | N | IPP Non-CHP |  |  |  |  | N | [57 empty] | N/A | [39 empty] | 0 | 0 | 10.4
56894 | Woodstock Hills | 55342 | Woodstock Windfarm | MN | Pipestone | WIND | WT | OP | 10.2 | 10.2 | 10.2 |  | 5 | 1999 | WND |  | N | Y | N | IPP Non-CHP | [62 empty] | N/A | [39 empty] | 0 | 0 | 10.4
56898 | Sunnyvale City of WPCP | 57557 | Sunnyvale City of WPCP | CA | Santa Clara | S-14 | IC | OP | 0.8 | 0.8 | 0.8 |  | 11 | 1997 | OBG | LFG | Y | Y | Y | Electric Utility |  |  |  |  | N | [57 empty] | GAS | [39 empty] | 1.1659 | 0.0016829 | 10.4
56898 | Sunnyvale City of WPCP | 57557 | Sunnyvale City of WPCP | CA | Santa Clara | S-15 | IC | OP | 0.8 | 0.8 | 0.8 |  | 11 | 1997 | OBG | LFG | Y | Y | Y | Electric Utility |  |  |  |  | N | [57 empty] | GAS | [39 empty] | 1.1659 | 0.0016829 | 10.4
56899 | Wind Stream Operations LLC | 57558 | GE 1 5 SLE Prototype | CA | Kern | 15SLE | WT | OP | 1.5 | 1.5 | 1.5 |  | 5 | 2000 | WND |  | N | Y | N | IPP Non-CHP |  |  |  |  | N | [57 empty] | N/A | [39 empty] | 0 | 0 | 10.4
56899 | Wind Stream Operations LLC | 57566 | GE 1 6 100 Prototype | CA | Kern | 1.6PR | WT | OP | 1.6 | 1.6 | 1.6 |  | 3 | 2011 | WND |  | N | N | N | IPP Non-CHP |  |  |  |  | N | [57 empty] | N/A | [39 empty] | 0 | 0 | 10.4
56902 | RE SFCity1, LP | 57559 | Sunset Reservoir North Basin | CA | San Francisco | 1 | PV | OP | 4.5 | 4.5 | 4.5 |  | 9 | 2010 | SUN |  | N | Y | N | IPP Non-CHP | [62 empty] | N/A | [39 empty] | 0 | 0 | 10.4
56904 | RP-Orlando, LLC | 57565 | RP-Orlando, LLC | FL | Orange | 1 | PV | OP | 5.1 | 5.1 | 5.1 |  | 12 | 2011 | SUN |  | N | Y | N | IPP Non-CHP |  |  |  |  | N | [57 empty] | N/A | [39 empty] | 0 | 0 | 10.4
56905 | Algonquin Power Sanger LLC | 57564 | Algonquin Power Sanger LLC | CA | Fresno | CTG | CT | OP | 49 | 49 | 49 |  | 12 | 2007 | NG |  | N | Y | Y | IPP CHP |  |  |  |  | N | [57 empty] | GAS | [39 empty] | 0.027709 | 0.0008164 | 9.274
56905 | Algonquin Power Sanger LLC | 57564 | Algonquin Power Sanger LLC | CA | Fresno | STG | CA | OP | 12.5 | 12.5 | 12.5 |  | 11 | 1990 | NG |  | N | Y | Y | IPP CHP |  |  |  |  | N | [57 empty] | GAS | [39 empty] | 0 | 0 | 10.4
56914 | Central Contra Costa Sanitary District | 57573 | CCCSD Wastewater Treatment Plnt | CA | Contra Costa | S188 | GT | OP | 3.5 | 3 | 3.5 |  | 12 | 1995 | NG |  | N | N | N | Commercial Non-CHP |  |  |  |  | N | [57 empty] | GAS | [39 empty] | 0.22283 | 0.0016835 | 9.552
56915 | Solar Star New Jersey IV, LLC | 57574 | ETS Ewing Solar Facility | NJ | Mercer | ETS1 | PV | OP | 1.3 | 1.3 | 1.3 |  | 6 | 2010 | SUN |  | N | Y | N | IPP Non-CHP | [62 empty] | N/A | [39 empty] | 0 | 0 | 10.4
56916 | PaTu Wind Farm LLC | 57578 | PaTu Wind Farm LLC | OR | Sherman | PATU | WT | OP | 9 | 9 | 9 |  | 12 | 2010 | WND |  | N | Y | N | IPP Non-CHP | [62 empty] | N/A | [39 empty] | 0 | 0 | 10.4
56917 | DST Output | 57580 | DST Cogen | CA | El Dorado | CG1 | IC | OP | 2.1 | 2.1 |  |  | 5 | 2008 | NG |  | N | N | Y | IPP CHP |  |  |  |  | N | [57 empty] | GAS | [39 empty] | 1.1659 | 0.0016829 | 10.4
56917 | DST Output | 57580 | DST Cogen | CA | El Dorado | CG2 | IC | OP | 2.1 | 2.1 |  |  | 5 | 2008 | NG |  | N | N | Y | IPP CHP |  |  |  |  | N | [57 empty] | GAS | [39 empty] | 1.1659 | 0.0016829 | 10.4
56918 | University of California San Diego | 57584 | University of California San Diego | CA | San Diego | NT2 | CT | OP | 15 | 13.5 | 13.5 |  | 7 | 2001 | NG |  | N | N | N | Commercial Non-CHP | [62 empty] | GAS | [39 empty] | 0.092062 | 0.0011815 | 10.6202
56918 | University of California San Diego | 57584 | University of California San Diego | CA | San Diego | ST1 | CT | OP | 15 | 13.5 | 13.5 |  | 7 | 2001 | NG |  | N | N | N | Commercial Non-CHP | [62 empty] | GAS | [39 empty] | 0.092062 | 0.0011815 | 10.6202
56918 | University of California San Diego | 57584 | University of California San Diego | CA | San Diego | STG | CA | OP | 3 | 3 | 3 |  | 7 | 2001 | NG |  | N | N | N | Commercial Non-CHP | [62 empty] | GAS | [39 empty] | 0 | 0 | 10.4
56918 | University of California San Diego | 57856 | University of California, San Diego Solar | CA | San Diego | SGU1 | PV | OP | 1.2 | 1.2 | 1.2 |  | 12 | 2008 | SUN |  | N | N | N | Commercial Non-CHP |  |  |  |  | N | [57 empty] | N/A | [39 empty] | 0 | 0 | 10.4
56919 | International Paper Co-Huenene | 57585 | Huenene Paper Mill | CA | Ventura | 1 | GT | OP | 29 | 29 | 29 |  | 3 | 1986 | NG |  | N | N | Y | Industrial CHP |  |  |  |  | N | [57 empty] | GAS | [39 empty] | 0.13092 | 0.0014451 | 11.9678
56921 | Charleston Clean Energy LLC | 57587 | The Charleston Clean Energy Facility | WV | Kanawha | 1 | IC | OP | 1.1 | 1.1 | 1.1 |  | 2 | 2011 | LFG | NG | N | Y | N | IPP Non-CHP | [62 empty] | GAS | [39 empty] | 1.1659 | 0.0016829 | 10.4
56921 | Charleston Clean Energy LLC | 57587 | The Charleston Clean Energy Facility | WV | Kanawha | 2 | IC | OP | 1.1 | 1.1 | 1.1 |  | 2 | 2011 | LFG |  | N | Y | N | IPP Non-CHP | [62 empty] | GAS | [39 empty] | 1.1659 | 0.0016829 | 10.4
56924 | Long Island Solar Farm LLC | 57589 | Long Island Solar Farm LLC | NY | SUFFOLK | 9WUBN | PV | OP | 31.5 | 31.5 | 31.5 |  | 11 | 2011 | SUN |  | N | Y | N | IPP Non-CHP |  |  |  |  | N | [57 empty] | N/A | [39 empty] | 0 | 0 | 10.4
56925 | FPLE Wind, LLC | 57590 | Minco Wind I, LLC | OK | Grady | 1 | WT | OP | 99.2 | 99.2 | 99.2 |  | 12 | 2010 | WND |  | N | Y | N | IPP Non-CHP | [62 empty] | N/A | [39 empty] | 0 | 0 | 10.4
56925 | FPLE Wind, LLC | 57956 | Minco Wind II, LLC | OK | Grady | 1 | WT | OP | 100.8 | 100.8 | 100.8 |  | 11 | 2011 | WND |  | N | Y | N | IPP Non-CHP | [62 empty] | N/A | [39 empty] | 0 | 0 | 10.4
56926 | Hatch Solar Energy Center I, LLC | 57591 | Hatch Solar Energy Center I, LLC | NM | Dona Anna | 1 | PV | OP | 5 | 5 | 5 |  | 6 | 2011 | SUN |  | N | Y | N | IPP Non-CHP | [62 empty] | N/A | [39 empty] | 0 | 0 | 10.4
56927 | Wallingford Energy LLC | 55517 | Wallingford Energy | CT | New Haven | CTG1 | GT | OP | 50 | 42.3 | 48.4 |  | 10 | 2001 | NG |  | N | Y | N | IPP Non-CHP |  |  |  |  | N | [57 empty] | GAS | CT | Wallingford Energy, LLC | 55517 | CT01 | 2010 |  | ARP, CAIROS, RGGI | 1183.12 | 12 | 51592.43 |  | 0.153 | 0.0166 | 2.731 | 30356.735 | 510800.253 | 1 |  | New Haven | Electric Utility | 4911 | Electric Services | 41.4486 | -72.8358 | PPL Wallingford Energy, LLC (Owner/Operator) | Phase 2 |  | Operating | Combustion turbine | Pipeline Natural Gas |  |  | Water Injection Selective Catalytic Reduction |  | 530 | 8.8846 | GAS | 50 | 483.4711 | 0.0166 | 0.000599 | 8.8846
56927 | Wallingford Energy LLC | 55517 | Wallingford Energy | CT | New Haven | CTG2 | GT | OP | 50 | 40.6 | 48.2 |  | 9 | 2001 | NG |  | N | Y | N | IPP Non-CHP |  |  |  |  | N | [57 empty] | GAS | CT | Wallingford Energy, LLC | 55517 | CT02 | 2010 |  | ARP, CAIROS, RGGI | 1154.6 | 12 | 49283.24 |  | 0.138 | 0.0142 | 2.321 | 27427.389 | 461536.175 | 1 |  | New Haven | Electric Utility | 4911 | Electric Services | 41.4486 | -72.8358 | PPL Wallingford Energy, LLC (Owner/Operator) | Phase 2 |  | Operating | Combustion turbine | Pipeline Natural Gas |  |  | Water Injection Selective Catalytic Reduction |  | 530 | 8.4363 | GAS | 50 | 481.3278 | 0.0142 | 0.000598 | 8.4363
56927 | Wallingford Energy LLC | 55517 | Wallingford Energy | CT | New Haven | CTG3 | GT | OP | 50 | 42.3 | 47.8 |  | 8 | 2001 | NG |  | N | Y | N | IPP Non-CHP |  |  |  |  | N | [57 empty] | GAS | CT | Wallingford Energy, LLC | 55517 | CT03 | 2010 |  | ARP, CAIROS, RGGI | 915.12 | 12 | 40261.38 |  | 0.116 | 0.0224 | 2.296 | 23076.256 | 388303.322 | 1 |  | New Haven | Electric Utility | 4911 | Electric Services | 41.4486 | -72.8358 | PPL Wallingford Energy, LLC (Owner/Operator) | Phase 2 |  | Operating | Combustion turbine | Pipeline Natural Gas |  |  | Water Injection Selective Catalytic Reduction |  | 530 | 8.5413 | GAS | 50 | 476.9874 | 0.0224 | 0.000597 | 8.5413
56927 | Wallingford Energy LLC | 55517 | Wallingford Energy | CT | New Haven | CTG4 | GT | OP | 50 | 42.3 | 49 |  | 8 | 2001 | NG |  | N | Y | N | IPP Non-CHP |  |  |  |  | N | [57 empty] | GAS | CT | Wallingford Energy, LLC | 55517 | CT04 | 2010 |  | ARP, CAIROS, RGGI | 982.41 | 12 | 43026.48 |  | 0.127 | 0.0149 | 2.219 | 25093.954 | 422263.716 | 1 |  | New Haven | Electric Utility | 4911 | Electric Services | 41.4486 | -72.8358 | PPL Wallingford Energy, LLC (Owner/Operator) | Phase 2 |  | Operating | Combustion turbine | Pipeline Natural Gas |  |  | Water Injection Selective Catalytic Reduction |  | 530 | 9.169 | GAS | 55 | 438.7755 | 0.0149 | 0.000602 | 9.169
56927 | Wallingford Energy LLC | 55517 | Wallingford Energy | CT | New Haven | CTG5 | GT | OP | 50 | 42.3 | 49 |  | 8 | 2001 | NG |  | N | Y | N | IPP Non-CHP |  |  |  |  | N | [57 empty] | GAS | CT | Wallingford Energy, LLC | 55517 | CT05 | 2010 |  | ARP, CAIROS, RGGI | 964.14 | 12 | 42888.95 |  | 0.123 | 0.014 | 2.015 | 24313.526 | 409123.847 | 1 |  | New Haven | Electric Utility | 4911 | Electric Services | 41.4486 | -72.8358 | PPL Wallingford Energy, LLC (Owner/Operator) | Phase 2 |  | Operating | Combustion turbine | Pipeline Natural Gas |  |  | Water Injection Selective Catalytic Reduction |  | 530 | 8.8113 | GAS | 55 | 438.7755 | 0.014 | 0.000601 | 8.8113
56928 | LSP University Park LLC | 55640 | University Park North | IL | Will | 1 | GT | OP | 45 | 42 | 45 |  | 6 | 2002 | NG |  | N | Y | N | IPP Non-CHP |  |  |  |  | N | [57 empty] | GAS | IL | LSP University Park, LLC | 55640 | CT01 | 2010 |  | ARP, CAIRNOX, CAIROS, CAIRSO2 | 306.84 | 12 | 12935.35 |  | 0.036 | 0.0368 | 1.553 | 7163.303 | 120526.77 | 5 |  | Will | Electric Utility | 4911 | Electric Services | 41.4426 | -87.7515 | PPL University Park, LLC (Operator) Large Scale Dist. Gen. II (Owner) | Phase 2 |  | Operating | Combustion turbine | Pipeline Natural Gas |  |  | Water Injection Selective Catalytic Reduction |  | 505 | 8.5612 | GAS | 49 | 455.5556 | 0.0368 | 0.000597 | 8.5612
56928 | LSP University Park LLC | 55640 | University Park North | IL | Will | 10 | GT | OP | 45 | 42 | 45 |  | 7 | 2002 | NG |  | N | Y | N | IPP Non-CHP |  |  |  |  | N | [57 empty] | GAS | IL | LSP University Park, LLC | 55640 | CT10 | 2010 |  | ARP, CAIRNOX, CAIROS, CAIRSO2 | 458.96 | 12 | 19064.77 |  | 0.053 | 0.0317 | 1.924 | 10528.315 | 177161.21 | 5 |  | Will | Electric Utility | 4911 | Electric Services | 41.4426 | -87.7515 | PPL University Park, LLC (Operator) Large Scale Dist. Gen. II (Owner) | Phase 2 |  | Operating | Combustion turbine | Pipeline Natural Gas |  |  | Water Injection Selective Catalytic Reduction |  | 505 | 8.4493 | GAS | 49 | 455.5556 | 0.0317 | 0.000598 | 8.4493
56928 | LSP University Park LLC | 55640 | University Park North | IL | Will | 11 | GT | OP | 45 | 42 | 45 |  | 7 | 2002 | NG |  | N | Y | N | IPP Non-CHP |  |  |  |  | N | [57 empty] | GAS | IL | LSP University Park, LLC | 55640 | CT11 | 2010 |  | ARP, CAIRNOX, CAIROS, CAIRSO2 | 426.08 | 12 | 17843.15 |  | 0.049 | 0.0364 | 1.967 | 9718.28 | 163527.155 | 5 |  | Will | Electric Utility | 4911 | Electric Services | 41.4426 | -87.7515 | PPL University Park, LLC (Operator) Large Scale Dist. Gen. II (Owner) | Phase 2 |  | Operating | Combustion turbine | Pipeline Natural Gas |  |  | Water Injection Selective Catalytic Reduction |  | 505 | 8.3247 | GAS | 50 | 444.4444 | 0.0364 | 0.000599 | 8.3247
56928 | LSP University Park LLC | 55640 | University Park North | IL | Will | 12 | GT | OP | 45 | 42 | 45 |  | 7 | 2002 | NG |  | N | Y | N | IPP Non-CHP |  |  |  |  | N | [57 empty] | GAS | IL | LSP University Park, LLC | 55640 | CT12 | 2010 |  | ARP, CAIRNOX, CAIROS, CAIRSO2 | 438.55 | 12 | 18167.55 |  | 0.05 | 0.0301 | 1.727 | 9821.961 | 165276.883 | 5 |  | Will | Electric Utility | 4911 | Electric Services | 41.4426 | -87.7515 | PPL University Park, LLC (Operator) Large Scale Dist. Gen. II (Owner) | Phase 2 |  | Operating | Combustion turbine | Pipeline Natural Gas |  |  | Water Injection Selective Catalytic Reduction |  | 505 | 8.2974 | GAS | 50 | 444.4444 | 0.0301 | 0.000605 | 8.2974
56928 | LSP University Park LLC | 55640 | University Park North | IL | Will | 2 | GT | OP | 45 | 42 | 45 |  | 6 | 2002 | NG |  | N | Y | N | IPP Non-CHP |  |  |  |  | N | [57 empty] | GAS | IL | LSP University Park, LLC | 55640 | CT02 | 2010 |  | ARP, CAIRNOX, CAIROS, CAIRSO2 | 380.49 | 12 | 16011.62 |  | 0.046 | 0.0347 | 1.855 | 9066.809 | 152576.273 | 5 |  | Will | Electric Utility | 4911 | Electric Services | 41.4426 | -87.7515 | PPL University Park, LLC (Operator) Large Scale Dist. Gen. II (Owner) | Phase 2 |  | Operating | Combustion turbine | Pipeline Natural Gas |  |  | Water Injection Selective Catalytic Reduction |  | 505 | 8.7245 | GAS | 50 | 444.4444 | 0.0347 | 0.000603 | 8.7245
56928 | LSP University Park LLC | 55640 | University Park North | IL | Will | 3 | GT | OP | 45 | 42 | 45 |  | 6 | 2002 | NG |  | N | Y | N | IPP Non-CHP |  |  |  |  | N | [57 empty] | GAS | IL | LSP University Park, LLC | 55640 | CT03 | 2010 |  | ARP, CAIRNOX, CAIROS, CAIRSO2 | 330.99 | 12 | 13796.34 |  | 0.039 | 0.0275 | 1.296 | 7631.262 | 128420.717 | 5 |  | Will | Electric Utility | 4911 | Electric Services | 41.4426 | -87.7515 | PPL University Park, LLC (Operator) Large Scale Dist. Gen. II (Owner) | Phase 2 |  | Operating | Combustion turbine | Pipeline Natural Gas |  |  | Water Injection Selective Catalytic Reduction |  | 505 | 8.5545 | GAS | 49 | 455.5556 | 0.0275 | 0.000607 | 8.5545
56928 | LSP University Park LLC | 55640 | University Park North | IL | Will | 4 | GT | OP | 45 | 42 | 45 |  | 6 | 2002 | NG |  | N | Y | N | IPP Non-CHP |  |  |  |  | N | [57 empty] | GAS | IL | LSP University Park, LLC | 55640 | CT04 | 2010 |  | ARP, CAIRNOX, CAIROS, CAIRSO2 | 323.71 | 12 | 13404.1 |  | 0.035 | 0.0327 | 1.363 | 6974.127 | 117338.56 | 5 |  | Will | Electric Utility | 4911 | Electric Services | 41.4426 | -87.7515 | PPL University Park, LLC (Operator) Large Scale Dist. Gen. II (Owner) | Phase 2 |  | Operating | Combustion turbine | Pipeline Natural Gas |  |  | Water Injection Selective Catalytic Reduction |  | 505 | 8.0685 | GAS | 50 | 444.4444 | 0.0327 | 0.000597 | 8.0685
56928 | LSP University Park LLC | 55640 | University Park North | IL | Will | 5 | GT | OP | 45 | 42 | 45 |  | 6 | 2002 | NG |  | N | Y | N | IPP Non-CHP |  |  |  |  | N | [57 empty] | GAS | IL | LSP University Park, LLC | 55640 | CT05 | 2010 |  | ARP, CAIRNOX, CAIROS, CAIRSO2 | 214.36 | 12 | 8602.45 |  | 0.024 | 0.0367 | 0.93 | 4794.885 | 80692.225 | 5 |  | Will | Electric Utility | 4911 | Electric Services | 41.4426 | -87.7515 | Large Scale Dist. Gen. II (Owner) PPL University Park, LLC (Operator) | Phase 2 |  | Operating | Combustion turbine | Pipeline Natural Gas |  |  | Water Injection Selective Catalytic Reduction |  | 505 | 8.5973 | GAS | 49 | 455.5556 | 0.0367 | 0.000595 | 8.5973
56928 | LSP University Park LLC | 55640 | University Park North | IL | Will | 6 | GT | OP | 45 | 42 | 45 |  | 6 | 2002 | NG |  | N | Y | N | IPP Non-CHP |  |  |  |  | N | [57 empty] | GAS | IL | LSP University Park, LLC | 55640 | CT06 | 2010 |  | ARP, CAIRNOX, CAIROS, CAIRSO2 | 262.21 | 12 | 11060.47 |  | 0.031 | 0.0353 | 1.146 | 6089.829 | 102466.36 | 5 |  | Will | Electric Utility | 4911 | Electric Services | 41.4426 | -87.7515 | PPL University Park, LLC (Operator) Large Scale Dist. Gen. II (Owner) | Phase 2 |  | Operating | Combustion turbine | Pipeline Natural Gas |  |  | Water Injection Selective Catalytic Reduction |  | 505 | 8.5029 | GAS | 48 | 466.6667 | 0.0353 | 0.000605 | 8.5029
56928 | LSP University Park LLC | 55640 | University Park North | IL | Will | 7 | GT | OP | 45 | 42 | 45 |  | 6 | 2002 | NG |  | N | Y | N | IPP Non-CHP | [62 empty] | GAS | IL | LSP University Park, LLC | 55640 | CT07 | 2010 |  | ARP, CAIRNOX, CAIROS, CAIRSO2 | 185.42 | 12 | 7718.56 |  | 0.021 | 0.0689 | 1.419 | 4163.193 | 70045.735 | 5 |  | Will | Electric Utility | 4911 | Electric Services | 41.4426 | -87.7515 | PPL University Park, LLC (Operator) Large Scale Dist. Gen. II (Owner) | Phase 2 |  | Operating | Combustion turbine | Pipeline Natural Gas |  |  | Water Injection Selective Catalytic Reduction |  | 505 | 8.049 | GAS | 48 | 466.6667 | 0.0689 | 0.0006 | 8.049
56928 | LSP University Park LLC | 55640 | University Park North | IL | Will | 8 | GT | OP | 45 | 42 | 45 |  | 6 | 2002 | NG |  | N | Y | N | IPP Non-CHP | [62 empty] | GAS | IL | LSP University Park, LLC | 55640 | CT08 | 2010 |  | ARP, CAIRNOX, CAIROS, CAIRSO2 | 233.11 | 12 | 9726.36 |  | 0.027 | 0.0353 | 1.076 | 5265.961 | 88620.206 | 5 |  | Will | Electric Utility | 4911 | Electric Services | 41.4426 | -87.7515 | PPL University Park, LLC (Operator) Large Scale Dist. Gen. II (Owner) | Phase 2 |  | Operating | Combustion turbine | Pipeline Natural Gas |  |  | Water Injection Selective Catalytic Reduction |  | 505 | 8.2957 | GAS | 49 | 455.5556 | 0.0353 | 0.000609 | 8.2957
56928 | LSP University Park LLC | 55640 | University Park North | IL | Will | 9 | GT | OP | 45 | 42 | 45 |  | 6 | 2002 | NG |  | N | Y | N | IPP Non-CHP | [62 empty] | GAS | IL | LSP University Park, LLC | 55640 | CT09 | 2010 |  | ARP, CAIRNOX, CAIROS, CAIRSO2 | 457.35 | 12 | 19258.44 |  | 0.052 | 0.0357 | 2.238 | 10354.685 | 174217.903 | 5 |  | Will | Electric Utility | 4911 | Electric Services | 41.4426 | -87.7515 | PPL University Park, LLC (Operator) Large Scale Dist. Gen. II (Owner) | Phase 2 |  | Operating | Combustion turbine | Pipeline Natural Gas |  |  | Water Injection Selective Catalytic Reduction |  | 505 | 8.2166 | GAS | 50 | 444.4444 | 0.0357 | 0.000597 | 8.2166
56929 | Alliance Star Energy LLC | 57592 | Sheraton SD East Tower | CA | San Diego | 45 | FC | OP | 0.3 | 0.3 | 0.3 |  | 11 | 2005 | NG |  | N | Y | N | Commercial Non-CHP |  |  |  | 2017 | N | [57 empty] | GAS | [39 empty] | 0 | 0 | 10.4
56929 | Alliance Star Energy LLC | 57592 | Sheraton SD East Tower | CA | San Diego | 47 | FC | OP | 0.3 | 0.3 | 0.3 |  | 10 | 2005 | NG |  | N | Y | N | Commercial Non-CHP |  |  |  | 2017 | N | [57 empty] | GAS | [39 empty] | 0 | 0 | 10.4
56929 | Alliance Star Energy LLC | 57592 | Sheraton SD East Tower | CA | San Diego | 50 | FC | OP | 0.3 | 0.3 | 0.3 |  | 11 | 2005 | NG |  | N | Y | N | Commercial Non-CHP |  |  |  | 2017 | N | [57 empty] | GAS | [39 empty] | 0 | 0 | 10.4
56929 | Alliance Star Energy LLC | 57592 | Sheraton SD East Tower | CA | San Diego | 51 | FC | OP | 0.3 | 0.3 | 0.3 |  | 10 | 2005 | NG |  | N | Y | N | Commercial Non-CHP |  |  |  | 2017 | N | [57 empty] | GAS | [39 empty] | 0 | 0 | 10.4
56930 | Energy Alchemy TA Vernalis, LLC | 57594 | Teichert Materials-Teichert Vernalis | CA | San Joaquin | WTG1 | WT | OP | 1.5 | 1.5 | 1.5 |  | 10 | 2010 | WND |  | N | Y | N | IPP Non-CHP | [62 empty] | N/A | [39 empty] | 0 | 0 | 10.4
56934 | Town Of High Point | 57606 | Eastside WWTP | NC | Guilford | 1 | IC | OP | 1.8 | 1.8 | 1.8 |  | 8 | 2004 | DFO |  | N | N | N | Electric Utility |  |  |  |  | N | [57 empty] | LIQUID | [39 empty] | 0.7385 | 0.025484 | 12.5895
56934 | Town Of High Point | 57606 | Eastside WWTP | NC | Guilford | 2 | IC | OP | 1.8 | 1.8 | 1.8 |  | 8 | 2004 | DFO |  | N | N | N | Electric Utility |  |  |  |  | N | [57 empty] | LIQUID | [39 empty] | 0.7385 | 0.025484 | 12.5895
56934 | Town Of High Point | 57606 | Eastside WWTP | NC | Guilford | 3 | IC | OP | 1.8 | 1.8 | 1.8 |  | 8 | 2004 | DFO |  | N | N | N | Electric Utility |  |  |  |  | N | [57 empty] | LIQUID | [39 empty] | 0.7385 | 0.025484 | 12.5895
56934 | Town Of High Point | 57607 | Ward WTP | NC | Guilford | 1 | IC | OP | 1 | 1 | 1 |  | 2 | 1999 | DFO |  | N | N | N | Electric Utility |  |  |  |  | N | [57 empty] | LIQUID | [39 empty] | 0.7385 | 0.025484 | 12.5895
56934 | Town Of High Point | 57607 | Ward WTP | NC | Guilford | 2 | IC | OP | 1 | 1 | 1 |  | 2 | 1999 | DFO |  | N | N | N | Electric Utility |  |  |  |  | N | [57 empty] | LIQUID | [39 empty] | 0.7385 | 0.025484 | 12.5895
56934 | Town Of High Point | 57608 | Westside WWTP | NC | Davidson | 1 | IC | OP | 1.8 | 1.8 | 1.8 |  | 5 | 2005 | DFO |  | N | N | N | Electric Utility |  |  |  |  | N | [57 empty] | LIQUID | [39 empty] | 0.7385 | 0.025484 | 12.5895
56936 | Paulding Wind Farm II LLC | 57620 | Paulding Wind Farm II | OH | Paulding | GEN1 | WT | OP | 150 | 150 | 150 |  | 7 | 2011 | WND |  | N | Y | N | IPP Non-CHP |  |  |  |  | N | [57 empty] | N/A | [39 empty] | 0 | 0 | 10.4
56945 | Blue Canyon Windpower VI LLC | 57616 | Blue Canyon Windpower VI LLC | OK | Caddo | GEN1 | WT | OP | 100 | 100 | 100 |  | 12 | 2011 | WND |  | N | Y | N | IPP Non-CHP |  |  |  |  | N | [57 empty] | N/A | [39 empty] | 0 | 0 | 10.4
56951 | Michigan Wind 2 LLC | 56659 | Michigan Wind 2 | MI | Sanilac | 1 | WT | OP | 90 | 90 | 90 |  | 12 | 2011 | WND |  | N | Y | N | IPP Non-CHP |  |  |  |  | N | [57 empty] | N/A | [39 empty] | 0 | 0 | 10.4
56952 | Lincoln Electric Company | 57613 | LE Wind Turbine 1 | OH | Cuyahoga | WTG1 | WT | OP | 2.5 | 2.5 | 2.5 |  | 7 | 2011 | WND |  | N | N | N | Industrial Non-CHP |  |  |  |  | N | [57 empty] | N/A | [39 empty] | 0 | 0 | 10.4
56953 | Bos Dairy, LLC | 57625 | Bos Dairy, LLC | IN | Jasper | BOS1 | IC | OP | 0.4 | 0.3 | 0.3 |  | 1 | 2005 | OBG |  | N | Y | N | Industrial Non-CHP |  |  |  |  | Y | [57 empty] | GAS | [39 empty] | 1.1659 | 0.0016829 | 10.4
56953 | Bos Dairy, LLC | 57625 | Bos Dairy, LLC | IN | Jasper | BOS2 | IC | OP | 0.7 | 0.6 | 0.6 |  | 2 | 2011 | OBG |  | N | Y | N | Industrial Non-CHP | [62 empty] | GAS | [39 empty] | 1.1659 | 0.0016829 | 10.4
56958 | Foundation ST Owner, LLC | 57626 | Foundation ST | CA | San Joaquin | WTG1 | WT | OP | 2 | 2 | 2 |  | 6 | 2011 | WND |  | N | N | N | IPP Non-CHP |  |  |  |  | N | [57 empty] | N/A | [39 empty] | 0 | 0 | 10.4
56960 | Gastonia City of | 57629 | Gaston Memorial Hospital | NC | Gaston | GMH1 | IC | OP | 1.8 | 1.8 | 1.8 |  | 5 | 2006 | DFO | NG | Y | N | N | Commercial Non-CHP |  |  |  |  | N | [57 empty] | LIQUID | [39 empty] | 0.7385 | 0.025484 | 12.5895
56960 | Gastonia City of | 57630 | Long Creek Waste Water Plant | NC | Gaston | ES1 | IC | OP | 1.7 | 1.7 | 1.7 |  | 1 | 1995 | DFO |  | N | N | N | Electric Utility | [62 empty] | LIQUID | [39 empty] | 0.7385 | 0.025484 | 12.5895
56960 | Gastonia City of | 57630 | Long Creek Waste Water Plant | NC | Gaston | ES2 | IC | OP | 1.7 | 1.7 | 1.7 |  | 1 | 1995 | DFO |  | N | N | N | Electric Utility | [62 empty] | LIQUID | [39 empty] | 0.7385 | 0.025484 | 12.5895
56960 | Gastonia City of | 57630 | Long Creek Waste Water Plant | NC | Gaston | ES3 | IC | OP | 1.7 | 1.7 | 1.7 |  | 1 | 1995 | DFO |  | N | N | N | Electric Utility | [62 empty] | LIQUID | [39 empty] | 0.7385 | 0.025484 | 12.5895
56961 | Bulldog Wind Energy, LLC | 57632 | Bulldog | IA | Adair | 1 | WT | OP | 1.5 | 1.5 | 1.5 |  | 10 | 2010 | WND |  | N | Y | N | IPP Non-CHP | [62 empty] | N/A | [39 empty] | 0 | 0 | 10.4
56962 | Wolverine Wind Energy, LLC | 57631 | Wolverine | IA | Adair | 1 | WT | OP | 1.5 | 1.5 | 1.5 |  | 10 | 2010 | WND |  | N | Y | N | IPP Non-CHP | [62 empty] | N/A | [39 empty] | 0 | 0 | 10.4
56965 | Auburn Energy, LLC | 57636 | Auburn LFG Energy Facility | NY | Cayuga | 1 | IC | OP | 1.1 | 1.1 | 1.1 |  | 1 | 2010 | LFG | NG | Y | N | N | IPP Non-CHP |  |  |  |  | N | [57 empty] | GAS | [39 empty] | 1.1659 | 0.0016829 | 10.4
56965 | Auburn Energy, LLC | 57636 | Auburn LFG Energy Facility | NY | Cayuga | 2 | IC | OP | 1.1 | 1.1 | 1.1 |  | 1 | 2010 | LFG | NG | Y | N | N | IPP Non-CHP | [62 empty] | GAS | [39 empty] | 1.1659 | 0.0016829 | 10.4
56965 | Auburn Energy, LLC | 57636 | Auburn LFG Energy Facility | NY | Cayuga | 3 | IC | OP | 1.1 | 1.1 | 1.1 |  | 1 | 2010 | LFG | NG | Y | N | N | IPP Non-CHP | [62 empty] | GAS | [39 empty] | 1.1659 | 0.0016829 | 10.4
56968 | Oregon State University | 57653 | Oregon State University Energy Center | OR | Benton | CTG | CT | OP | 5.5 | 5.2 | 5.5 |  | 6 | 2010 | NG | DFO | Y | Y | Y | Commercial CHP |  |  |  |  | N | [57 empty] | GAS | [39 empty] | 0.064133 | 0.0014582 | 8.7808
56968 | Oregon State University | 57653 | Oregon State University Energy Center | OR | Benton | STG | CA | OP | 1 | 0.5 | 1 |  | 6 | 2010 | NG | DFO | N | N | Y | Commercial CHP |  |  |  |  | N | [57 empty] | GAS | [39 empty] | 0 | 0 | 10.4
56971 | 500 Virginia Solar, LP | 57640 | 500 Virginia Solar | PA | Montgomery | 1 | PV | OP | 1 | 1 | 1 |  | 7 | 2011 | SUN |  | N | N | N | IPP Non-CHP |  |  |  |  | N | [57 empty] | N/A | [39 empty] | 0 | 0 | 10.4
56972 | Vestas Towers America, Inc | 57643 | Vestas Towers America, Inc. | CO | Pueblo | V100 | WT | OP | 1.8 | 1.8 | 1.8 |  | 4 | 2010 | WND |  | N | Y | N | Industrial Non-CHP | [62 empty] | N/A | [39 empty] | 0 | 0 | 10.4
56974 | Denver Airport Solar, LLC | 57645 | City & County of Denver at Denver Int'l | CO | Denver | PV1 | PV | OP | 3.4 | 3.4 | 3.4 |  | 6 | 2011 | SUN |  | N | Y | N | IPP Non-CHP |  |  |  |  | N | [57 empty] | N/A | [39 empty] | 0 | 0 | 10.4
56975 | Constellation Solar Maryland, LLC | 57646 | McCormick & Co. Inc. at Belcamp | MD | Hartford | PV1 | PV | OP | 1.4 | 1.4 | 1.4 |  | 12 | 2010 | SUN |  | N | Y | N | IPP Non-CHP | [62 empty] | N/A | [39 empty] | 0 | 0 | 10.4
56976 | Constellation Solar New Jersey II, LLC | 57647 | Toys R Us- DE, Inc. at Mt. Olive, NJ | NJ | Flanders | PV1 | PV | OP | 2.4 | 2.4 | 2.4 |  | 12 | 2011 | SUN |  | N | Y | N | IPP Non-CHP |  |  |  |  | N | [57 empty] | N/A | [39 empty] | 0 | 0 | 10.4
56976 | Constellation Solar New Jersey II, LLC | 57723 | Johnson Matthey, Inc. Solar | NJ | Gloucester | PV1 | PV | OP | 4 | 4 | 4 |  | 3 | 2011 | SUN |  | N | Y | N | IPP Non-CHP | [62 empty] | N/A | [39 empty] | 0 | 0 | 10.4
56981 | Town of Falmouth | 57654 | Town of Falmouth WWTP | MA | Barnstable | WIND1 | WT | OP | 1.7 | 0.8 | 0.9 |  | 3 | 2010 | WND |  | N | Y | N | Commercial Non-CHP | [62 empty] | N/A | [39 empty] | 0 | 0 | 10.4
56982 | Kern Community College District | 57655 | Bakersfield College Solar 01 | CA | Kern | BC01 | PV | OP | 1.1 | 1.1 | 1.1 |  | 11 | 2010 | SUN |  | N | Y | N | Commercial Non-CHP |  |  |  |  | N | [57 empty] | N/A | [39 empty] | 0 | 0 | 10.4
56984 | Temescal Canyon RV, LLC | 57656 | Temescal Canyon RV, LLC | CA | Riverside | 1 | PV | OP | 1.5 | 1.5 | 1.5 |  | 5 | 2011 | SUN |  | N | Y | N | IPP Non-CHP | [62 empty] | N/A | [39 empty] | 0 | 0 | 10.4
56989 | SAF Hydroelectric LLC | 57665 | SAF Hydroelectric LLC | MN | Hennepin | 1 | HY | OP | 0.6 | 0.6 | 0.6 |  | 12 | 2011 | WAT |  | N | Y | N | IPP Non-CHP | [62 empty] | N/A | [39 empty] | 0 | 0 | 10.4
56989 | SAF Hydroelectric LLC | 57665 | SAF Hydroelectric LLC | MN | Hennepin | 10 | HY | OP | 0.6 | 0.6 | 0.6 |  | 12 | 2011 | WAT |  | N | Y | N | IPP Non-CHP | [62 empty] | N/A | [39 empty] | 0 | 0 | 10.4
56989 | SAF Hydroelectric LLC | 57665 | SAF Hydroelectric LLC | MN | Hennepin | 11 | HY | OP | 0.6 | 0.6 | 0.6 |  | 12 | 2011 | WAT |  | N | Y | N | IPP Non-CHP | [62 empty] | N/A | [39 empty] | 0 | 0 | 10.4
56989 | SAF Hydroelectric LLC | 57665 | SAF Hydroelectric LLC | MN | Hennepin | 12 | HY | OP | 0.6 | 0.6 | 0.6 |  | 12 | 2011 | WAT |  | N | Y | N | IPP Non-CHP | [62 empty] | N/A | [39 empty] | 0 | 0 | 10.4
56989 | SAF Hydroelectric LLC | 57665 | SAF Hydroelectric LLC | MN | Hennepin | 13 | HY | OP | 0.6 | 0.6 | 0.6 |  | 12 | 2011 | WAT |  | N | Y | N | IPP Non-CHP | [62 empty] | N/A | [39 empty] | 0 | 0 | 10.4
56989 | SAF Hydroelectric LLC | 57665 | SAF Hydroelectric LLC | MN | Hennepin | 14 | HY | OP | 0.6 | 0.6 | 0.6 |  | 12 | 2011 | WAT |  | N | Y | N | IPP Non-CHP | [62 empty] | N/A | [39 empty] | 0 | 0 | 10.4
56989 | SAF Hydroelectric LLC | 57665 | SAF Hydroelectric LLC | MN | Hennepin | 15 | HY | OP | 0.6 | 0.6 | 0.6 |  | 12 | 2011 | WAT |  | N | Y | N | IPP Non-CHP | [62 empty] | N/A | [39 empty] | 0 | 0 | 10.4
56989 | SAF Hydroelectric LLC | 57665 | SAF Hydroelectric LLC | MN | Hennepin | 16 | HY | OP | 0.6 | 0.6 | 0.6 |  | 12 | 2011 | WAT |  | N | Y | N | IPP Non-CHP | [62 empty] | N/A | [39 empty] | 0 | 0 | 10.4
56989 | SAF Hydroelectric LLC | 57665 | SAF Hydroelectric LLC | MN | Hennepin | 2 | HY | OP | 0.6 | 0.6 | 0.6 |  | 12 | 2011 | WAT |  | N | Y | N | IPP Non-CHP | [62 empty] | N/A | [39 empty] | 0 | 0 | 10.4
56989 | SAF Hydroelectric LLC | 57665 | SAF Hydroelectric LLC | MN | Hennepin | 3 | HY | OP | 0.6 | 0.6 | 0.6 |  | 12 | 2011 | WAT |  | N | Y | N | IPP Non-CHP | [62 empty] | N/A | [39 empty] | 0 | 0 | 10.4
56989 | SAF Hydroelectric LLC | 57665 | SAF Hydroelectric LLC | MN | Hennepin | 4 | HY | OP | 0.6 | 0.6 | 0.6 |  | 12 | 2011 | WAT |  | N | Y | N | IPP Non-CHP | [62 empty] | N/A | [39 empty] | 0 | 0 | 10.4
56989 | SAF Hydroelectric LLC | 57665 | SAF Hydroelectric LLC | MN | Hennepin | 5 | HY | OP | 0.6 | 0.6 | 0.6 |  | 12 | 2011 | WAT |  | N | Y | N | IPP Non-CHP | [62 empty] | N/A | [39 empty] | 0 | 0 | 10.4
56989 | SAF Hydroelectric LLC | 57665 | SAF Hydroelectric LLC | MN | Hennepin | 6 | HY | OP | 0.6 | 0.6 | 0.6 |  | 12 | 2011 | WAT |  | N | Y | N | IPP Non-CHP | [62 empty] | N/A | [39 empty] | 0 | 0 | 10.4
56989 | SAF Hydroelectric LLC | 57665 | SAF Hydroelectric LLC | MN | Hennepin | 7 | HY | OP | 0.6 | 0.6 | 0.6 |  | 12 | 2011 | WAT |  | N | Y | N | IPP Non-CHP | [62 empty] | N/A | [39 empty] | 0 | 0 | 10.4
56989 | SAF Hydroelectric LLC | 57665 | SAF Hydroelectric LLC | MN | Hennepin | 8 | HY | OP | 0.6 | 0.6 | 0.6 |  | 12 | 2011 | WAT |  | N | Y | N | IPP Non-CHP | [62 empty] | N/A | [39 empty] | 0 | 0 | 10.4
56989 | SAF Hydroelectric LLC | 57665 | SAF Hydroelectric LLC | MN | Hennepin | 9 | HY | OP | 0.6 | 0.6 | 0.6 |  | 12 | 2011 | WAT |  | N | Y | N | IPP Non-CHP | [62 empty] | N/A | [39 empty] | 0 | 0 | 10.4
56990 | NJR Clean Energy Ventures Corporation | 57660 | Vineland Mays Landing Soalr | NJ | Cumberland | VNLND | PV | OP | 4.3 | 5.7 | 2.8 |  | 10 | 2011 | SUN |  | N | N | N | IPP Non-CHP |  |  |  |  | N | [57 empty] | N/A | [39 empty] | 0 | 0 | 10.4
56990 | NJR Clean Energy Ventures Corporation | 57661 | Manalapan Village Solar | NJ | Monmouth | MANVL | PV | OP | 3.5 | 4.6 | 2.3 |  | 12 | 2011 | SUN |  | N | N | N | IPP Non-CHP |  |  |  |  | N | [57 empty] | N/A | [39 empty] | 0 | 0 | 10.4
56990 | NJR Clean Energy Ventures Corporation | 57662 | McGraw Hill Solar | NJ | Mercer | MCGRH | PV | OP | 12.6 | 16.6 | 8.3 |  | 12 | 2011 | SUN |  | N | N | N | IPP Non-CHP |  |  |  |  | N | [57 empty] | N/A | [39 empty] | 0 | 0 | 10.4
56991 | Astoria Energy II LLC | 57664 | Astoria Energy II | NY | Queens | CT3 | CT | OP | 200 | 156 | 188 |  | 7 | 2011 | NG | DFO | Y | Y | N | IPP Non-CHP |  |  |  |  | N | [57 empty] | GAS | [39 empty] | 0.0092517 | 0.0006077 | 8.989
56991 | Astoria Energy II LLC | 57664 | Astoria Energy II | NY | Queens | CT4 | CT | OP | 200 | 156 | 188 |  | 7 | 2011 | NG | DFO | Y | Y | N | IPP Non-CHP |  |  |  |  | N | [57 empty] | GAS | [39 empty] | 0.0092517 | 0.0006077 | 8.989
56991 | Astoria Energy II LLC | 57664 | Astoria Energy II | NY | Queens | ST2 | CA | OP | 250 | 228 | 236 |  | 7 | 2011 | NG | DFO | Y | Y | N | IPP Non-CHP |  |  |  |  | N | [57 empty] | GAS | [39 empty] | 0 | 0 | 10.4
56992 | Foxwoods Resort Casino | 57666 | Foxwoods CoGen | CT | New London | CT1 | GT | OP | 6.6 | 6 | 7.3 | 1 | 6 | 2010 | NG |  | N | N | Y | Commercial CHP | [62 empty] | GAS | [39 empty] | 0.069448 | 0.0008197 | 10.626
56992 | Foxwoods Resort Casino | 57666 | Foxwoods CoGen | CT | New London | CT2 | GT | OP | 6.6 | 6 | 7.3 | 2 | 6 | 2010 | NG |  | N | N | Y | Commercial CHP | [62 empty] | GAS | [39 empty] | 0.069448 | 0.0008197 | 10.626
56993 | SBS Energy Partners LLC | 57667 | Seabrook Solar Plant | NJ | Cumberland | SBS1 | PV | OP | 3.2 | 3.2 | 3.2 |  | 3 | 2011 | SUN |  | N | Y | N | IPP Non-CHP |  |  |  |  | N | [57 empty] | N/A | [39 empty] | 0 | 0 | 10.4
56994 | Carlisle Area School District | 57668 | CASD Solar | PA | Cumberland | CASDE | PV | OP | 0.9 | 0.9 | 0.9 |  | 10 | 2010 | SUN |  | N | Y | N | Commercial Non-CHP |  |  |  |  | N | [57 empty] | N/A | [39 empty] | 0 | 0 | 10.4
56994 | Carlisle Area School District | 57668 | CASD Solar | PA | Cumberland | CASDW | PV | OP | 0.4 | 0.4 | 0.4 |  | 10 | 2010 | SUN |  | N | N | N | Commercial Non-CHP | [62 empty] | N/A | [39 empty] | 0 | 0 | 10.4
56995 | Sacramento PV Energy, LLC | 57669 | SMUD at Grundman | CA | Sacramento | PV1 | PV | OP | 17 | 17 | 17 |  | 12 | 2011 | SUN |  | N | Y | N | IPP Non-CHP | [62 empty] | N/A | [39 empty] | 0 | 0 | 10.4
56995 | Sacramento PV Energy, LLC | 57670 | SMUD at Van Conett | CA | Sacramento | PV1 | PV | OP | 2.9 | 2.9 | 2.9 |  | 12 | 2011 | SUN |  | N | Y | N | IPP Non-CHP | [62 empty] | N/A | [39 empty] | 0 | 0 | 10.4
56995 | Sacramento PV Energy, LLC | 57671 | SMUD at Fleshman | CA | Sacramento | PV1 | PV | OP | 2.9 | 2.9 | 2.9 |  | 12 | 2011 | SUN |  | N | Y | N | IPP Non-CHP | [62 empty] | N/A | [39 empty] | 0 | 0 | 10.4
56995 | Sacramento PV Energy, LLC | 57753 | SMUD at Lawrence | CA | Sacramento | PV1 | PV | OP | 1 | 1 | 1 |  | 12 | 2011 | SUN |  | N | Y | N | IPP Non-CHP |  |  |  |  | N | [57 empty] | N/A | [39 empty] | 0 | 0 | 10.4
56998 | Macys Corporate Services, Inc | 57673 | Macys Goodyear | AZ | Maricopa | 1 | PV | OP | 3.5 | 3.5 | 3.5 |  | 12 | 2010 | SUN |  | N | Y | N | IPP Non-CHP | [62 empty] | N/A | [39 empty] | 0 | 0 | 10.4
56999 | Western Massachusetts Electric Company | 57674 | Indian Orchard PV Facility | MA | Hampden | 1 | PV | OP | 2.3 | 2.3 | 2.3 |  | 12 | 2011 | SUN |  | N | N | N | Electric Utility |  |  |  |  | N | [57 empty] | N/A | [39 empty] | 0 | 0 | 10.4
56999 | Western Massachusetts Electric Company | 57676 | Silver Lake Solar Photovoltaic Facility | MA | Berkshire | 1 | PV | OP | 1.8 | 1.8 | 1.8 |  | 12 | 2010 | SUN |  | N | N | N | Electric Utility | [62 empty] | N/A | [39 empty] | 0 | 0 | 10.4
57001 | Murphy Farm Power, LLC | 57677 | Murphy Farm Power, LLC | NC | Cherokee | 1 | PV | OP | 1 | 0.9 | 0.9 |  | 5 | 2011 | SUN |  | N | Y | N | IPP Non-CHP | [62 empty] | N/A | [39 empty] | 0 | 0 | 10.4
57005 | SunE NLB-2, LLC | 57681 | City of Boulder WWTP | CO | Boulder | 1 | PV | OP | 1 | 0.9 | 0.9 |  | 6 | 2010 | SUN |  | N | Y | N | IPP Non-CHP |  |  |  |  | N | [57 empty] | N/A | [39 empty] | 0 | 0 | 10.4
57006 | SunE GIL1, LLC | 57682 | City of Madera WWTP | CA | Madera | 1 | PV | OP | 1.2 | 1 | 1 |  | 9 | 2009 | SUN |  | N | Y | N | IPP Non-CHP | [62 empty] | N/A | [39 empty] | 0 | 0 | 10.4
57007 | SunE WF3-ST Holdings, LLC | 57683 | Staples La Mirada, CA | CA | Los Angeles | 1 | PV | OP | 1.1 | 0.9 | 0.9 |  | 3 | 2009 | SUN |  | N | Y | N | IPP Non-CHP | [62 empty] | N/A | [39 empty] | 0 | 0 | 10.4
57009 | Blue Chip Energy LLC | 57685 | Rinehart | FL | Seminole | 1 | PV | OP | 10 | 10 | 10 |  | 6 | 2011 | SUN |  | N | N | N | IPP Non-CHP |  |  |  |  | N | [57 empty] | N/A | [39 empty] | 0 | 0 | 10.4
57011 | CS Murphy Point, LLC | 57687 | CS Murphy Point, LLC | NC | Cherokee | 1 | PV | OP | 1 | 0.9 | 0.9 |  | 8 | 2011 | SUN |  | N | Y | N | IPP Non-CHP |  |  |  |  | N | [57 empty] | N/A | [39 empty] | 0 | 0 | 10.4
57015 | Third Taxing District of Norwalk | 57689 | Norden 1-3 | CT | Fairfield | NORD1 | IC | OP | 2 | 2 | 2 |  | 6 | 2004 | DFO |  | N | N | N | Electric Utility | [62 empty] | LIQUID | [39 empty] | 0.7385 | 0.025484 | 12.5895
57015 | Third Taxing District of Norwalk | 57689 | Norden 1-3 | CT | Fairfield | NORD2 | IC | OP | 2 | 2 | 2 |  | 6 | 2004 | DFO |  | N | N | N | Electric Utility | [62 empty] | LIQUID | [39 empty] | 0.7385 | 0.025484 | 12.5895
57015 | Third Taxing District of Norwalk | 57689 | Norden 1-3 | CT | Fairfield | NORD3 | IC | OP | 2 | 2 | 2 |  | 6 | 2004 | DFO |  | N | N | N | Electric Utility | [62 empty] | LIQUID | [39 empty] | 0.7385 | 0.025484 | 12.5895
57017 | DOE National Renewable Energy Laboratory | 57692 | DOE Golden NWTC Load Side | CO | Jefferson | SEPV | PV | OP | 1 | 1.1 | 1.1 |  | 10 | 2009 | SUN |  | N | Y | N | Commercial Non-CHP |  |  |  |  | N | [57 empty] | N/A | [39 empty] | 0 | 0 | 10.4
57017 | DOE National Renewable Energy Laboratory | 57693 | DOE Golden NWTC Turbine Side | CO | Jefferson | ALSTO | WT | OP | 3 | 3 | 3 |  | 9 | 2011 | WND |  | N | Y | N | Commercial Non-CHP |  |  |  |  | N | [57 empty] | N/A | [39 empty] | 0 | 0 | 10.4
57017 | DOE National Renewable Energy Laboratory | 57693 | DOE Golden NWTC Turbine Side | CO | Jefferson | GAMES | WT | OP | 2 | 2 | 2 |  | 10 | 2011 | WND |  | N | Y | N | Commercial Non-CHP |  |  |  |  | N | [57 empty] | N/A | [39 empty] | 0 | 0 | 10.4
57017 | DOE National Renewable Energy Laboratory | 57693 | DOE Golden NWTC Turbine Side | CO | Jefferson | GEDOE | WT | OP | 1.5 | 1.5 | 1.5 |  | 1 | 2010 | WND |  | N | Y | N | Commercial Non-CHP |  |  |  |  | N | [57 empty] | N/A | [39 empty] | 0 | 0 | 10.4
57017 | DOE National Renewable Energy Laboratory | 57693 | DOE Golden NWTC Turbine Side | CO | Jefferson | SIEM | WT | OP | 2.3 | 2.3 | 2.3 |  | 1 | 2010 | WND |  | N | Y | N | Commercial Non-CHP |  |  |  |  | N | [57 empty] | N/A | [39 empty] | 0 | 0 | 10.4
57017 | DOE National Renewable Energy Laboratory | 57694 | DOE Golden NREL Main Campus | CO | Jefferson | MESA | PV | OP | 0.7 | 0.7 | 0.7 |  | 12 | 2008 | SUN |  | N | Y | N | Commercial Non-CHP |  |  |  |  | N | [57 empty] | N/A | [39 empty] | 0 | 0 | 10.4
57017 | DOE National Renewable Energy Laboratory | 57694 | DOE Golden NREL Main Campus | CO | Jefferson | PARKL | PV | OP | 0.5 | 0.5 | 0.5 |  | 9 | 2011 | SUN |  | N | N | N | Commercial Non-CHP |  |  |  |  | N | [57 empty] | N/A | [39 empty] | 0 | 0 | 10.4
57017 | DOE National Renewable Energy Laboratory | 57694 | DOE Golden NREL Main Campus | CO | Jefferson | RSF1 | PV | OP | 0.5 | 0.5 | 0.5 |  | 12 | 2010 | SUN |  | N | Y | N | Commercial Non-CHP |  |  |  |  | N | [57 empty] | N/A | [39 empty] | 0 | 0 | 10.4
57017 | DOE National Renewable Energy Laboratory | 57694 | DOE Golden NREL Main Campus | CO | Jefferson | STF | PV | OP | 0.1 | 0.1 | 0.1 |  | 6 | 2009 | SUN |  | N | Y | N | Commercial Non-CHP |  |  |  |  | N | [57 empty] | N/A | [39 empty] | 0 | 0 | 10.4
57018 | Turnbull Hydro LLC | 57690 | Turnbull Hydro | MT | Teton | 1 | HY | OP | 5.3 | 5.3 | 5.3 |  | 7 | 2011 | WAT |  | N | Y | N | IPP Non-CHP | [62 empty] | N/A | [39 empty] | 0 | 0 | 10.4
57018 | Turnbull Hydro LLC | 57690 | Turnbull Hydro | MT | Teton | 2 | HY | OP | 7.7 | 7.7 | 7.7 |  | 6 | 2011 | WAT |  | N | Y | N | IPP Non-CHP | [62 empty] | N/A | [39 empty] | 0 | 0 | 10.4
57021 | FRV AE Solar LLC | 57699 | Webberville Solar Project | TX | Travis | AES1 | PV | OP | 30 | 30 | 30 |  | 12 | 2011 | SUN |  | N | Y | N | IPP Non-CHP |  |  |  |  | N | [57 empty] | N/A | [39 empty] | 0 | 0 | 10.4
57022 | Solar Power Inc. | 57697 | Aerojet I | CA | Sacramento | 1 | PV | OP | 3 | 3 | 3 |  | 12 | 2009 | SUN |  | N | Y | N | IPP Non-CHP |  |  |  |  | N | [57 empty] | N/A | [39 empty] | 0 | 0 | 10.4
57022 | Solar Power Inc. | 57698 | Aerojet II | CA | Sacramento | 1 | PV | OP | 2.7 | 2.7 | 2.7 |  | 6 | 2010 | SUN |  | N | Y | N | IPP Non-CHP |  |  |  |  | N | [57 empty] | N/A | [39 empty] | 0 | 0 | 10.4
57024 | Vasco Winds, LLC | 57700 | Vasco Winds | CA | Contra Costa | 1 | WT | OP | 78.2 | 78.2 | 78.2 |  | 12 | 2011 | WND |  | N | Y | N | IPP Non-CHP |  |  |  |  | N | [57 empty] | N/A | [39 empty] | 0 | 0 | 10.4
57027 | Signal Hill Petroleum, Inc | 57702 | Signal Hill West Unit | CA | Los Angeles | 1 | GT | OP | 5.7 | 5.7 | 5.7 |  | 7 | 2004 | OG |  | N | N | N | Industrial Non-CHP | [62 empty] | GAS | [39 empty] | 0.0016829 | 0.0016829 | 10.4
57029 | Blue Water Renewables Inc | 57706 | St Clair | MI | Saint Clair | 1 | IC | OP | 1.6 | 1.6 | 1.6 |  | 12 | 2011 | LFG |  | N | Y | N | IPP Non-CHP |  |  |  |  | N | [57 empty] | GAS | [39 empty] | 1.1659 | 0.0016829 | 10.4
57029 | Blue Water Renewables Inc | 57706 | St Clair | MI | Saint Clair | 2 | IC | OP | 1.6 | 1.6 | 1.6 |  | 12 | 2011 | LFG |  | N | Y | N | IPP Non-CHP |  |  |  |  | N | [57 empty] | GAS | [39 empty] | 1.1659 | 0.0016829 | 10.4
57030 | Mesquite Solar 1, LLC | 57707 | Mesquite Solar 1 | AZ | Maricopa | 1 | PV | OP | 16 | 16 | 16 |  | 11 | 2011 | SUN |  | N | Y | N | IPP Non-CHP |  |  |  |  | N | [57 empty] | N/A | [39 empty] | 0 | 0 | 10.4
57031 | Beacon Power LLC | 57710 | Stephentown Spindle LLC | NY | Rensselaer | SRS1 | FW | OP | 20 | 20 | 20 |  | 1 | 2011 | MWH |  | N | Y | N | IPP Non-CHP |  |  |  |  | N | [57 empty] | N/A | [39 empty] | 0 | 0 | 10.4
57031 | Beacon Power LLC | 57711 | Beacon Power Flywheel System 1 | MA | Middlesex | TYN1 | FW | OP | 1 | 1 | 1 |  | 11 | 2008 | MWH |  | N | Y | N | IPP Non-CHP | [62 empty] | N/A | [39 empty] | 0 | 0 | 10.4
57032 | Goodrich Aerostructures | 57713 | Goodrich Congeneration Plant | CA | San Diego | 151 | IC | OP | 3.2 | 3.2 | 3.2 |  | 4 | 2002 | NG | DFO | Y | N | Y | Industrial CHP |  |  |  |  | N | [57 empty] | GAS | [39 empty] | 1.1659 | 0.0016829 | 10.4
57032 | Goodrich Aerostructures | 57713 | Goodrich Congeneration Plant | CA | San Diego | 152 | IC | OP | 3.2 | 3.2 | 3.2 |  | 4 | 2002 | NG | DFO | Y | N | Y | Industrial CHP |  |  |  |  | N | [57 empty] | GAS | [39 empty] | 1.1659 | 0.0016829 | 10.4
57032 | Goodrich Aerostructures | 57713 | Goodrich Congeneration Plant | CA | San Diego | 153 | IC | OP | 3.2 | 3.2 | 3.2 |  | 4 | 2002 | NG | DFO | Y | N | Y | Industrial CHP |  |  |  |  | N | [57 empty] | GAS | [39 empty] | 1.1659 | 0.0016829 | 10.4
57034 | Watkins Manufacturing Corporation | 57715 | Watkins Manufacturing Co. | CA | San Diego | GEN1 | IC | OP | 1 | 1 | 1 |  | 11 | 2001 | NG |  | N | N | N | Industrial Non-CHP |  |  |  |  | N | [57 empty] | GAS | [39 empty] | 1.1659 | 0.0016829 | 10.4
57034 | Watkins Manufacturing Corporation | 57715 | Watkins Manufacturing Co. | CA | San Diego | GEN2 | IC | OP | 1 | 1 | 1 |  | 11 | 2001 | NG |  | N | N | N | Industrial Non-CHP |  |  |  |  | N | [57 empty] | GAS | [39 empty] | 1.1659 | 0.0016829 | 10.4
57036 | Copper Mountain 1 LLC | 56944 | CM10 | NV | Clark | PV01 | PV | OP | 10 | 10 | 10 |  | 12 | 2008 | SUN |  | N | Y | N | IPP Non-CHP |  |  |  |  | N | [57 empty] | N/A | [39 empty] | 0 | 0 | 10.4
57036 | Copper Mountain 1 LLC | 57205 | CM48 | NV | Clark | PV02 | PV | OP | 8 | 8 | 8 |  | 6 | 2010 | SUN |  | N | Y | N | IPP Non-CHP |  |  |  |  | N | [57 empty] | N/A | [39 empty] | 0 | 0 | 10.4
57036 | Copper Mountain 1 LLC | 57205 | CM48 | NV | Clark | PV03 | PV | OP | 10 | 10 | 10 |  | 9 | 2010 | SUN |  | N | Y | N | IPP Non-CHP |  |  |  |  | N | [57 empty] | N/A | [39 empty] | 0 | 0 | 10.4
57036 | Copper Mountain 1 LLC | 57205 | CM48 | NV | Clark | PV04 | PV | OP | 10 | 10 | 10 |  | 10 | 2010 | SUN |  | N | Y | N | IPP Non-CHP |  |  |  |  | N | [57 empty] | N/A | [39 empty] | 0 | 0 | 10.4
57036 | Copper Mountain 1 LLC | 57205 | CM48 | NV | Clark | PV05 | PV | OP | 10 | 10 | 10 |  | 11 | 2010 | SUN |  | N | Y | N | IPP Non-CHP |  |  |  |  | N | [57 empty] | N/A | [39 empty] | 0 | 0 | 10.4
57036 | Copper Mountain 1 LLC | 57205 | CM48 | NV | Clark | PV06 | PV | OP | 10 | 10 | 10 |  | 12 | 2010 | SUN |  | N | Y | N | IPP Non-CHP |  |  |  |  | N | [57 empty] | N/A | [39 empty] | 0 | 0 | 10.4
57041 | Idaho Winds LLC | 57749 | Sawtooth Wind Project | ID | Elmore | ST | WT | OP | 22.4 | 22.4 | 22.4 |  | 10 | 2011 | WND |  | N | Y | N | IPP Non-CHP |  |  |  |  | N | [57 empty] | N/A | [39 empty] | 0 | 0 | 10.4
57043 | University Park Energy LLC | 55250 | University Park South | IL | Will | UPG1 | GT | OP | 57 | 50 | 56 |  | 6 | 2001 | NG |  | N | Y | N | IPP Non-CHP |  |  |  |  | N | [57 empty] | GAS | IL | University Park Energy | 55250 | UP1 | 2010 | CP100 | ARP, CAIRNOX, CAIROS, CAIRSO2 | 225 | 12 | 4071 |  | 0.011 | 0.0867 | 1.547 | 2167.6 | 36741.7 | 5 |  | Will | Electric Utility | 4911 | Electric Services | 41.4405 | -87.7528 | University Park Energy, LLC (Owner/Operator) | Phase 2 |  | Operating | Combustion turbine | Pipeline Natural Gas |  |  | Water Injection |  | 300 | 9.1585 | GAS | 29 | 34.4828 | 0.0867 | 0.000599 | 9.0252
57043 | University Park Energy LLC | 55250 | University Park South | IL | Will | UPG2 | GT | OP | 57 | 50 | 56 |  | 6 | 2001 | NG |  | N | Y | N | IPP Non-CHP |  |  |  |  | N | [57 empty] | GAS | IL | University Park Energy | 55250 | UP2 | 2010 | CP100 | ARP, CAIRNOX, CAIROS, CAIRSO2 | 226 | 12 | 4016 |  | 0.011 | 0.0818 | 1.431 | 2129.5 | 36080 | 5 |  | Will | Electric Utility | 4911 | Electric Services | 41.4405 | -87.7528 | University Park Energy, LLC (Owner/Operator) | Phase 2 |  | Operating | Combustion turbine | Pipeline Natural Gas |  |  | Water Injection |  | 300 | 9.1022 | GAS | 28 | 0 | 0.0818 | 0.00061 | 8.9841
57043 | University Park Energy LLC | 55250 | University Park South | IL | Will | UPG3 | GT | OP | 57 | 50 | 56 |  | 6 | 2001 | NG |  | N | Y | N | IPP Non-CHP |  |  |  |  | N | [57 empty] | GAS | IL | University Park Energy | 55250 | UP3 | 2010 | CP100 | ARP, CAIRNOX, CAIROS, CAIRSO2 | 206 | 12 | 3771 |  | 0.01 | 0.077 | 1.27 | 2015.3 | 34146.2 | 5 |  | Will | Electric Utility | 4911 | Electric Services | 41.4405 | -87.7528 | University Park Energy, LLC (Owner/Operator) | Phase 2 |  | Operating | Combustion turbine | Pipeline Natural Gas |  |  | Water Injection |  | 300 | 9.5617 | GAS | 47 | 404.2553 | 0.077 | 0.000586 | 9.0549
57043 | University Park Energy LLC | 55250 | University Park South | IL | Will | UPG4 | GT | OP | 57 | 50 | 56 |  | 6 | 2001 | NG |  | N | Y | N | IPP Non-CHP |  |  |  |  | N | [57 empty] | GAS | IL | University Park Energy | 55250 | UP3 | 2010 | CP100 | ARP, CAIRNOX, CAIROS, CAIRSO2 | 206 | 12 | 3771 |  | 0.01 | 0.077 | 1.27 | 2015.3 | 34146.2 | 5 |  | Will | Electric Utility | 4911 | Electric Services | 41.4405 | -87.7528 | University Park Energy, LLC (Owner/Operator) | Phase 2 |  | Operating | Combustion turbine | Pipeline Natural Gas |  |  | Water Injection |  | 300 | 9.5617 | GAS | 47 | -95.7447 | 0.077 | 0.000586 | 9.0549
57043 | University Park Energy LLC | 55250 | University Park South | IL | Will | UPG5 | GT | OP | 57 | 50 | 56 |  | 6 | 2001 | NG |  | N | Y | N | IPP Non-CHP |  |  |  |  | N | [57 empty] | GAS | IL | University Park Energy | 55250 | UP5 | 2010 | CP100 | ARP, CAIRNOX, CAIROS, CAIRSO2 | 194 | 12 | 3307 |  | 0.009 | 0.0935 | 1.295 | 1697 | 28760.6 | 5 |  | Will | Electric Utility | 4911 | Electric Services | 41.4405 | -87.7528 | University Park Energy, LLC (Owner/Operator) | Phase 2 |  | Operating | Combustion turbine | Pipeline Natural Gas |  |  | Water Injection |  | 300 | 9.3349 | GAS | 35 | 200 | 0.0935 | 0.000626 | 8.6969
57043 | University Park Energy LLC | 55250 | University Park South | IL | Will | UPG6 | GT | OP | 57 | 50 | 56 |  | 7 | 2001 | NG |  | N | Y | N | IPP Non-CHP |  |  |  |  | N | [57 empty] | GAS | IL | University Park Energy | 55250 | UP6 | 2010 | CP100 | ARP, CAIRNOX, CAIROS, CAIRSO2 | 197 | 12 | 3398 |  | 0.009 | 0.0822 | 1.162 | 1725.6 | 29243.3 | 5 |  | Will | Electric Utility | 4911 | Electric Services | 41.4405 | -87.7528 | University Park Energy, LLC (Owner/Operator) | Phase 2 |  | Operating | Combustion turbine | Pipeline Natural Gas |  |  | Water Injection |  | 300 | 8.7435 | GAS | 34 | 176.4706 | 0.0822 | 0.000616 | 8.606
57044 | Constellation Solar New Jersey, LLC | 57733 | Benjamin Moore & Co. Solar | NJ | Flanders | PV1 | PV | OP | 1.4 | 1.4 | 1.4 |  | 12 | 2010 | SUN |  | N | Y | N | Commercial Non-CHP | [62 empty] | N/A | [39 empty] | 0 | 0 | 10.4
57044 | Constellation Solar New Jersey, LLC | 57745 | The City of Vineland at West Vineland | NJ | Cumberland | PV1 | PV | OP | 3.7 | 3.7 | 3.7 |  | 10 | 2011 | SUN |  | N | Y | N | IPP Non-CHP | [62 empty] | N/A | [39 empty] | 0 | 0 | 10.4
57044 | Constellation Solar New Jersey, LLC | 57746 | The City of Vineland at North Vineland | NJ | Cumberland | PV1 | PV | OP | 2.3 | 2.3 | 2.3 |  | 10 | 2011 | SUN |  | N | Y | N | IPP Non-CHP | [62 empty] | N/A | [39 empty] | 0 | 0 | 10.4
57045 | Guadalupe Power Partners LP | 55153 | Guadalupe Generating Station | TX | Guadalupe | CTG1 | CT | OP | 184.6 | 150 | 165.7 |  | 10 | 2000 | NG |  | N | Y | N | IPP Non-CHP |  |  |  |  | N | [57 empty] | GAS | TX | Guadalupe Generating Station | 55153 | CTG-1 | 2010 |  | ARP, CAIRNOX, CAIRSO2 | 6000.25 | 12 | 713019.75 |  | 2.46 | 0.0419 | 143.511 | 488552.9 | 8220785 | 6 | Electric Reliability Council of Texas | Guadalupe | Cogeneration | 4911 | Electric Services | 29.6237 | -98.1395 | Guadalupe Power Partners, LP (Owner/Operator) | Phase 2 |  | Operating | Combined cycle | Pipeline Natural Gas |  |  | Dry Low NOx Burners |  | 1890 | 11.2108 | GAS | 170 | 487.0247 | 0.0419 | 0.000598 | 11.2108
57045 | Guadalupe Power Partners LP | 55153 | Guadalupe Generating Station | TX | Guadalupe | CTG2 | CT | OP | 184.6 | 150 | 162 |  | 10 | 2000 | NG |  | N | Y | N | IPP Non-CHP |  |  |  |  | N | [57 empty] | GAS | TX | Guadalupe Generating Station | 55153 | CTG-2 | 2010 |  | ARP, CAIRNOX, CAIRSO2 | 6187 | 12 | 737732 |  | 2.536 | 0.0465 | 161.673 | 503246.625 | 8468015.225 | 6 | Electric Reliability Council of Texas | Guadalupe | Cogeneration | 4911 | Electric Services | 29.6237 | -98.1395 | Guadalupe Power Partners, LP (Owner/Operator) | Phase 2 |  | Operating | Combined cycle | Pipeline Natural Gas |  |  | Dry Low NOx Burners |  | 1890 | 11.1963 | GAS | 168 | 481.4815 | 0.0465 | 0.000599 | 11.1963
57045 | Guadalupe Power Partners LP | 55153 | Guadalupe Generating Station | TX | Guadalupe | CTG3 | CT | OP | 184.6 | 148 | 163 |  | 12 | 2000 | NG |  | N | Y | N | IPP Non-CHP |  |  |  |  | N | [57 empty] | GAS | TX | Guadalupe Generating Station | 55153 | CTG-3 | 2010 |  | ARP, CAIRNOX, CAIRSO2 | 5389.75 | 12 | 644857.25 |  | 2.208 | 0.0394 | 117.905 | 437369.7 | 7359583.925 | 6 | Electric Reliability Council of Texas | Guadalupe | Cogeneration | 4911 | Electric Services | 29.6237 | -98.1395 | Guadalupe Power Partners, LP (Owner/Operator) | Phase 2 |  | Operating | Combined cycle | Pipeline Natural Gas |  |  | Dry Low NOx Burners |  | 1890 | 11.1815 | GAS | 163 | 500 | 0.0394 | 0.0006 | 11.1815
57045 | Guadalupe Power Partners LP | 55153 | Guadalupe Generating Station | TX | Guadalupe | CTG4 | CT | OP | 184.6 | 150 | 166 |  | 12 | 2000 | NG |  | N | Y | N | IPP Non-CHP |  |  |  |  | N | [57 empty] | GAS | TX | Guadalupe Generating Station | 55153 | CTG-4 | 2010 |  | ARP, CAIRNOX, CAIRSO2 | 5409 | 12 | 646629.25 |  | 2.297 | 0.0383 | 120.373 | 456767.725 | 7686010.075 | 6 | Electric Reliability Council of Texas | Guadalupe | Cogeneration | 4911 | Electric Services | 29.6237 | -98.1395 | Guadalupe Power Partners, LP (Owner/Operator) | Phase 2 |  | Operating | Combined cycle | Pipeline Natural Gas |  |  | Dry Low NOx Burners |  | 1890 | 11.5762 | GAS | 169 | 490.9639 | 0.0383 | 0.000598 | 11.5762
57045 | Guadalupe Power Partners LP | 55153 | Guadalupe Generating Station | TX | Guadalupe | STG1 | CA | OP | 201.9 | 199 | 205 |  | 10 | 2000 | NG |  | N | Y | N | IPP Non-CHP |  |  |  |  | N | [57 empty] | GAS | [39 empty] | 0 | 0 | 10.4
57045 | Guadalupe Power Partners LP | 55153 | Guadalupe Generating Station | TX | Guadalupe | STG2 | CA | OP | 201.9 | 198 | 198 |  | 10 | 2000 | NG |  | N | Y | N | IPP Non-CHP |  |  |  |  | N | [57 empty] | GAS | [39 empty] | 0 | 0 | 10.4
57046 | University of Minnestoa Morris Campus | 57732 | UMM Wind Turbine | MN | Stevens | UMM1 | WT | OP | 1.7 | 0.6 | 0.9 |  | 6 | 2011 | WND |  | N | Y | N | Commercial Non-CHP | [62 empty] | N/A | [39 empty] | 0 | 0 | 10.4
57047 | BioFuels Point Loma LLC | 57735 | UCSD Fuel Cell Plant | CA | San Diego | UCSD | FC | OP | 3 | 2.8 | 2.8 |  | 11 | 2011 | OBG | NG | Y | Y | N | IPP Non-CHP | [62 empty] | GAS | [39 empty] | 0 | 0 | 10.4
57049 | NFI Solar LLC | 57734 | Cherry Hill | NJ | Camden | CH | PV | OP | 1.1 | 1.1 | 1.1 |  | 3 | 2010 | SUN |  | N | Y | N | IPP Non-CHP |  |  |  |  | N | [57 empty] | N/A | [39 empty] | 0 | 0 | 10.4
57049 | NFI Solar LLC | 57742 | Vineland Headquarters | NJ | Cumberland | VHQ | PV | OP | 1.1 | 1.1 | 1.1 |  | 6 | 2011 | SUN |  | N | Y | N | IPP Non-CHP |  |  |  |  | N | [57 empty] | N/A | [39 empty] | 0 | 0 | 10.4
57049 | NFI Solar LLC | 57750 | Maple Solar | NJ | Cumberland | P1 | PV | OP | 1.6 | 1.6 | 1.6 |  | 5 | 2011 | SUN |  | N | Y | N | IPP Non-CHP |  |  |  |  | N | [57 empty] | N/A | [39 empty] | 0 | 0 | 10.4
57049 | NFI Solar LLC | 57750 | Maple Solar | NJ | Cumberland | P2 | PV | OP | 0.8 | 0.8 | 0.8 |  | 9 | 2011 | SUN |  | N | Y | N | IPP Non-CHP |  |  |  |  | N | [57 empty] | N/A | [39 empty] | 0 | 0 | 10.4
57050 | TPW Petersburg LLC | 57755 | TPW Petersburg | NE | Boone | PETE | WT | OP | 40.5 | 40.5 | 40.5 |  | 11 | 2011 | WND |  | N | Y | N | IPP Non-CHP |  |  |  |  | N | [57 empty] | N/A | [39 empty] | 0 | 0 | 10.4
57051 | Frederick County Virginia | 57754 | Frederick County LFGTE Facility | VA | Frederick | 1 | IC | OP | 1 | 1 | 1 |  | 11 | 2010 | LFG |  | N | Y | N | Commercial Non-CHP |  |  |  |  | N | [57 empty] | GAS | [39 empty] | 1.1659 | 0.0016829 | 10.4
57051 | Frederick County Virginia | 57754 | Frederick County LFGTE Facility | VA | Frederick | 2 | IC | OP | 1 | 1 | 1 |  | 11 | 2010 | LFG |  | N | Y | N | Commercial Non-CHP |  |  |  |  | N | [57 empty] | GAS | [39 empty] | 1.1659 | 0.0016829 | 10.4
57052 | NRG Solar Arrowhead LLC | 57747 | FedEx Field Solar Facility | MD | Prince George's | 1 | PV | OP | 2 | 2 | 2 |  | 9 | 2011 | SUN |  | N | Y | N | IPP Non-CHP | [62 empty] | N/A | [39 empty] | 0 | 0 | 10.4
57054 | Suzlon Project VIII LLC | 57741 | Suzlon Project VIII LLC | TX | Hartley | SP95 | WT | OP | 2.1 | 2.1 | 2.1 |  | 10 | 2011 | WND |  | N | N | N | IPP Non-CHP |  |  |  |  | N | [57 empty] | N/A | [39 empty] | 0 | 0 | 10.4
57054 | Suzlon Project VIII LLC | 57741 | Suzlon Project VIII LLC | TX | Hartley | SP97 | WT | OP | 2.1 | 2.1 | 2.1 |  | 10 | 2011 | WND |  | N | N | N | IPP Non-CHP |  |  |  |  | N | [57 empty] | N/A | [39 empty] | 0 | 0 | 10.4
57055 | SunE SPS1, LLC | 57736 | SPS1 Dollarhide | NM | Lea | 1 | PV | OP | 10 | 10 | 10 |  | 9 | 2011 | SUN |  | N | Y | N | IPP Non-CHP |  |  |  |  | N | [57 empty] | N/A | [39 empty] | 0 | 0 | 10.4
57056 | SunE SPS2, LLC | 57737 | SPS2 Jal | NM | Lea | 1 | PV | OP | 10 | 10 | 10 |  | 9 | 2011 | SUN |  | N | Y | N | IPP Non-CHP |  |  |  |  | N | [57 empty] | N/A | [39 empty] | 0 | 0 | 10.4
57057 | SunE SPS3, LLC | 57738 | SPS3 Lea | NM | Lea | 1 | PV | OP | 10 | 10 | 10 |  | 11 | 2011 | SUN |  | N | Y | N | IPP Non-CHP |  |  |  |  | N | [57 empty] | N/A | [39 empty] | 0 | 0 | 10.4
57058 | SunE SPS5, LLC | 57740 | SPS5 Hopi | NM | Eddy | 1 | PV | OP | 10.1 | 10.1 | 10.1 |  | 12 | 2011 | SUN |  | N | Y | N | IPP Non-CHP |  |  |  |  | N | [57 empty] | N/A | [39 empty] | 0 | 0 | 10.4
57059 | SunE SPS4, LLC | 57739 | SPS4 Monument | NM | Lea | 1 | PV | OP | 10.1 | 10.1 | 10.1 |  | 12 | 2011 | SUN |  | N | Y | N | IPP Non-CHP |  |  |  |  | N | [57 empty] | N/A | [39 empty] | 0 | 0 | 10.4
57066 | Coastal Community Action Program | 57756 | Coastal Energy Project | WA | Grays Harbor | 1 | WT | OP | 6 | 6 | 6 |  | 6 | 2010 | WND |  | N | N | N | IPP Non-CHP | [62 empty] | N/A | [39 empty] | 0 | 0 | 10.4
57068 | Power County Wind Park South LLC | 57760 | Power County Wind Park South | ID | Power | PCWPS | WT | OP | 22.5 | 22.5 | 22.5 |  | 12 | 2011 | WND |  | N | Y | N | IPP Non-CHP |  |  |  |  | N | [57 empty] | N/A | [39 empty] | 0 | 0 | 10.4
57069 | Power County Wind Park North LLC | 57761 | Power County Wind Park North | ID | Power | PCWPN | WT | OP | 22.5 | 22.5 | 22.5 |  | 12 | 2011 | WND |  | N | Y | N | IPP Non-CHP |  |  |  |  | N | [57 empty] | N/A | [39 empty] | 0 | 0 | 10.4
57071 | Modern Mallard Energy LLC | 55013 | Mallard Ridge Gas Recovery | WI | Walworth | GEN1 | IC | OP | 0.8 | 0.8 | 0.8 |  | 10 | 1996 | LFG |  | N | Y | N | IPP Non-CHP |  |  |  |  | N | [57 empty] | GAS | [39 empty] | 1.1659 | 0.0016829 | 10.4
57071 | Modern Mallard Energy LLC | 55013 | Mallard Ridge Gas Recovery | WI | Walworth | GEN2 | IC | OP | 0.8 | 0.8 | 0.8 |  | 10 | 1996 | LFG |  | N | Y | N | IPP Non-CHP |  |  |  |  | N | [57 empty] | GAS | [39 empty] | 1.1659 | 0.0016829 | 10.4
57071 | Modern Mallard Energy LLC | 55013 | Mallard Ridge Gas Recovery | WI | Walworth | GEN3 | IC | OP | 0.8 | 0.8 | 0.8 |  | 6 | 1997 | LFG |  | N | Y | N | IPP Non-CHP |  |  |  |  | N | [57 empty] | GAS | [39 empty] | 1.1659 | 0.0016829 | 10.4
57072 | MFP CO III, LLC | 57765 | Arizona Western College PV | AZ | Yuma | GV1 | PV | OP | 0.5 | 0.5 | 0.5 |  | 11 | 2011 | SUN |  | N | Y | N | IPP Non-CHP | [62 empty] | N/A | [39 empty] | 0 | 0 | 10.4
57072 | MFP CO III, LLC | 57765 | Arizona Western College PV | AZ | Yuma | GV2 | PV | OP | 0.5 | 0.5 | 0.5 |  | 11 | 2011 | SUN |  | N | Y | N | IPP Non-CHP | [62 empty] | N/A | [39 empty] | 0 | 0 | 10.4
57072 | MFP CO III, LLC | 57765 | Arizona Western College PV | AZ | Yuma | SFC | PV | OP | 1 | 1 | 1 |  | 11 | 2011 | SUN |  | N | Y | N | IPP Non-CHP | [62 empty] | N/A | [39 empty] | 0 | 0 | 10.4
57072 | MFP CO III, LLC | 57765 | Arizona Western College PV | AZ | Yuma | SHP | PV | OP | 0.9 | 0.9 | 0.9 |  | 11 | 2011 | SUN |  | N | Y | N | IPP Non-CHP | [62 empty] | N/A | [39 empty] | 0 | 0 | 10.4
57072 | MFP CO III, LLC | 57765 | Arizona Western College PV | AZ | Yuma | STE | PV | OP | 0.9 | 0.9 | 0.9 |  | 11 | 2011 | SUN |  | N | Y | N | IPP Non-CHP | [62 empty] | N/A | [39 empty] | 0 | 0 | 10.4
57072 | MFP CO III, LLC | 57765 | Arizona Western College PV | AZ | Yuma | SWD | PV | OP | 0.9 | 0.9 | 0.9 |  | 11 | 2011 | SUN |  | N | Y | N | IPP Non-CHP | [62 empty] | N/A | [39 empty] | 0 | 0 | 10.4
57075 | Ridgeline Energy LLC | 57766 | Rockland Wind Farm | ID | Power | RLWF | WT | OP | 79.2 | 79.2 | 79.2 |  | 12 | 2011 | WND |  | N | Y | N | IPP Non-CHP | [62 empty] | N/A | [39 empty] | 0 | 0 | 10.4
57077 | Adams Electric Cooperative | 57767 | Brown County Wind Turbine | IL | Brown | 1 | WT | OP | 1.5 | 1.5 | 1.5 |  | 9 | 2011 | WND |  | N | Y | N | Electric Utility | [62 empty] | N/A | [39 empty] | 0 | 0 | 10.4
57078 | Ecogy Pennsylvania Systems LLC | 57768 | Longwood Gardens | PA | Chester | 1 | PV | OP | 1.3 | 1.3 | 1.3 |  | 5 | 2010 | SUN |  | N | Y | N | IPP Non-CHP | [62 empty] | N/A | [39 empty] | 0 | 0 | 10.4
57081 | Washington Gas Energy Services, Inc. | 57772 | Perdue Bridgeville Photovoltaic | DE | Sussex | BRID | PV | OP | 1.3 | 1.3 | 1.3 |  | 7 | 2011 | SUN |  | N | Y | N | Electric Utility | [62 empty] | N/A | [39 empty] | 0 | 0 | 10.4
57081 | Washington Gas Energy Services, Inc. | 57879 | Perdue Salisbury Photovoltaic | MD | Wicomico | SALI | PV | OP | 1 | 1 | 1 |  | 9 | 2011 | SUN |  | N | Y | N | Electric Utility |  |  |  |  | N | [57 empty] | N/A | [39 empty] | 0 | 0 | 10.4
57083 | Kingman Energy Corp | 57775 | Kingman 1 | AZ | Mohave | PV | PV | OP | 0.5 | 0.5 | 0.5 |  | 9 | 2011 | SUN |  | N | Y | N | IPP Non-CHP |  |  |  |  | N | [57 empty] | N/A | [39 empty] | 0 | 0 | 10.4
57083 | Kingman Energy Corp | 57775 | Kingman 1 | AZ | Mohave | WGNS | WT | OP | 10 | 10 | 10 |  | 9 | 2011 | WND |  | N | Y | N | IPP Non-CHP |  |  |  |  | N | [57 empty] | N/A | [39 empty] | 0 | 0 | 10.4
57085 | BP Solar International | 57773 | Palo Verde College | CA | Riverside | 1 | PV | OP | 1.2 | 1.2 | 1.2 |  | 8 | 2009 | SUN |  | N | Y | N | Commercial Non-CHP | [62 empty] | N/A | [39 empty] | 0 | 0 | 10.4
57085 | BP Solar International | 57776 | FedEx Woodbridge | NJ | Middlesex | 1 | PV | OP | 2.4 | 2.4 | 2.4 |  | 12 | 2009 | SUN |  | N | Y | N | IPP Non-CHP |  |  |  |  | N | [57 empty] | N/A | [39 empty] | 0 | 0 | 10.4
57086 | Jackson Power Company, LLC | 55270 | Jackson Michigan Facility | MI | Jackson | 7EA | CT | OP | 79 | 70 | 90 |  | 7 | 2002 | NG |  | N | Y | N | IPP Non-CHP |  |  |  |  | N | [57 empty] | GAS | MI | Jackson MI Facility | 55270 | 7EA | 2010 |  | ARP, CAIRNOX, CAIROS, CAIRSO2 | 2163.4 | 12 | 148761.59 |  | 0.465 | 0.0437 | 26.602 | 92161.661 | 1550823.882 | 5 |  | Jackson | Electric Utility | 4911 | Electric Services | 42.2488 | -84.3767 | AlphaGen Power, LLC (Owner) Triton Power Michigan, LLC (Operator) Kinder Morgan Power Company (Operator) | Phase 2 |  | Operating | Combined cycle | Pipeline Natural Gas |  |  | Dry Low NOx Burners |  | 1260 | 8.4865 | GAS | 140 | 1722.2222 | 0.0437 | 0.0006 | 8.4865
57086 | Jackson Power Company, LLC | 55270 | Jackson Michigan Facility | MI | Jackson | LM1 | CT | OP | 60 | 49 | 51 |  | 7 | 2002 | NG |  | N | Y | N | IPP Non-CHP |  |  |  |  | N | [57 empty] | GAS | MI | Jackson MI Facility | 55270 | LM1 | 2010 |  | ARP, CAIRNOX, CAIROS, CAIRSO2 | 2089.38 | 12 | 51566.89 |  | 0.182 | 0.0965 | 24.156 | 36037.84 | 606396.835 | 5 |  | Jackson | Electric Utility | 4911 | Electric Services | 42.2488 | -84.3767 | AlphaGen Power, LLC (Owner) Triton Power Michigan, LLC (Operator) Kinder Morgan Power Company (Operator) | Phase 2 |  | Operating | Combined cycle | Pipeline Natural Gas |  |  | Steam Injection |  | 650 | 8.1729 | GAS | 72 | 1794.1176 | 0.0965 | 0.0006 | 8.1729
57086 | Jackson Power Company, LLC | 55270 | Jackson Michigan Facility | MI | Jackson | LM2 | CT | OP | 60 | 49 | 51 |  | 7 | 2002 | NG |  | N | Y | N | IPP Non-CHP |  |  |  |  | N | [57 empty] | GAS | MI | Jackson MI Facility | 55270 | LM2 | 2010 |  | ARP, CAIRNOX, CAIROS, CAIRSO2 | 2103.57 | 12 | 53932.36 |  | 0.189 | 0.091 | 24.869 | 37456.54 | 630331.553 | 5 |  | Jackson | Electric Utility | 4911 | Electric Services | 42.2488 | -84.3767 | AlphaGen Power, LLC (Owner) Triton Power Michigan, LLC (Operator) Kinder Morgan Power Company (Operator) | Phase 2 |  | Operating | Combined cycle | Pipeline Natural Gas |  |  | Steam Injection |  | 650 | 8.2736 | GAS | 73 | 1784.3137 | 0.091 | 0.0006 | 8.2736
57086 | Jackson Power Company, LLC | 55270 | Jackson Michigan Facility | MI | Jackson | LM3 | CT | OP | 60 | 49 | 51 |  | 7 | 2002 | NG |  | N | Y | N | IPP Non-CHP |  |  |  |  | N | [57 empty] | GAS | MI | Jackson MI Facility | 55270 | LM3 | 2010 |  | ARP, CAIRNOX, CAIROS, CAIRSO2 | 2067.68 | 12 | 50588.14 |  | 0.181 | 0.0949 | 23.922 | 35757.94 | 601705.797 | 5 |  | Jackson | Electric Utility | 4911 | Electric Services | 42.2488 | -84.3767 | AlphaGen Power, LLC (Owner) Triton Power Michigan, LLC (Operator) Kinder Morgan Power Company (Operator) | Phase 2 |  | Operating | Combined cycle | Pipeline Natural Gas |  |  | Steam Injection |  | 650 | 8.1193 | GAS | 72 | 1794.1176 | 0.0949 | 0.000602 | 8.1193
57086 | Jackson Power Company, LLC | 55270 | Jackson Michigan Facility | MI | Jackson | LM4 | CT | OP | 60 | 49 | 51 |  | 7 | 2002 | NG |  | N | Y | N | IPP Non-CHP |  |  |  |  | N | [57 empty] | GAS | MI | Jackson MI Facility | 55270 | LM4 | 2010 |  | ARP, CAIRNOX, CAIROS, CAIRSO2 | 2196.56 | 12 | 53542.64 |  | 0.194 | 0.0921 | 26.034 | 38359.645 | 645499.453 | 5 |  | Jackson | Electric Utility | 4911 | Electric Services | 42.2488 | -84.3767 | AlphaGen Power, LLC (Owner) Triton Power Michigan, LLC (Operator) Kinder Morgan Power Company (Operator) | Phase 2 |  | Operating | Combined cycle | Pipeline Natural Gas |  |  | Steam Injection |  | 650 | 8.343 | GAS | 72 | 1794.1176 | 0.0921 | 0.000601 | 8.343
57086 | Jackson Power Company, LLC | 55270 | Jackson Michigan Facility | MI | Jackson | LM5 | CT | OP | 60 | 49 | 51 |  | 7 | 2002 | NG |  | N | Y | N | IPP Non-CHP |  |  |  |  | N | [57 empty] | GAS | MI | Jackson MI Facility | 55270 | LM5 | 2010 |  | ARP, CAIRNOX, CAIROS, CAIRSO2 | 2049.93 | 12 | 53864.2 |  | 0.184 | 0.0928 | 23.805 | 36468.405 | 613620.427 | 5 |  | Jackson | Electric Utility | 4911 | Electric Services | 42.2488 | -84.3767 | AlphaGen Power, LLC (Owner) Triton Power Michigan, LLC (Operator) Kinder Morgan Power Company (Operator) | Phase 2 |  | Operating | Combined cycle | Pipeline Natural Gas |  |  | Steam Injection |  | 650 | 8.1546 | GAS | 74 | 1774.5098 | 0.0928 | 0.0006 | 8.1546
57086 | Jackson Power Company, LLC | 55270 | Jackson Michigan Facility | MI | Jackson | LM6 | CT | OP | 60 | 49 | 51 |  | 7 | 2002 | NG |  | N | Y | N | IPP Non-CHP |  |  |  |  | N | [57 empty] | GAS | MI | Jackson MI Facility | 55270 | LM6 | 2010 |  | ARP, CAIRNOX, CAIROS, CAIRSO2 | 2068.15 | 12 | 52696.68 |  | 0.187 | 0.0911 | 24.912 | 37029.312 | 623100.241 | 5 |  | Jackson | Electric Utility | 4911 | Electric Services | 42.2488 | -84.3767 | AlphaGen Power, LLC (Owner) Triton Power Michigan, LLC (Operator) Kinder Morgan Power Company (Operator) | Phase 2 |  | Operating | Combined cycle | Pipeline Natural Gas |  |  | Steam Injection |  | 650 | 8.2389 | GAS | 74 | 1774.5098 | 0.0911 | 0.0006 | 8.2389
57086 | Jackson Power Company, LLC | 55270 | Jackson Michigan Facility | MI | Jackson | ST1 | CA | OP | 105 | 100 | 105 |  | 7 | 2002 | NG |  | N | Y | N | IPP Non-CHP |  |  |  |  | N | [57 empty] | GAS | [39 empty] | 0 | 0 | 10.4
57086 | Jackson Power Company, LLC | 55270 | Jackson Michigan Facility | MI | Jackson | ST2 | CA | OP | 105 | 100 | 105 |  | 7 | 2002 | NG |  | N | Y | N | IPP Non-CHP |  |  |  |  | N | [57 empty] | GAS | [39 empty] | 0 | 0 | 10.4
57097 | Oak Grove Management Co LLC | 6180 | Oak Grove | TX | Robertson | OG1 | ST | OP | 916.8 | 840 | 840 |  | 4 | 2010 | LIG | NG | Y | Y | N | IPP Non-CHP |  |  |  |  | N | Y |  |  | Y | [53 empty] | COAL | TX | Oak Grove | 6180 | 1 | 2010 |  | ARP, CAIRNOX, CAIRSO2 | 7301.01 | 12 | 5627354.27 |  | 1665 | 0.0693 | 1800.007 | 6106348.875 | 56207891.71 | 6 | Electric Reliability Council of Texas | Robertson | Electric Utility |  |  | 31.185 | -96.4853 | Oak Grove Management Company LLC (Owner/Operator) | Phase 2 |  | Operating | Tangentially-fired | Coal | Pipeline Natural Gas | Wet Limestone | Low NOx Burner Technology w/ Separated OFA Ammonia Injection Selective Catalytic Reduction | Baghouse | 8970 | 9.8849 | COAL | 882 | 475 | 0.0693 | 0.059244 | 9.8849
57097 | Oak Grove Management Co LLC | 6180 | Oak Grove | TX | Robertson | OG2 | ST | OP | 878.6 | 825 | 825 |  | 4 | 2011 | LIG | NG | Y | Y | N | IPP Non-CHP |  |  |  |  | N | Y |  |  | Y | [53 empty] | COAL | TX | Oak Grove | 6180 | 2 | 2010 |  | ARP, CAIRNOX, CAIRSO2 | 3706.77 | 9 | 2591033.97 |  | 764.166 | 0.0734 | 881.826 | 2896372.838 | 26683326.54 | 6 | Electric Reliability Council of Texas | Robertson | Electric Utility |  |  | 31.185 | -96.4853 | Oak Grove Management Company LLC (Owner/Operator) | Phase 2 |  | Operating | Dry bottom wall-fired boiler | Coal | Pipeline Natural Gas | Wet Limestone | Low NOx Burner Technology (Dry Bottom only) Ammonia Injection Selective Catalytic Reduction | Baghouse | 8970 | 10.2274 | COAL | 871 | 472.1212 | 0.0734 | 0.057277 | 10.2274
57098 | Sandow Power Co LLC | 52071 | Sandow No 5 | TX | Milam | 5 | ST | OP | 661.5 | 570 | 570 |  | 1 | 2010 | LIG | DFO | Y | Y | N | IPP Non-CHP |  |  |  |  | N | Y | Y | [55 empty] | COAL | TX | Sandow Station | 52071 | 5B | 2010 |  | ARP, CAIRNOX, CAIRSO2 | 6534.02 | 12 | 1903185.86 |  | 725.207 | 0.0818 | 650.938 | 1768530.401 | 16262181.4 | 6 |  | Milam | Electric Utility |  |  | 30.5681 | -97.0614 | Sandow Power Company, LLC (Owner) Luminant Generation Company LLC (Operator) | Phase 2 |  | Operating | Circulating fluidized bed boiler | Coal | Diesel Oil | Dry Lime FGD Fluidized Bed Limestone Injection | Selective Non-catalytic Reduction | Baghouse | 2960 | 8.4668 | COAL | 334 | 146.7066 | 0.0818 | 0.089189 | 8.4668
57101 | FC Landfill Energy | 57786 | FC Landfill Energy | MD | Frederick | UNIT1 | IC | OP | 1.1 | 1.1 | 1.1 |  | 6 | 2010 | LFG |  | N | Y | N | Commercial Non-CHP |  |  |  |  | N | [57 empty] | GAS | [39 empty] | 1.1659 | 0.0016829 | 10.4
57101 | FC Landfill Energy | 57786 | FC Landfill Energy | MD | Frederick | UNIT2 | IC | OP | 1.1 | 1.1 | 1.1 |  | 6 | 2010 | LFG |  | N | Y | N | Commercial Non-CHP | [62 empty] | GAS | [39 empty] | 1.1659 | 0.0016829 | 10.4
57103 | US GSA Heating and Transmission | 57788 | US GSA Heating and Transmission | DC | Washington | TG1 | GT | OP | 5.4 | 5 | 5 |  | 7 | 2004 | NG | DFO | Y | Y | Y | Commercial CHP | [62 empty] | GAS | [39 empty] | 0.17927 | 0.0021866 | 10.3562
57103 | US GSA Heating and Transmission | 57788 | US GSA Heating and Transmission | DC | Washington | TG2 | GT | OP | 5.4 | 5 | 5 |  | 7 | 2004 | NG | DFO | Y | Y | Y | Commercial CHP | [62 empty] | GAS | [39 empty] | 0.17927 | 0.0021866 | 10.3562
57106 | Peak Power 1, LLC | 57789 | Peak Power 1 Cogen | NY | Manhattan | GEN1 | IC | OP | 2.1 | 2 | 2 |  | 7 | 2010 | NG |  | N | N | N | Commercial Non-CHP |  |  |  |  | N | [57 empty] | GAS | [39 empty] | 1.1659 | 0.0016829 | 10.4
57106 | Peak Power 1, LLC | 57789 | Peak Power 1 Cogen | NY | Manhattan | GEN2 | IC | OP | 2.1 | 2 | 2 |  | 7 | 2010 | NG |  | N | N | N | Commercial Non-CHP |  |  |  |  | N | [57 empty] | GAS | [39 empty] | 1.1659 | 0.0016829 | 10.4
57106 | Peak Power 1, LLC | 57789 | Peak Power 1 Cogen | NY | Manhattan | GEN3 | IC | OP | 2.1 | 2 | 2 |  | 7 | 2010 | NG |  | N | N | N | Commercial Non-CHP |  |  |  |  | N | [57 empty] | GAS | [39 empty] | 1.1659 | 0.0016829 | 10.4
57107 | RE Bagdad Solar 1 LLC | 57790 | RE Bagdad Solar I LLC | AZ | Yavapai | 1 | PV | OP | 16.6 | 16.6 | 16.6 |  | 12 | 2011 | SUN |  | N | Y | N | IPP Non-CHP | [62 empty] | N/A | [39 empty] | 0 | 0 | 10.4
57108 | The County of Sonoma | 57793 | Sonoma County Fuel Cell | CA | Sonoma | FC-1 | FC | OP | 1.4 | 1.4 | 1.4 |  | 12 | 2010 | NG |  | N | Y | Y | Electric Utility |  |  |  |  | N | [57 empty] | GAS | [39 empty] | 0 | 0 | 10.4
57110 | Foundation AB Owner LLC | 57791 | Foundation AB | CA | Solano | WTG1 | WT | OP | 1.5 | 1.5 | 1.5 |  | 11 | 2011 | WND |  | N | N | N | IPP Non-CHP | [62 empty] | N/A | [39 empty] | 0 | 0 | 10.4
57111 | Foundation IE Owner, LLC | 57792 | Foundation IE | CA | San Bernardino | WTG1 | WT | OP | 1 | 1 | 1 |  | 12 | 2011 | WND |  | N | N | N | IPP Non-CHP | [62 empty] | N/A | [39 empty] | 0 | 0 | 10.4
57112 | RE Ajo 1 LLC | 57795 | RE Ajo 1 LLC | AZ | Pima | 1 | PV | OP | 4.5 | 4.5 | 4.5 |  | 8 | 2011 | SUN |  | N | Y | N | IPP Non-CHP | [62 empty] | N/A | [39 empty] | 0 | 0 | 10.4
57113 | ISH Solar Central, LLC | 57799 | ISH Solar Central, LLC | NJ | Monmouth | 1 | PV | OP | 1.4 | 1.4 | 1.4 |  | 10 | 2011 | SUN |  | N | Y | N | IPP Non-CHP |  |  |  |  | N | [57 empty] | N/A | [39 empty] | 0 | 0 | 10.4
57120 | OBP Cogen LLC | 57798 | OBP Cogen | NY | New York | 1OBP | GT | OP | 4.6 | 4.6 | 4.6 |  | 6 | 2010 | NG |  | N | Y | Y | Commercial CHP | [62 empty] | GAS | [39 empty] | 0.077585 | 0.0008423 | 10.6373
57122 | Lime Wind LLC | 57803 | Lime Wind | OR | Baker | T1-6 | WT | OP | 3 | 3 | 3 |  | 12 | 2011 | WND |  | N | Y | N | IPP Non-CHP |  |  |  |  | N | [57 empty] | N/A | [39 empty] | 0 | 0 | 10.4
57123 | Middlebury College Biomass | 57804 | Middlebury College | VT | Addison | 1 | ST | OP | 0.2 |  | 0.1 |  | 1 | 1980 | RFO | WDS | Y | Y | N | Commercial Non-CHP |  |  |  |  | N | [57 empty] | LIQUID | [39 empty] | 0.3758 | 2.7914 | 12.6824
57123 | Middlebury College Biomass | 57804 | Middlebury College | VT | Addison | 2 | ST | OP | 0.6 | 0.4 | 0.6 |  | 1 | 1985 | RFO | WDS | Y | Y | N | Commercial Non-CHP |  |  |  |  | N | [57 empty] | LIQUID | [39 empty] | 0.3758 | 2.7914 | 11.4431
57123 | Middlebury College Biomass | 57804 | Middlebury College | VT | Addison | 3 | ST | OP | 0.8 | 0.3 | 0.8 |  | 1 | 1999 | RFO | WDS | Y | Y | N | Commercial Non-CHP |  |  |  |  | N | [57 empty] | LIQUID | [39 empty] | 0.3758 | 2.7914 | 8.5942
57124 | Nautilus Solar WPU LLC | 57805 | William Paterson University | NJ | Passaic | WPU1 | PV | OP | 1.4 | 1.4 | 1.4 |  | 10 | 2010 | SUN |  | N | Y | N | Commercial Non-CHP | [62 empty] | N/A | [39 empty] | 0 | 0 | 10.4
57127 | GL Wind LLC | 57813 | GL Wind | MN | Winona | TURB1 | WT | OP | 2.5 | 2.5 | 2.5 |  | 12 | 2011 | WND |  | N | Y | N | IPP Non-CHP | [62 empty] | N/A | [39 empty] | 0 | 0 | 10.4
57127 | GL Wind LLC | 57813 | GL Wind | MN | Winona | TURB2 | WT | OP | 2.5 | 2.5 | 2.5 |  | 12 | 2011 | WND |  | N | Y | N | IPP Non-CHP | [62 empty] | N/A | [39 empty] | 0 | 0 | 10.4
57128 | Bloom Energy | 57808 | Lockheed Martin Sunnyvale | CA | Santa Clara | LOK00 | FC | OP | 1.1 | 1 | 1 |  | 12 | 2011 | NG |  | N | Y | N | IPP Non-CHP |  |  |  |  | N | [57 empty] | GAS | [39 empty] | 0 | 0 | 10.4
57128 | Bloom Energy | 57809 | Franklin Templeton San Mateo | CA | San Mateo | FRK00 | FC | OP | 1.1 | 1 | 1 |  | 11 | 2011 | NG |  | N | Y | N | IPP Non-CHP |  |  |  |  | N | [57 empty] | GAS | [39 empty] | 0 | 0 | 10.4
57128 | Bloom Energy | 57811 | Adobe San Jose | CA | Santa Clara | ADB00 | FC | OP | 0.8 | 0.8 | 0.8 |  | 8 | 2010 | NG |  | N | Y | N | IPP Non-CHP |  |  |  |  | N | [57 empty] | GAS | [39 empty] | 0 | 0 | 10.4
57128 | Bloom Energy | 57811 | Adobe San Jose | CA | Santa Clara | ADB01 | FC | OP | 0.4 | 0.4 | 0.4 |  | 8 | 2010 | NG |  | N | Y | N | IPP Non-CHP |  |  |  |  | N | [57 empty] | GAS | [39 empty] | 0 | 0 | 10.4
57130 | Janssen Pharmaceutical Co | 57815 | Titusville Solar | NJ | Mercer | PV1 | PV | OP | 4.1 | 4.1 | 4.1 |  | 9 | 2010 | SUN |  | N | Y | N | Commercial Non-CHP | [62 empty] | N/A | [39 empty] | 0 | 0 | 10.4
57138 | University of Minnesota WCROC | 57823 | WCROC Wind Farm | MN | Stevens | WTG1 | WT | OP | 1.7 | 0.4 | 0.7 |  | 3 | 2005 | WND |  | N | Y | N | IPP Non-CHP | [62 empty] | N/A | [39 empty] | 0 | 0 | 10.4
57139 | W&T Offshore Inc | 54730 | Shell Offshore Yellowhammer | AL | MOBILE | 701 | GT | OP | 3.4 | 1.4 | 1.7 |  | 3 | 1992 | NG |  | N | Y | N | Industrial Non-CHP |  |  |  |  | N | [57 empty] | GAS | [39 empty] | 0.33462 | 0.0035897 | 9.1057
57141 | Dynegy Kendall Energy LLC | 55131 | Kendall County Generation Facility | IL | Kendall | CTG1 | CT | OP | 180 | 160 | 190 |  | 3 | 2002 | NG |  | N | Y | N | IPP Non-CHP |  |  |  |  | N | [57 empty] | GAS | IL | Kendall Energy Facility | 55131 | GTG-1 | 2010 |  | ARP, CAIRNOX, CAIROS, CAIRSO2 | 2197.91 | 12 | 419129.22 |  | 0.944 | 0.0411 | 38.425 | 186984.567 | 3146414.157 | 5 |  | Kendall | Electric Utility | 4911 | Electric Services | 41.4797 | -88.2581 | Dynegy Power Corporation (Owner/Operator) | Phase 2 |  | Operating | Combined cycle | Pipeline Natural Gas |  |  | Dry Low NOx Burners Selective Catalytic Reduction Steam Injection |  | 2500 | 7.2842 | GAS | 296 | 221.0526 | 0.0411 | 0.0006 | 7.2842
57141 | Dynegy Kendall Energy LLC | 55131 | Kendall County Generation Facility | IL | Kendall | CTG2 | CT | OP | 180 | 160 | 190 |  | 4 | 2002 | NG |  | N | Y | N | IPP Non-CHP |  |  |  |  | N | [57 empty] | GAS | IL | Kendall Energy Facility | 55131 | GTG-2 | 2010 |  | ARP, CAIRNOX, CAIROS, CAIRSO2 | 2511.83 | 12 | 485317.25 |  | 1.1 | 0.0379 | 42.679 | 217968.313 | 3667755.084 | 5 |  | Kendall | Electric Utility | 4911 | Electric Services | 41.4797 | -88.2581 | Dynegy Power Corporation (Owner/Operator) | Phase 2 |  | Operating | Combined cycle | Pipeline Natural Gas |  |  | Dry Low NOx Burners Selective Catalytic Reduction Steam Injection |  | 2500 | 7.286 | GAS | 315 | 171.0526 | 0.0379 | 0.0006 | 7.286
57141 | Dynegy Kendall Energy LLC | 55131 | Kendall County Generation Facility | IL | Kendall | CTG3 | CT | OP | 180 | 160 | 190 |  | 4 | 2002 | NG |  | N | Y | N | IPP Non-CHP |  |  |  |  | N | [57 empty] | GAS | IL | Kendall Energy Facility | 55131 | GTG-3 | 2010 |  | ARP, CAIRNOX, CAIROS, CAIRSO2 | 1782.86 | 12 | 343090.41 |  | 0.777 | 0.045 | 33.857 | 153833.241 | 2588578.109 | 5 |  | Kendall | Electric Utility | 4911 | Electric Services | 41.4797 | -88.2581 | Dynegy Power Corporation (Owner/Operator) | Phase 2 |  | Operating | Combined cycle | Pipeline Natural Gas |  |  | Dry Low NOx Burners Selective Catalytic Reduction Steam Injection |  | 2500 | 7.2408 | GAS | 318 | 163.1579 | 0.045 | 0.0006 | 7.2408
57141 | Dynegy Kendall Energy LLC | 55131 | Kendall County Generation Facility | IL | Kendall | CTG4 | CT | OP | 180 | 160 | 190 |  | 5 | 2002 | NG |  | N | Y | N | IPP Non-CHP |  |  |  |  | N | [57 empty] | GAS | IL | Kendall Energy Facility | 55131 | GTG-4 | 2010 |  | ARP, CAIRNOX, CAIROS, CAIRSO2 | 2416.07 | 12 | 458576.66 |  | 1.029 | 0.0346 | 37.432 | 203771.263 | 3428874.699 | 5 |  | Kendall | Electric Utility | 4911 | Electric Services | 41.4797 | -88.2581 | Dynegy Power Corporation (Owner/Operator) | Phase 2 |  | Operating | Combined cycle | Pipeline Natural Gas |  |  | Dry Low NOx Burners Selective Catalytic Reduction Steam Injection |  | 2500 | 7.2015 | GAS | 315 | 171.0526 | 0.0346 | 0.0006 | 7.2015
57141 | Dynegy Kendall Energy LLC | 55131 | Kendall County Generation Facility | IL | Kendall | STG1 | CA | OP | 134 | 125 | 125 |  | 3 | 2002 | NG |  | N | Y | N | IPP Non-CHP |  |  |  |  | N | [57 empty] | GAS | [39 empty] | 0 | 0 | 10.4
57141 | Dynegy Kendall Energy LLC | 55131 | Kendall County Generation Facility | IL | Kendall | STG2 | CA | OP | 134 | 125 | 125 |  | 4 | 2002 | NG |  | N | Y | N | IPP Non-CHP |  |  |  |  | N | [57 empty] | GAS | [39 empty] | 0 | 0 | 10.4
57141 | Dynegy Kendall Energy LLC | 55131 | Kendall County Generation Facility | IL | Kendall | STG3 | CA | OP | 134 | 125 | 125 |  | 4 | 2002 | NG |  | N | Y | N | IPP Non-CHP |  |  |  |  | N | [57 empty] | GAS | [39 empty] | 0 | 0 | 10.4
57141 | Dynegy Kendall Energy LLC | 55131 | Kendall County Generation Facility | IL | Kendall | STG4 | CA | OP | 134 | 125 | 125 |  | 5 | 2002 | NG |  | N | Y | N | IPP Non-CHP |  |  |  |  | N | [57 empty] | GAS | [39 empty] | 0 | 0 | 10.4
57143 | Mountain View-Los Altos HS District | 57825 | MVHS PV System | CA | Santa Clara | MVHS | PV | OP | 0.7 | 0.7 | 0.7 |  | 5 | 2011 | SUN |  | N | Y | N | Commercial Non-CHP | [62 empty] | N/A | [39 empty] | 0 | 0 | 10.4
57143 | Mountain View-Los Altos HS District | 57826 | LAHS PV System | CA | Santa Clara | LAHS | PV | OP | 0.4 | 0.4 | 0.4 |  | 4 | 2011 | SUN |  | N | Y | N | Commercial Non-CHP | [62 empty] | N/A | [39 empty] | 0 | 0 | 10.4
57144 | Northbrook Carthage LLC | 50759 | West End Dam Hydroelectric Project | NY | Jefferson | GEN1 | HY | OP | 2.2 | 2.1 | 2 |  | 10 | 1985 | WAT |  | N | Y | N | IPP Non-CHP | [62 empty] | N/A | [39 empty] | 0 | 0 | 10.4
57144 | Northbrook Carthage LLC | 50759 | West End Dam Hydroelectric Project | NY | Jefferson | GEN2 | HY | OP | 2.2 | 2.1 | 2 |  | 10 | 1985 | WAT |  | N | Y | N | IPP Non-CHP | [62 empty] | N/A | [39 empty] | 0 | 0 | 10.4
57145 | Louisiana Sugar Refining LLC | 10301 | Louisiana Sugar Refining | LA | St James | GEN1 | ST | OP | 0.7 | 0.6 | 0.7 |  | 9 | 1930 | NG |  | N | Y | Y | Industrial CHP |  |  |  |  | N | [57 empty] | GAS | [39 empty] | 0.777 | 0.0005602 | 16.4982
57145 | Louisiana Sugar Refining LLC | 10301 | Louisiana Sugar Refining | LA | St James | GEN2 | ST | OP | 2.5 | 1.7 | 1.7 |  | 3 | 1977 | NG |  | N | Y | Y | Industrial CHP |  |  |  |  | N | [57 empty] | GAS | [39 empty] | 0.63665 | 0.0008318 | 12.2102
57145 | Louisiana Sugar Refining LLC | 10301 | Louisiana Sugar Refining | LA | St James | GEN3 | ST | OP | 1.7 | 1.5 | 1.5 |  | 2 | 1957 | NG |  | N | Y | Y | Industrial CHP |  |  |  |  | N | [57 empty] | GAS | [39 empty] | 0.65554 | 0.0007015 | 14.6425
57145 | Louisiana Sugar Refining LLC | 10301 | Louisiana Sugar Refining | LA | St James | GEN4 | ST | OP | 2.5 | 2.1 | 2 |  | 9 | 1969 | NG |  | N | Y | Y | Industrial CHP |  |  |  |  | N | [57 empty] | GAS | [39 empty] | 0.60122 | 0.0007886 | 13.064
57147 | Tioga Solar Dinuba | 57827 | Dinuba Wastewater Treatment Plant | CA | Tulare | DSPV | PV | OP | 1 | 1 | 1 |  | 10 | 2011 | SUN |  | N | Y | N | Commercial Non-CHP | [62 empty] | N/A | [39 empty] | 0 | 0 | 10.4
57148 | Glendale Energy LLC | 57829 | Glendale Energy Power Plant | AZ | Maricopa | GLEN1 | IC | OP | 1.4 | 1.4 | 1.4 |  | 1 | 2010 | LFG |  | N | Y | N | IPP Non-CHP |  |  |  |  | N | [57 empty] | GAS | [39 empty] | 1.1659 | 0.0016829 | 10.4
57148 | Glendale Energy LLC | 57829 | Glendale Energy Power Plant | AZ | Maricopa | GLEN2 | IC | OP | 1.4 | 1.4 | 1.4 |  | 1 | 2010 | LFG |  | N | Y | N | IPP Non-CHP |  |  |  |  | N | [57 empty] | GAS | [39 empty] | 1.1659 | 0.0016829 | 10.4
57151 | Celanese Acetate LLC | 52089 | Celanese Acetate LLC | VA | Giles | GEN1 | ST | OP | 6 | 6 | 6 |  | 1 | 1942 | BIT | NG | N | N | Y | Industrial CHP |  |  |  |  | N | Y |  | Y | [54 empty] | COAL | [39 empty] | 0.87947 | 1.9381 | 14.7132
57151 | Celanese Acetate LLC | 52089 | Celanese Acetate LLC | VA | Giles | GEN2 | ST | OP | 6 | 6 | 6 |  | 1 | 1942 | BIT | NG | N | N | Y | Industrial CHP |  |  |  |  | N | Y |  | Y | [54 empty] | COAL | [39 empty] | 0.87947 | 1.9381 | 14.7132
57151 | Celanese Acetate LLC | 52089 | Celanese Acetate LLC | VA | Giles | GEN3 | ST | OP | 6 | 6 | 6 |  | 1 | 1944 | BIT | NG | N | N | Y | Industrial CHP |  |  |  |  | N | Y |  | Y | [54 empty] | COAL | [39 empty] | 0.87362 | 1.9 | 14.5962
57151 | Celanese Acetate LLC | 52089 | Celanese Acetate LLC | VA | Giles | GEN4 | ST | OP | 9.2 | 9.2 | 9.2 |  | 1 | 1966 | BIT | NG | N | N | Y | Industrial CHP |  |  |  |  | N | Y |  | Y | [54 empty] | COAL | [39 empty] | 0.67893 | 1.3227 | 12.948
57157 | Wolf Wind Project | 56586 | Sunset Breeze LLC | MN | Nobles | 1 | WT | OP | 1.3 | 1.3 | 1.3 |  | 5 | 2006 | WND |  | N | Y | N | IPP Non-CHP | [62 empty] | N/A | [39 empty] | 0 | 0 | 10.4
57157 | Wolf Wind Project | 56587 | Minnesota Breeze LLC | MN | Nobles | 1 | WT | OP | 1.3 | 1.3 | 1.3 |  | 5 | 2006 | WND |  | N | Y | N | IPP Non-CHP |  |  |  |  | N | [57 empty] | N/A | [39 empty] | 0 | 0 | 10.4
57157 | Wolf Wind Project | 56588 | G Flow Wind LLC | MN | Nobles | 1 | WT | OP | 1.3 | 1.3 | 1.3 |  | 5 | 2006 | WND |  | N | Y | N | IPP Non-CHP |  |  |  |  | N | [57 empty] | N/A | [39 empty] | 0 | 0 | 10.4
57157 | Wolf Wind Project | 56589 | Wolf Wind Enterprises LLC | MN | Nobles | 1 | WT | OP | 1.3 | 1.3 | 1.3 |  | 5 | 2006 | WND |  | N | Y | N | IPP Non-CHP |  |  |  |  | N | [57 empty] | N/A | [39 empty] | 0 | 0 | 10.4
57157 | Wolf Wind Project | 56590 | Green Acres Breeze LLC | MN | Nobles | 1 | WT | OP | 1.3 | 1.3 | 1.3 |  | 5 | 2006 | WND |  | N | Y | N | IPP Non-CHP |  |  |  |  | N | [57 empty] | N/A | [39 empty] | 0 | 0 | 10.4
57158 | Ewington Wind Project | 56624 | BC Energy LLC | MN | Jackson | 1 | WT | OP | 4 | 4 | 4 |  | 1 | 2008 | WND |  | N | Y | N | IPP Non-CHP |  |  |  |  | N | [57 empty] | N/A | [39 empty] | 0 | 0 | 10.4
57158 | Ewington Wind Project | 56625 | KC Energy LLC | MN | Jackson | 1 | WT | OP | 4 | 4 | 4 |  | 1 | 2008 | WND |  | N | Y | N | IPP Non-CHP |  |  |  |  | N | [57 empty] | N/A | [39 empty] | 0 | 0 | 10.4
57158 | Ewington Wind Project | 56626 | K&D Energy LLC | MN | Jackson | 1 | WT | OP | 4 | 4 | 4 |  | 1 | 2008 | WND |  | N | Y | N | IPP Non-CHP |  |  |  |  | N | [57 empty] | N/A | [39 empty] | 0 | 0 | 10.4
57158 | Ewington Wind Project | 56627 | KSS Turbines LLC | MN | Jackson | 1 | WT | OP | 4 | 4 | 4 |  | 1 | 2008 | WND |  | N | Y | N | IPP Non-CHP |  |  |  |  | N | [57 empty] | N/A | [39 empty] | 0 | 0 | 10.4
57160 | DuPont Sabine River Works | 55120 | SRW Cogen LP | TX | Orange | GT1A | CT | OP | 180 | 160 | 175 |  | 12 | 2001 | NG |  | N | Y | Y | IPP CHP |  |  |  |  | N | [57 empty] | GAS | TX | SRW Cogen Limited Partnership | 55120 | CTG-1 | 2010 |  | ARP, CAIRNOX, CAIRSO2 | 8261.03 | 12 | 1686178.81 |  | 4.279 | 0.0133 | 91.376 | 1161838.538 | 14117637.76 | 6 |  | Orange | Cogeneration | 4911 | Electric Services | 30.0561 | -93.7539 | Conoco Global Power Assets - Sabine (Owner) (Ended Dec 22, 2010) Conoco Global Pwr Devel-Sabine, Inc. (Owner) (Ended Dec 22, 2010) E I DuPont de Nemours & Company (Operator) (Ended Dec 22, 2010) E I DuPont de Nemours & Company (Owner/Operator) (Started Dec 22, 2010) | Phase 2 |  | Operating | Combustion turbine | Pipeline Natural Gas | Process Gas |  | Dry Low NOx Burners Selective Catalytic Reduction |  | 2025 | 7.3851 | GAS | 263 | 248.5714 | 0.0133 | 0.000606 | 7.3851
57160 | DuPont Sabine River Works | 55120 | SRW Cogen LP | TX | Orange | GT1B | CT | OP | 180 | 160 | 175 |  | 12 | 2001 | NG |  | N | Y | Y | IPP CHP |  |  |  |  | N | [57 empty] | GAS | TX | SRW Cogen Limited Partnership | 55120 | CTG-1 | 2010 |  | ARP, CAIRNOX, CAIRSO2 | 8261.03 | 12 | 1686178.81 |  | 4.279 | 0.0133 | 91.376 | 1161838.538 | 14117637.76 | 6 |  | Orange | Cogeneration | 4911 | Electric Services | 30.0561 | -93.7539 | Conoco Global Power Assets - Sabine (Owner) (Ended Dec 22, 2010) Conoco Global Pwr Devel-Sabine, Inc. (Owner) (Ended Dec 22, 2010) E I DuPont de Nemours & Company (Operator) (Ended Dec 22, 2010) E I DuPont de Nemours & Company (Owner/Operator) (Started Dec 22, 2010) | Phase 2 |  | Operating | Combustion turbine | Pipeline Natural Gas | Process Gas |  | Dry Low NOx Burners Selective Catalytic Reduction |  | 2025 | 7.3851 | GAS | 263 | 248.5714 | 0.0133 | 0.000606 | 7.3851
57160 | DuPont Sabine River Works | 55120 | SRW Cogen LP | TX | Orange | ST1A | CA | OP | 145 | 100 | 100 |  | 12 | 2001 | NG | OG | N | Y | Y | IPP CHP |  |  |  |  | N | [57 empty] | GAS | [39 empty] | 0 | 0 | 10.4
57165 | Otay Landfill Gas LLC | 52204 | Otay | CA | SAN DIEGO | OTA1 | IC | OP | 1.8 | 1.7 | 1.7 |  | 12 | 1986 | LFG | OBG | N | N | N | IPP Non-CHP | [62 empty] | GAS | [39 empty] | 1.1659 | 0.0016829 | 10.4
57165 | Otay Landfill Gas LLC | 52204 | Otay | CA | SAN DIEGO | OTA2 | IC | OP | 1.8 | 1.7 | 1.7 |  | 4 | 1991 | LFG | OBG | N | N | N | IPP Non-CHP | [62 empty] | GAS | [39 empty] | 1.1659 | 0.0016829 | 10.4
57165 | Otay Landfill Gas LLC | 52204 | Otay | CA | SAN DIEGO | OTA3 | IC | OP | 3.3 | 3.2 | 3.3 |  | 12 | 2006 | LFG | OBG | N | N | N | IPP Non-CHP | [62 empty] | GAS | [39 empty] | 1.1659 | 0.0016829 | 10.4
57167 | ISH Solar Hospitals LLC | 57840 | ISH Solar Hospital SDMC | CA | San Diego | 1 | PV | OP | 1.1 | 1.1 | 1.1 |  | 12 | 2011 | SUN |  | N | Y | N | IPP Non-CHP |  |  |  |  | N | [57 empty] | N/A | [39 empty] | 0 | 0 | 10.4
57167 | ISH Solar Hospitals LLC | 57841 | ISH Solar Hospital Downey | CA | Los Angeles | 1 | PV | OP | 1.1 | 1.1 | 1.1 |  | 9 | 2011 | SUN |  | N | Y | N | IPP Non-CHP |  |  |  |  | N | [57 empty] | N/A | [39 empty] | 0 | 0 | 10.4
57170 | enXco Asset Holdings, Inc. | 57268 | Chestnut Flats Wind Farm | PA | BLAIR | 1 | WT | OP | 38 | 38 | 38 |  | 12 | 2011 | WND |  | N | Y | N | IPP Non-CHP | [62 empty] | N/A | [39 empty] | 0 | 0 | 10.4
57172 | SC Landfill Energy LLC | 57843 | SC Landfill Energy LLC | NJ | Salem | GEN1 | IC | OP | 1.9 | 1.9 | 1.9 |  | 12 | 2008 | LFG |  | N | Y | N | Commercial Non-CHP | [62 empty] | GAS | [39 empty] | 1.1659 | 0.0016829 | 10.4
57173 | AC Landfill Energy LLC | 57845 | AC Landfill Energy LLC | NJ | Atlantic | UNIT1 | IC | OP | 1.6 | 1.6 | 1.6 |  | 3 | 2005 | LFG |  | N | Y | N | Commercial Non-CHP | [62 empty] | GAS | [39 empty] | 1.1659 | 0.0016829 | 10.4
57173 | AC Landfill Energy LLC | 57845 | AC Landfill Energy LLC | NJ | Atlantic | UNIT2 | IC | OP | 1.9 | 1.9 | 1.9 |  | 3 | 2005 | LFG |  | N | Y | N | Commercial Non-CHP | [62 empty] | GAS | [39 empty] | 1.1659 | 0.0016829 | 10.4
57173 | AC Landfill Energy LLC | 57845 | AC Landfill Energy LLC | NJ | Atlantic | UNIT3 | IC | OP | 1.9 | 1.9 | 1.9 |  | 3 | 2005 | LFG |  | N | Y | N | Commercial Non-CHP | [62 empty] | GAS | [39 empty] | 1.1659 | 0.0016829 | 10.4
57174 | SX Landfill Energy LLC | 57846 | SX Landfill Energy LLC | NJ | Sussex | UNIT1 | IC | OP | 1.6 | 1.6 | 1.6 |  | 6 | 2011 | LFG |  | N | Y | N | Commercial Non-CHP | [62 empty] | GAS | [39 empty] | 1.1659 | 0.0016829 | 10.4
57174 | SX Landfill Energy LLC | 57846 | SX Landfill Energy LLC | NJ | Sussex | UNIT2 | IC | OP | 1.6 | 1.6 | 1.6 |  | 6 | 2011 | LFG |  | N | Y | N | Commercial Non-CHP | [62 empty] | GAS | [39 empty] | 1.1659 | 0.0016829 | 10.4
57175 | BC Landfill Energy LLC | 57847 | BC Landfill Energy LLC | NJ | Burlington | UNIT1 | IC | OP | 1.5 | 1.4 | 1.4 |  | 8 | 2007 | LFG |  | N | Y | N | Commercial Non-CHP | [62 empty] | GAS | [39 empty] | 1.1659 | 0.0016829 | 10.4
57175 | BC Landfill Energy LLC | 57847 | BC Landfill Energy LLC | NJ | Burlington | UNIT2 | IC | OP | 1.5 | 1.4 | 1.4 |  | 8 | 2007 | LFG |  | N | Y | N | Commercial Non-CHP | [62 empty] | GAS | [39 empty] | 1.1659 | 0.0016829 | 10.4
57175 | BC Landfill Energy LLC | 57847 | BC Landfill Energy LLC | NJ | Burlington | UNIT3 | IC | OP | 1.5 | 1.4 | 1.4 |  | 8 | 2007 | LFG |  | N | Y | N | Commercial Non-CHP | [62 empty] | GAS | [39 empty] | 1.1659 | 0.0016829 | 10.4
57175 | BC Landfill Energy LLC | 57847 | BC Landfill Energy LLC | NJ | Burlington | UNIT4 | IC | OP | 1.5 | 1.4 | 1.4 |  | 8 | 2007 | LFG |  | N | Y | N | Commercial Non-CHP | [62 empty] | GAS | [39 empty] | 1.1659 | 0.0016829 | 10.4
57175 | BC Landfill Energy LLC | 57847 | BC Landfill Energy LLC | NJ | Burlington | UNIT5 | IC | OP | 1.5 | 1.4 | 1.4 |  | 8 | 2007 | LFG |  | N | Y | N | Commercial Non-CHP | [62 empty] | GAS | [39 empty] | 1.1659 | 0.0016829 | 10.4
57176 | WC Landfill Energy LLC | 57848 | WC Landfill Energy LLC | NJ | Warren | GEN1 | IC | OP | 2 | 2 | 2 |  | 11 | 2006 | LFG |  | N | Y | N | Commercial Non-CHP | [62 empty] | GAS | [39 empty] | 1.1659 | 0.0016829 | 10.4
57182 | ReEnergy Sterling CT LP | 50736 | Exeter Energy LP | CT | Windham | GEN1 | ST | OP | 31.3 | 26 | 26 |  | 6 | 1991 | TDF | PG | N | Y | N | IPP Non-CHP |  |  |  |  | N | [57 empty] | TIRE | CT | Exeter Energy Limited Partnership | 50736 | B1 | 2010 | CS1 | CAIROS | 3189.63 | 6 |  | 401260.48 |  | 0.1172 | 39.812 |  | 679481.168 | 1 | Northeast Power Coordinating Council | Windham | Electric Utility |  |  | 41.7132 | -71.8223 | Exeter Energy Limited Partnership (Owner/Operator) |  |  | Operating | Stoker | Tire Derived Fuel | Liquified Petroleum Gas |  |  |  | 181 | 10.4 | TIRE | 20.8272 | 375.8156 | 0.1172 | 0 | 10.4
57184 | Ampersand Mount Ida Hydro LLC | 50031 | Mt Ida Hydroelectric | NY | Rennselear | 3983 | HY | OP | 1.5 | 1.5 | 1.5 |  | 1 | 1992 | WAT |  | N | Y | N | IPP Non-CHP | [62 empty] | N/A | [39 empty] | 0 | 0 | 10.4
57184 | Ampersand Mount Ida Hydro LLC | 50031 | Mt Ida Hydroelectric | NY | Rennselear | 3986 | HY | OP | 1.5 | 1.5 | 1.5 |  | 1 | 1992 | WAT |  | N | Y | N | IPP Non-CHP | [62 empty] | N/A | [39 empty] | 0 | 0 | 10.4
57189 | Hidden Hollow Energy LLC | 57861 | Hidden Hollow Energy | ID | Ada | UNT1 | IC | OP | 1.5 | 1.5 | 1.5 |  | 1 | 2007 | LFG |  | N | Y | N | IPP Non-CHP |  |  |  |  | N | [57 empty] | GAS | [39 empty] | 1.1659 | 0.0016829 | 10.4
57189 | Hidden Hollow Energy LLC | 57861 | Hidden Hollow Energy | ID | Ada | UNT2 | IC | OP | 1.5 | 1.5 | 1.5 |  | 1 | 2007 | LFG |  | N | Y | N | IPP Non-CHP |  |  |  |  | N | [57 empty] | GAS | [39 empty] | 1.1659 | 0.0016829 | 10.4
57191 | Caney River Wind Project | 57858 | Caney River Wind Project | KS | Elk | 1 | WT | OP | 200 | 200 | 200 |  | 11 | 2011 | WND |  | N | Y | N | IPP Non-CHP | [62 empty] | N/A | [39 empty] | 0 | 0 | 10.4
57195 | Fort Worth Methane LLC | 57878 | Fort Worth Methane | TX | Tarrant | UNT1 | IC | OP | 1.6 | 1.5 | 1.5 |  | 12 | 2006 | LFG |  | N | Y | N | IPP Non-CHP |  |  |  |  | N | [57 empty] | GAS | [39 empty] | 1.1659 | 0.0016829 | 10.4
57196 | Trinity Oaks Energy LLC | 57877 | Trinity Oaks Energy | TX | Dallas | UNT1 | IC | OP | 1.6 | 1.5 | 1.5 |  | 2 | 2009 | LFG |  | N | Y | N | IPP Non-CHP |  |  |  |  | N | [57 empty] | GAS | [39 empty] | 1.1659 | 0.0016829 | 10.4
57196 | Trinity Oaks Energy LLC | 57877 | Trinity Oaks Energy | TX | Dallas | UNT2 | IC | OP | 1.6 | 1.5 | 1.5 |  | 2 | 2009 | LFG |  | N | Y | N | IPP Non-CHP |  |  |  |  | N | [57 empty] | GAS | [39 empty] | 1.1659 | 0.0016829 | 10.4
57197 | Santa Cruz Energy LLC | 57876 | Santa Cruz Energy | CA | Santa Cruz | UNT1 | IC | OP | 1.6 | 1.5 | 1.5 |  | 11 | 2009 | LFG |  | N | Y | N | IPP Non-CHP |  |  |  |  | N | [57 empty] | GAS | [39 empty] | 1.1659 | 0.0016829 | 10.4
57198 | Richmond LLC | 55587 | GRS Richmond | VA | Henrico | 1 | IC | OP | 1 | 0.9 | 0.9 |  | 8 | 1993 | LFG |  | N | Y | N | IPP Non-CHP | [62 empty] | GAS | [39 empty] | 1.1659 | 0.0016829 | 10.4
57198 | Richmond LLC | 55587 | GRS Richmond | VA | Henrico | 3 | IC | OP | 1 | 0.9 | 0.9 |  | 8 | 1993 | LFG |  | N | Y | N | IPP Non-CHP | [62 empty] | GAS | [39 empty] | 1.1659 | 0.0016829 | 10.4
57202 | Anchor Bank, N.A. | 56215 | Allendorf | IA | Osceola | A1 | WT | OP | 1.2 | 1.2 | 1.2 |  | 10 | 1998 | WND |  | N | Y | N | IPP Non-CHP |  |  |  |  | N | [57 empty] | N/A | [39 empty] | 0 | 0 | 10.4
57204 | Howard Wind LLC | 57867 | Howard Wind Farm | NY | Steuben | 1 | WT | OP | 51.3 | 51.3 | 51.3 |  | 12 | 2011 | WND |  | N | Y | N | IPP Non-CHP |  |  |  |  | N | [57 empty] | N/A | [39 empty] | 0 | 0 | 10.4
57206 | McKee City Solar Phase 2 | 57863 | McKee City Solar Phase 2 | NJ | Atlantic | UNIT1 | PV | OP | 2.6 | 2.6 | 2.6 |  | 12 | 2011 | SUN |  | N | Y | N | Electric Utility | [62 empty] | N/A | [39 empty] | 0 | 0 | 10.4
57207 | Great Northern Paper Company LLC | 55830 | East Millinocket Mill | ME | Penobscot | M2S3 | ST | OP | 30.2 | 28.1 | 28.4 |  | 5 | 1990 | WDS | RFO | Y | Y | Y | Industrial CHP | [62 empty] | OTHER SOLID | [39 empty] | 0.0648 | 0.029123 | 13.5019
57207 | Great Northern Paper Company LLC | 55830 | East Millinocket Mill | ME | Penobscot | M2S1 | ST | OP | 15.6 | 14.5 | 14.7 |  | 7 | 1954 | WDS | RFO | Y | Y | Y | Industrial CHP | [62 empty] | OTHER SOLID | [39 empty] | 0.0648 | 0.049496 | 14.4589
57207 | Great Northern Paper Company LLC | 55830 | East Millinocket Mill | ME | Penobscot | M2S2 | ST | OP | 15.6 | 14.5 | 14.7 |  | 7 | 1956 | WDS | RFO | Y | Y | Y | Industrial CHP | [62 empty] | OTHER SOLID | [39 empty] | 0.0648 | 0.048578 | 14.4254
57208 | Richard Stockton College of New Jersey | 57864 | Stockton Athletic Center | NJ | Atlantic | 2LOT7 | PV | OP | 0.5 | 0.5 | 0.5 |  | 10 | 2009 | SUN |  | N | Y | N | Commercial Non-CHP |  |  |  |  | N | [57 empty] | N/A | [39 empty] | 0 | 0 | 10.4
57208 | Richard Stockton College of New Jersey | 57864 | Stockton Athletic Center | NJ | Atlantic | LOT7 | PV | OP | 0.2 | 0.2 | 0.2 |  | 4 | 2009 | SUN |  | N | Y | N | Commercial Non-CHP |  |  |  |  | N | [57 empty] | N/A | [39 empty] | 0 | 0 | 10.4
57208 | Richard Stockton College of New Jersey | 57864 | Stockton Athletic Center | NJ | Atlantic | LOT7B | PV | OP | 0.2 | 0.2 | 0.2 |  | 4 | 2009 | SUN |  | N | Y | N | Commercial Non-CHP |  |  |  |  | N | [57 empty] | N/A | [39 empty] | 0 | 0 | 10.4
57208 | Richard Stockton College of New Jersey | 57864 | Stockton Athletic Center | NJ | Atlantic | SAC | PV | OP | 0.3 | 0.3 | 0.3 |  | 2 | 2009 | SUN |  | N | Y | N | Commercial Non-CHP |  |  |  |  | N | [57 empty] | N/A | [39 empty] | 0 | 0 | 10.4
57210 | L'Oreal USA Products Inc | 57868 | L'Oreal Piscataway | NJ | Middlesex | UNIT1 | PV | OP | 1 | 1 | 1 |  | 12 | 2011 | SUN |  | N | Y | N | Industrial Non-CHP | [62 empty] | N/A | [39 empty] | 0 | 0 | 10.4
57212 | Heller Industrial Parks | 57869 | Heller Industrial Parks | NJ | Middlesex | UNIT1 | PV | OP | 3.3 | 3.3 | 3.3 |  | 12 | 2011 | SUN |  | N | Y | N | IPP Non-CHP |  |  |  |  | N | [57 empty] | N/A | [39 empty] | 0 | 0 | 10.4
57213 | Castle Rock Cooling | 57870 | Castle Rock Vineyards | CA | Tulare | SOLAR | PV | OP | 1 | 1 | 1 |  | 9 | 2010 | SUN |  | N | Y | N | Commercial Non-CHP |  |  |  |  | N | [57 empty] | N/A | [39 empty] | 0 | 0 | 10.4
57215 | Regents of the University of Minnesota | 57880 | Eolos Wind Energy Research Field Station | MN | Dakota | 1 | WT | OP | 2.5 | 2.5 | 2.5 |  | 10 | 2011 | WND |  | N | Y | N | IPP Non-CHP |  |  |  |  | N | [57 empty] | N/A | [39 empty] | 0 | 0 | 10.4
57218 | L'Energia Energy | 54586 | L'Energia Energy Center | MA | Middlesex | TRENT | CT | OP | 57.9 | 58 | 58 |  | 10 | 2008 | NG | DFO | Y | Y | N | IPP Non-CHP |  |  |  |  | N | [57 empty] | GAS | MA | Montgomery L'Energia Power Partners LP | 54586 | 2 | 2010 |  | ARP, CAIROS, RGGI | 1498.99 | 12 | 95063.72 |  | 0.224 | 0.0266 | 4.963 | 46027.097 | 774276.893 | 1 | Northeast Power Coordinating Council | Middlesex | Cogeneration | 4931 | Elec & Other Services Combined | 42.6308 | -71.3133 | Montgomery L'Energia Power Partners LP (Owner) PurEnergy, LLC (Operator) | Phase 2 |  | Operating | Combined cycle | Pipeline Natural Gas | Diesel Oil |  | Water Injection Selective Catalytic Reduction |  | 685 | 7.9043 | GAS | 79 | -181.0345 | 0.0266 | 0.000579 | 7.9043
57218 | L'Energia Energy | 54586 | L'Energia Energy Center | MA | Middlesex | VAX | CA | OP | 27.1 | 14 | 18 |  | 10 | 1992 | NG | DFO | Y | Y | N | IPP Non-CHP |  |  |  |  | N | [57 empty] | GAS | [39 empty] | 0 | 0 | 10.4
57221 | City of Columbia SC | 3283 | Columbia Canal Hydro | SC | Richland | 1 | HY | OP | 1.6 | 1.3 | 1.3 |  | 6 | 1929 | WAT |  | N | Y | N | Electric Utility |  |  |  |  | N | [57 empty] | N/A | [39 empty] | 0 | 0 | 10.4
57221 | City of Columbia SC | 3283 | Columbia Canal Hydro | SC | Richland | 3 | HY | OP | 1.6 | 1.3 | 1.3 |  | 6 | 1929 | WAT |  | N | Y | N | Electric Utility |  |  |  |  | N | [57 empty] | N/A | [39 empty] | 0 | 0 | 10.4
57221 | City of Columbia SC | 3283 | Columbia Canal Hydro | SC | Richland | 4 | HY | OP | 1.3 | 1.3 | 1.3 |  | 6 | 1953 | WAT |  | N | Y | N | Electric Utility |  |  |  |  | N | [57 empty] | N/A | [39 empty] | 0 | 0 | 10.4
57221 | City of Columbia SC | 3283 | Columbia Canal Hydro | SC | Richland | 6 | HY | OP | 1.6 | 1.3 | 1.3 |  | 6 | 1928 | WAT |  | N | Y | N | Electric Utility |  |  |  |  | N | [57 empty] | N/A | [39 empty] | 0 | 0 | 10.4
57221 | City of Columbia SC | 3283 | Columbia Canal Hydro | SC | Richland | 7 | HY | OP | 1.6 | 1.3 | 1.3 |  | 6 | 1927 | WAT |  | N | Y | N | Electric Utility |  |  |  |  | N | [57 empty] | N/A | [39 empty] | 0 | 0 | 10.4
57222 | California Pacific Electric Company | 6518 | Kings Beach | CA | Placer | KB1 | IC | OP | 2.5 | 2 | 2 |  | 10 | 2008 | DFO |  | N | Y | N | Electric Utility |  |  |  |  | N | [57 empty] | LIQUID | [39 empty] | 0.7385 | 0.025484 | 12.5895
57222 | California Pacific Electric Company | 6518 | Kings Beach | CA | Placer | KB2 | IC | OP | 2.5 | 2 | 2 |  | 10 | 2008 | DFO |  | N | Y | N | Electric Utility |  |  |  |  | N | [57 empty] | LIQUID | [39 empty] | 0.7385 | 0.025484 | 12.5895
57222 | California Pacific Electric Company | 6518 | Kings Beach | CA | Placer | KB3 | IC | OP | 2.5 | 2 | 2 |  | 10 | 2008 | DFO |  | N | Y | N | Electric Utility |  |  |  |  | N | [57 empty] | LIQUID | [39 empty] | 0.7385 | 0.025484 | 12.5895
57222 | California Pacific Electric Company | 6518 | Kings Beach | CA | Placer | KB4 | IC | OP | 2.5 | 2 | 2 |  | 10 | 2008 | DFO |  | N | Y | N | Electric Utility | [62 empty] | LIQUID | [39 empty] | 0.7385 | 0.025484 | 12.5895
57222 | California Pacific Electric Company | 6518 | Kings Beach | CA | Placer | KB5 | IC | OP | 2.5 | 2 | 2 |  | 10 | 2008 | DFO |  | N | Y | N | Electric Utility | [62 empty] | LIQUID | [39 empty] | 0.7385 | 0.025484 | 12.5895
57222 | California Pacific Electric Company | 6518 | Kings Beach | CA | Placer | KB6 | IC | OP | 2.5 | 2 | 2 |  | 10 | 2008 | DFO |  | N | Y | N | Electric Utility | [62 empty] | LIQUID | [39 empty] | 0.7385 | 0.025484 | 12.5895
57223 | Sycamore Energy 1 LLC | 10387 | Sycamore Energy 1 | CA | San Diego | 3 | GT | OP | 3 | 2.8 | 3 |  | 4 | 2004 | LFG | PG | N | Y | N | IPP Non-CHP |  |  |  |  | N | [57 empty] | GAS | [39 empty] | 0.0016829 | 0.0016829 | 10.4
57224 | MM West Covina Energy LLC | 54015 | MM West Covina | CA | Los Angeles | GEN2 | ST | OP | 6.8 | 4.4 | 4.4 |  | 6 | 1993 | LFG |  | N | Y | N | IPP Non-CHP |  |  |  |  | N | [57 empty] | GAS | [39 empty] | 0.0406 | 0.039564 | 10.4
57225 | MM Yolo Power LLC | 54567 | MM Yolo Power | CA | Yolo | 1 | IC | OP | 0.6 | 0.5 | 0.5 |  | 10 | 1990 | LFG |  | N | Y | N | IPP Non-CHP |  |  |  |  | N | [57 empty] | GAS | [39 empty] | 1.1659 | 0.0016829 | 10.4
57225 | MM Yolo Power LLC | 54567 | MM Yolo Power | CA | Yolo | 2 | IC | OP | 0.6 | 0.5 | 0.5 |  | 10 | 1990 | LFG |  | N | Y | N | IPP Non-CHP |  |  |  |  | N | [57 empty] | GAS | [39 empty] | 1.1659 | 0.0016829 | 10.4
57225 | MM Yolo Power LLC | 54567 | MM Yolo Power | CA | Yolo | 3 | IC | OP | 0.6 | 0.5 | 0.5 |  | 10 | 1990 | LFG |  | N | Y | N | IPP Non-CHP |  |  |  |  | N | [57 empty] | GAS | [39 empty] | 1.1659 | 0.0016829 | 10.4
57225 | MM Yolo Power LLC | 54567 | MM Yolo Power | CA | Yolo | 4 | IC | OP | 0.6 | 0.6 | 0.6 |  | 3 | 1993 | LFG |  | N | Y | N | IPP Non-CHP |  |  |  |  | N | [57 empty] | GAS | [39 empty] | 1.1659 | 0.0016829 | 10.4
57226 | MM Taunton Energy LLC | 55093 | MM Taunton Energy | MA | Bristol | UNT1 | IC | OP | 0.9 | 0.9 | 0.9 |  | 9 | 1997 | LFG |  | N | Y | N | IPP Non-CHP |  |  |  |  | N | [57 empty] | GAS | [39 empty] | 1.1659 | 0.0016829 | 10.4
57226 | MM Taunton Energy LLC | 55093 | MM Taunton Energy | MA | Bristol | UNT2 | IC | OP | 0.9 | 0.9 | 0.9 |  | 9 | 1997 | LFG |  | N | Y | N | IPP Non-CHP |  |  |  |  | N | [57 empty] | GAS | [39 empty] | 1.1659 | 0.0016829 | 10.4
57226 | MM Taunton Energy LLC | 55093 | MM Taunton Energy | MA | Bristol | UNT3 | IC | OP | 0.9 | 0.9 | 0.9 |  | 5 | 2011 | LFG |  | N | Y | N | IPP Non-CHP |  |  |  |  | N | [57 empty] | GAS | [39 empty] | 1.1659 | 0.0016829 | 10.4
57226 | MM Taunton Energy LLC | 55093 | MM Taunton Energy | MA | Bristol | UNT4 | IC | OP | 0.9 | 0.9 | 0.9 |  | 5 | 2011 | LFG |  | N | Y | N | IPP Non-CHP |  |  |  |  | N | [57 empty] | GAS | [39 empty] | 1.1659 | 0.0016829 | 10.4
57227 | MM San Diego Energy-Miramar | 55094 | MM San Diego-Miramar | CA | San Diego | UNT1 | IC | OP | 1.6 | 1.6 | 1.6 |  | 7 | 1997 | LFG | OBG | N | Y | Y | IPP CHP |  |  |  |  | N | [57 empty] | GAS | [39 empty] | 1.1659 | 0.0016829 | 10.4
57227 | MM San Diego Energy-Miramar | 55094 | MM San Diego-Miramar | CA | San Diego | UNT2 | IC | OP | 1.6 | 1.6 | 1.6 |  | 7 | 1997 | LFG | OBG | N | Y | Y | IPP CHP |  |  |  |  | N | [57 empty] | GAS | [39 empty] | 1.1659 | 0.0016829 | 10.4
57227 | MM San Diego Energy-Miramar | 55094 | MM San Diego-Miramar | CA | San Diego | UNT3 | IC | OP | 1.6 | 1.6 | 1.6 |  | 7 | 1997 | LFG | OBG | N | Y | Y | IPP CHP |  |  |  |  | N | [57 empty] | GAS | [39 empty] | 1.1659 | 0.0016829 | 10.4
57227 | MM San Diego Energy-Miramar | 55094 | MM San Diego-Miramar | CA | San Diego | UNT4 | IC | OP | 1.6 | 1.6 | 1.6 |  | 7 | 1997 | LFG | OBG | N | Y | Y | IPP CHP |  |  |  |  | N | [57 empty] | GAS | [39 empty] | 1.1659 | 0.0016829 | 10.4
57229 | MM Albany Energy LLC | 55155 | MM Albany Energy | NY | Albany | UNT1 | IC | OP | 0.9 | 0.9 | 0.9 |  | 3 | 1998 | LFG |  | N | Y | N | IPP Non-CHP |  |  |  |  | N | [57 empty] | GAS | [39 empty] | 1.1659 | 0.0016829 | 10.4
57229 | MM Albany Energy LLC | 55155 | MM Albany Energy | NY | Albany | UNT2 | IC | OP | 0.9 | 0.9 | 0.9 |  | 3 | 1998 | LFG |  | N | Y | N | IPP Non-CHP |  |  |  |  | N | [57 empty] | GAS | [39 empty] | 1.1659 | 0.0016829 | 10.4
57229 | MM Albany Energy LLC | 55155 | MM Albany Energy | NY | Albany | UNT3 | IC | OP | 0.9 | 0.9 | 0.9 |  | 11 | 2008 | LFG |  | N | Y | N | IPP Non-CHP | [62 empty] | GAS | [39 empty] | 1.1659 | 0.0016829 | 10.4
57230 | MM Prince William Energy LLC | 55156 | MM Prince William Energy | VA | Prince William | UNT1 | IC | OP | 0.9 | 0.9 | 0.9 |  | 11 | 1998 | LFG |  | N | Y | N | IPP Non-CHP |  |  |  |  | N | [57 empty] | GAS | [39 empty] | 1.1659 | 0.0016829 | 10.4
57230 | MM Prince William Energy LLC | 55156 | MM Prince William Energy | VA | Prince William | UNT2 | IC | OP | 0.9 | 0.9 | 0.9 |  | 11 | 1998 | LFG |  | N | Y | N | IPP Non-CHP |  |  |  |  | N | [57 empty] | GAS | [39 empty] | 1.1659 | 0.0016829 | 10.4
57232 | MM Lopez Energy LLC | 55161 | MM Lopez Energy | CA | Los Angeles | UNT1 | IC | OP | 3 | 2.7 | 2.7 |  | 12 | 1998 | LFG |  | N | Y | N | IPP Non-CHP |  |  |  |  | N | [57 empty] | GAS | [39 empty] | 1.1659 | 0.0016829 | 10.4
57232 | MM Lopez Energy LLC | 55161 | MM Lopez Energy | CA | Los Angeles | UNT2 | IC | OP | 3 | 2.7 | 2.7 |  | 12 | 1998 | LFG |  | N | Y | N | IPP Non-CHP |  |  |  |  | N | [57 empty] | GAS | [39 empty] | 1.1659 | 0.0016829 | 10.4
57233 | MM Tomoka Farms Energy LLC | 55162 | MM Tomoka Farms Energy | FL | Volusia | UNT1 | IC | OP | 1.9 | 1.9 | 1.9 |  | 6 | 1998 | LFG |  | N | Y | N | IPP Non-CHP |  |  |  |  | N | [57 empty] | GAS | [39 empty] | 1.1659 | 0.0016829 | 10.4
57233 | MM Tomoka Farms Energy LLC | 55162 | MM Tomoka Farms Energy | FL | Volusia | UNT2 | IC | OP | 1.9 | 1.9 | 1.9 |  | 6 | 1998 | LFG |  | N | Y | N | IPP Non-CHP |  |  |  |  | N | [57 empty] | GAS | [39 empty] | 1.1659 | 0.0016829 | 10.4
57234 | MM Hartford Energy LLC | 55163 | MM Hartford Energy | CT | Hartford | UNT2 | IC | OP | 0.9 | 0.9 | 0.9 |  | 8 | 1998 | LFG |  | N | Y | N | IPP Non-CHP |  |  |  |  | N | [57 empty] | GAS | [39 empty] | 1.1659 | 0.0016829 | 10.4
57234 | MM Hartford Energy LLC | 55163 | MM Hartford Energy | CT | Hartford | UNT3 | IC | OP | 0.9 | 0.9 | 0.9 |  | 8 | 1998 | LFG |  | N | Y | N | IPP Non-CHP |  |  |  |  | N | [57 empty] | GAS | [39 empty] | 1.1659 | 0.0016829 | 10.4
57235 | MM San Diego Enegy-North City | 55602 | MM San Diego-North City | CA | San Diego | UNT1 | IC | OP | 0.9 | 0.9 | 0.9 |  | 3 | 1999 | LFG |  | N | Y | N | IPP Non-CHP |  |  |  |  | N | [57 empty] | GAS | [39 empty] | 1.1659 | 0.0016829 | 10.4
57235 | MM San Diego Enegy-North City | 55602 | MM San Diego-North City | CA | San Diego | UNT2 | IC | OP | 0.9 | 0.9 | 0.9 |  | 3 | 1999 | LFG |  | N | Y | N | IPP Non-CHP |  |  |  |  | N | [57 empty] | GAS | [39 empty] | 1.1659 | 0.0016829 | 10.4
57235 | MM San Diego Enegy-North City | 55602 | MM San Diego-North City | CA | San Diego | UNT3 | IC | OP | 0.9 | 0.9 | 0.9 |  | 3 | 1999 | LFG |  | N | Y | N | IPP Non-CHP |  |  |  |  | N | [57 empty] | GAS | [39 empty] | 1.1659 | 0.0016829 | 10.4
57235 | MM San Diego Enegy-North City | 55602 | MM San Diego-North City | CA | San Diego | UNT4 | IC | OP | 0.9 | 0.9 | 0.9 |  | 3 | 1999 | LFG |  | N | Y | N | IPP Non-CHP |  |  |  |  | N | [57 empty] | GAS | [39 empty] | 1.1659 | 0.0016829 | 10.4
57239 | Guadalupe Power LLC | 10390 | Guadalupe Power Plant | CA | Santa Clara | 1 | IC | OP | 0.5 | 0.5 | 0.5 |  | 10 | 1983 | LFG |  | N | Y | N | IPP Non-CHP | [62 empty] | GAS | [39 empty] | 1.1659 | 0.0016829 | 10.4
57239 | Guadalupe Power LLC | 10390 | Guadalupe Power Plant | CA | Santa Clara | 2 | IC | OP | 0.5 | 0.5 | 0.5 |  | 10 | 1983 | LFG |  | N | Y | N | IPP Non-CHP | [62 empty] | GAS | [39 empty] | 1.1659 | 0.0016829 | 10.4
57239 | Guadalupe Power LLC | 10390 | Guadalupe Power Plant | CA | Santa Clara | 3 | IC | OP | 0.5 | 0.5 | 0.5 |  | 10 | 1983 | LFG |  | N | Y | N | IPP Non-CHP | [62 empty] | GAS | [39 empty] | 1.1659 | 0.0016829 | 10.4
57239 | Guadalupe Power LLC | 10390 | Guadalupe Power Plant | CA | Santa Clara | 4 | IC | OP | 1.1 | 1 | 1 |  | 5 | 1987 | LFG |  | N | Y | N | IPP Non-CHP | [62 empty] | GAS | [39 empty] | 1.1659 | 0.0016829 | 10.4
57240 | Marsh Road Power LLC | 10391 | GRS Menlo Park | CA | San Mateo | 1 | IC | OP | 0.5 | 0.5 | 0.5 |  | 12 | 1982 | LFG |  | N | Y | N | IPP Non-CHP | [62 empty] | GAS | [39 empty] | 1.1659 | 0.0016829 | 10.4
57240 | Marsh Road Power LLC | 10391 | GRS Menlo Park | CA | San Mateo | 3 | IC | OP | 0.5 | 0.5 | 0.5 |  | 12 | 1982 | LFG |  | N | Y | N | IPP Non-CHP | [62 empty] | GAS | [39 empty] | 1.1659 | 0.0016829 | 10.4
57242 | Coyote Canyon LLC | 10395 | GRS Coyote Canyon | CA | Orange | GEN1 | ST | OP | 20 | 17 | 17 |  | 1 | 1989 | LFG | NG | N | Y | N | IPP Non-CHP | [62 empty] | GAS | [39 empty] | 0.0406 | 0.039564 | 10.4
57247 | Pine Bend LLC | 55598 | GRS Pine Bend | MN | Dakota | 2 | CT | OP | 5 | 3.8 | 4.2 |  | 4 | 1996 | LFG | DFO | N | Y | N | IPP Non-CHP |  |  |  |  | N | [57 empty] | GAS | [39 empty] | 0.000124 | 0.000124 | 10.4
57247 | Pine Bend LLC | 55598 | GRS Pine Bend | MN | Dakota | 3 | CA | OP | 6.6 | 6 | 6.6 |  | 4 | 1996 | LFG | DFO | N | Y | N | IPP Non-CHP |  |  |  |  | N | [57 empty] | GAS | [39 empty] | 0 | 0 | 10.4
57249 | Suncook Energy LLC | 55006 | Nashua Plant | NH | Hillsborough | UNT1 | IC | OP | 2.2 | 2 | 2 |  | 4 | 1996 | LFG |  | N | Y | N | IPP Non-CHP |  |  |  |  | N | [57 empty] | GAS | [39 empty] | 1.1659 | 0.0016829 | 10.4
57249 | Suncook Energy LLC | 55006 | Nashua Plant | NH | Hillsborough | UNT2 | IC | OP | 0.8 | 0.7 | 0.7 |  | 4 | 1996 | LFG |  | N | Y | N | IPP Non-CHP |  |  |  |  | N | [57 empty] | GAS | [39 empty] | 1.1659 | 0.0016829 | 10.4
57250 | MM Prima Deshecha Energy LLC | 55601 | Prima Plant | CA | Orange | UNT1 | IC | OP | 3 | 2.7 | 2.7 |  | 3 | 1999 | LFG |  | N | Y | N | IPP Non-CHP |  |  |  |  | N | [57 empty] | GAS | [39 empty] | 1.1659 | 0.0016829 | 10.4
57250 | MM Prima Deshecha Energy LLC | 55601 | Prima Plant | CA | Orange | UNT2 | IC | OP | 3 | 2.7 | 2.7 |  | 3 | 1999 | LFG |  | N | Y | N | IPP Non-CHP |  |  |  |  | N | [57 empty] | GAS | [39 empty] | 1.1659 | 0.0016829 | 10.4
57251 | MM Tajiguas Energy LLC | 55603 | Tajiguas Plant | CA | Santa Barbara | UNT1 | IC | OP | 3 | 2.7 | 2.7 |  | 8 | 2000 | LFG |  | N | Y | N | IPP Non-CHP | [62 empty] | GAS | [39 empty] | 1.1659 | 0.0016829 | 10.4
57252 | MM Colton Genco | 56167 | Colton Plant | CA | San Bernardino | UNT1 | IC | OP | 1.3 | 1.3 | 1.3 |  | 4 | 2003 | LFG |  | N | Y | N | IPP Non-CHP | [62 empty] | GAS | [39 empty] | 1.1659 | 0.0016829 | 10.4
57253 | MM Mid Valley Genco LLC | 56170 | Mid Valley Plant | CA | San Bernardino | UNT1 | IC | OP | 1.3 | 1.3 | 1.3 |  | 6 | 2003 | LFG |  | N | Y | N | IPP Non-CHP |  |  |  |  | N | [57 empty] | GAS | [39 empty] | 1.1659 | 0.0016829 | 10.4
57253 | MM Mid Valley Genco LLC | 56170 | Mid Valley Plant | CA | San Bernardino | UNT2 | IC | OP | 1.3 | 1.3 | 1.3 |  | 6 | 2003 | LFG |  | N | Y | N | IPP Non-CHP |  |  |  |  | N | [57 empty] | GAS | [39 empty] | 1.1659 | 0.0016829 | 10.4
57254 | MM Milliken Genco LLC | 56171 | Milliken Plant | CA | San Bernardino | UNT1 | IC | OP | 1.1 | 1.1 | 1.1 |  | 7 | 2003 | LFG |  | N | Y | N | IPP Non-CHP | [62 empty] | GAS | [39 empty] | 1.1659 | 0.0016829 | 10.4
57254 | MM Milliken Genco LLC | 56171 | Milliken Plant | CA | San Bernardino | UNT2 | IC | OP | 1.1 | 1.1 | 1.1 |  | 7 | 2003 | LFG |  | N | Y | N | IPP Non-CHP | [62 empty] | GAS | [39 empty] | 1.1659 | 0.0016829 | 10.4
57262 | Kern County Water Agency | 57895 | Improvement Dst No. 4 | CA | Kern | ID4 | PV | OP | 1.1 | 1.1 | 1.1 |  | 1 | 2009 | SUN |  | N | N | N | Commercial Non-CHP |  |  |  |  | N | [57 empty] | N/A | [39 empty] | 0 | 0 | 10.4
57264 | Wolf Hills Energy LLC | 55285 | Wolf Hills Energy | VA | Washington | WHG1 | GT | OP | 57 | 50 | 57 |  | 6 | 2001 | NG |  | N | Y | N | IPP Non-CHP |  |  |  |  | N | [57 empty] | GAS | VA | Wolf Hills Energy | 55285 | WH01 | 2010 | CP100 | ARP, CAIRNOX, CAIROS, CAIRSO2 | 351 | 12 | 5419 |  | 0.017 | 0.0613 | 1.63 | 3269.9 | 55410.3 | 3 |  | Washington | Electric Utility | 4911 | Electric Services | 36.6644 | -82.1044 | Wolf Hills Energy, LLC (Owner/Operator) | Phase 2 |  | Operating | Combustion turbine | Pipeline Natural Gas |  |  | Water Injection |  | 260 | 11.0906 | GAS | 36 | 208.3333 | 0.0613 | 0.000614 | 10.2252
57264 | Wolf Hills Energy LLC | 55285 | Wolf Hills Energy | VA | Washington | WHG2 | GT | OP | 57 | 50 | 57 |  | 6 | 2001 | NG |  | N | Y | N | IPP Non-CHP |  |  |  |  | N | [57 empty] | GAS | VA | Wolf Hills Energy | 55285 | WH02 | 2010 | CP100 | ARP, CAIRNOX, CAIROS, CAIRSO2 | 353 | 12 | 5438 |  | 0.017 | 0.0744 | 2.032 | 3276.4 | 55513.2 | 3 |  | Washington | Electric Utility | 4911 | Electric Services | 36.6644 | -82.1044 | Wolf Hills Energy, LLC (Owner/Operator) | Phase 2 |  | Operating | Combustion turbine | Pipeline Natural Gas |  |  | Water Injection |  | 260 | 10.2835 | GAS | 28 | -17.8571 | 0.0744 | 0.000612 | 10.2084
57264 | Wolf Hills Energy LLC | 55285 | Wolf Hills Energy | VA | Washington | WHG3 | GT | OP | 57 | 50 | 57 |  | 6 | 2001 | NG |  | N | Y | N | IPP Non-CHP |  |  |  |  | N | [57 empty] | GAS | VA | Wolf Hills Energy | 55285 | WH03 | 2010 | CP100 | ARP, CAIRNOX, CAIROS, CAIRSO2 | 380 | 12 | 5654 |  | 0.019 | 0.0556 | 1.664 | 3444.2 | 58325.2 | 3 |  | Washington | Electric Utility | 4911 | Electric Services | 36.6644 | -82.1044 | Wolf Hills Energy, LLC (Owner/Operator) | Phase 2 |  | Operating | Combustion turbine | Pipeline Natural Gas |  |  | Water Injection |  | 260 | 10.4028 | GAS | 30 | 50 | 0.0556 | 0.000652 | 10.3157
57264 | Wolf Hills Energy LLC | 55285 | Wolf Hills Energy | VA | Washington | WHG4 | GT | OP | 57 | 50 | 57 |  | 5 | 2001 | NG |  | N | Y | N | IPP Non-CHP |  |  |  |  | N | [57 empty] | GAS | VA | Wolf Hills Energy | 55285 | WH04 | 2010 | CP100 | ARP, CAIRNOX, CAIROS, CAIRSO2 | 381 | 12 | 5850 |  | 0.019 | 0.0707 | 2.166 | 3561.8 | 60354.2 | 3 |  | Washington | Electric Utility | 4911 | Electric Services | 36.6644 | -82.1044 | Wolf Hills Energy, LLC (Owner/Operator) | Phase 2 |  | Operating | Combustion turbine | Pipeline Natural Gas |  |  | Water Injection |  | 260 | 10.3895 | GAS | 29 | 17.2414 | 0.0707 | 0.00063 | 10.317
57264 | Wolf Hills Energy LLC | 55285 | Wolf Hills Energy | VA | Washington | WHG5 | GT | OP | 57 | 50 | 57 |  | 5 | 2001 | NG |  | N | Y | N | IPP Non-CHP |  |  |  |  | N | [57 empty] | GAS | VA | Wolf Hills Energy | 55285 | WH05 | 2010 | CP100 | ARP, CAIRNOX, CAIROS, CAIRSO2 | 500 | 12 | 7689 |  | 0.026 | 0.0578 | 2.193 | 4750.1 | 80499.6 | 3 |  | Washington | Electric Utility | 4911 | Electric Services | 36.6644 | -82.1044 | Wolf Hills Energy, LLC (Owner/Operator) | Phase 2 |  | Operating | Combustion turbine | Pipeline Natural Gas |  |  | Water Injection |  | 260 | 10.7189 | GAS | 30 | 50 | 0.0578 | 0.000646 | 10.4694
57265 | Rio Nogales Power Project LLC | 55137 | Rio Nogales Power Project | TX | Guadalupe | CTG1 | CT | OP | 175 | 145 | 176 |  | 5 | 2002 | NG |  | N | Y | N | IPP Non-CHP |  |  |  |  | N | [57 empty] | GAS | TX | Rio Nogales Power Project, LP | 55137 | CTG-1 | 2010 |  | ARP, CAIRNOX, CAIRSO2 | 4150.7 | 12 | 857418.77 |  | 1.772 | 0.0316 | 84.846 | 350896.073 | 5904502.528 | 6 |  | Guadalupe | Electric Utility | 4911 | Electric Services | 29.5932 | -97.9724 | Rio Nogales Power Project, LP (Owner/Operator) | Phase 2 |  | Operating | Combined cycle | Pipeline Natural Gas |  |  | Dry Low NOx Burners |  | 2056 | 6.6317 | GAS | 301 | 144.8864 | 0.0316 | 0.0006 | 9.418
57265 | Rio Nogales Power Project LLC | 55137 | Rio Nogales Power Project | TX | Guadalupe | CTG2 | CT | OP | 175 | 153 | 170 |  | 5 | 2002 | NG |  | N | Y | N | IPP Non-CHP |  |  |  |  | N | [57 empty] | GAS | TX | Rio Nogales Power Project, LP | 55137 | CTG-2 | 2010 |  | ARP, CAIRNOX, CAIRSO2 | 3441.68 | 12 | 729440.25 |  | 1.524 | 0.0338 | 75.468 | 301622.05 | 5075363.404 | 6 |  | Guadalupe | Electric Utility | 4911 | Electric Services | 29.5932 | -97.9724 | Rio Nogales Power Project, LP (Owner/Operator) | Phase 2 |  | Operating | Combined cycle | Pipeline Natural Gas |  |  | Dry Low NOx Burners |  | 2105 | 6.7075 | GAS | 307 | 97.0588 | 0.0338 | 0.000601 | 9.418
57265 | Rio Nogales Power Project LLC | 55137 | Rio Nogales Power Project | TX | Guadalupe | CTG3 | CT | OP | 175 | 157 | 177 |  | 5 | 2002 | NG |  | N | Y | N | IPP Non-CHP |  |  |  |  | N | [57 empty] | GAS | TX | Rio Nogales Power Project, LP | 55137 | CTG-3 | 2010 |  | ARP, CAIRNOX, CAIRSO2 | 3423.78 | 12 | 725025.45 |  | 1.491 | 0.0336 | 73.158 | 295303.864 | 4969066.107 | 6 |  | Guadalupe | Electric Utility | 4911 | Electric Services | 29.5932 | -97.9724 | Rio Nogales Power Project, LP (Owner/Operator) | Phase 2 |  | Operating | Combined cycle | Pipeline Natural Gas |  |  | Dry Low NOx Burners |  | 2071 | 6.6205 | GAS | 302 | 146.8927 | 0.0336 | 0.0006 | 9.418
57265 | Rio Nogales Power Project LLC | 55137 | Rio Nogales Power Project | TX | Guadalupe | STG1 | CA | OP | 373.2 | 300 | 315 |  | 5 | 2002 | NG |  | N | Y | N | IPP Non-CHP |  |  |  |  | N | [57 empty] | GAS | [39 empty] | 0 | 0 | 10.4
57280 | Eagle Creek RE LLC | 2630 | Mongaup | NY | Sullivan | GEN1 | HY | OP | 4 | 4 | 4 |  | 7 | 1923 | WAT |  | N | Y | N | IPP Non-CHP |  |  |  |  | N | [57 empty] | N/A | [39 empty] | 0 | 0 | 10.4
57280 | Eagle Creek RE LLC | 2631 | Rio | NY | Sullivan | RIO | HY | OP | 10 | 10 | 10 |  | 12 | 1927 | WAT |  | N | Y | N | IPP Non-CHP |  |  |  |  | N | [57 empty] | N/A | [39 empty] | 0 | 0 | 10.4
57281 | University of Cincinnati | 57908 | Central Utility Plant Cincinnati | OH | Hamilton | CTG1 | CT | OP | 11.9 | 11.8 | 12.5 | CUP | 6 | 2004 | NG | DFO | Y | Y | Y | Commercial CHP |  |  |  |  | N | [57 empty] | GAS | [39 empty] | 0.10402 | 0.001365 | 9.9663
57281 | University of Cincinnati | 57908 | Central Utility Plant Cincinnati | OH | Hamilton | CTG2 | CT | OP | 11.9 | 11.8 | 12.5 | CUP | 6 | 2004 | NG | DFO | Y | Y | Y | Commercial CHP |  |  |  |  | N | [57 empty] | GAS | [39 empty] | 0.10402 | 0.001365 | 9.9663
57281 | University of Cincinnati | 57908 | Central Utility Plant Cincinnati | OH | Hamilton | P005 | IC | OP | 1.9 | 1.9 | 1.9 |  | 6 | 2004 | DFO |  | N | Y | N | Commercial CHP |  |  |  |  | N | [57 empty] | LIQUID | [39 empty] | 0.7385 | 0.025484 | 12.5895
57281 | University of Cincinnati | 57908 | Central Utility Plant Cincinnati | OH | Hamilton | STG | CA | OP | 21.5 | 18 | 18 | CUP | 6 | 2004 | NG | DFO | Y | Y | Y | Commercial CHP |  |  |  |  | N | [57 empty] | GAS | [39 empty] | 0 | 0 | 10.4
57281 | University of Cincinnati | 57929 | East Campus Utility Plant | OH | Hamilton | P007 | IC | OP | 2 | 1.7 | 1.7 | ECUP | 7 | 2006 | DFO |  | N | Y | N | Commercial Non-CHP |  |  |  |  | N | [57 empty] | LIQUID | [39 empty] | 0.7385 | 0.025484 | 12.5895
57281 | University of Cincinnati | 57929 | East Campus Utility Plant | OH | Hamilton | P008 | IC | OP | 1.5 | 1.5 | 1.5 | ECUP | 7 | 2006 | DFO | OBL | Y | Y | N | Commercial Non-CHP |  |  |  |  | N | [57 empty] | LIQUID | [39 empty] | 0.7385 | 0.025484 | 12.5895
57281 | University of Cincinnati | 57929 | East Campus Utility Plant | OH | Hamilton | STG | ST | OP | 1.3 | 1.2 | 1.2 | ECUP | 11 | 2010 | BIT | NG | Y | Y | N | Commercial Non-CHP |  |  |  |  | N | [57 empty] | COAL | [39 empty] | 0.65205 | 0.15475 | 10.7301
57283 | Northbrook Energy LLC | 50179 | Box Canyon | CA | SISKIYOU | GEN1 | HY | OP | 2.5 | 2.5 | 2.5 |  | 6 | 1986 | WAT |  | N | Y | N | IPP Non-CHP |  |  |  |  | N | [57 empty] | N/A | [39 empty] | 0 | 0 | 10.4
57283 | Northbrook Energy LLC | 50179 | Box Canyon | CA | SISKIYOU | GEN2 | HY | OP | 2.5 | 2.5 | 2.5 |  | 6 | 1986 | WAT |  | N | Y | N | IPP Non-CHP |  |  |  |  | N | [57 empty] | N/A | [39 empty] | 0 | 0 | 10.4
57284 | Moorhead Public Service | 57910 | Centennial Generating Station | MN | Clay | 1 | IC | OP | 2.3 | 2 | 2 |  | 8 | 2011 | DFO |  | N | N | N | Electric Utility | [62 empty] | LIQUID | [39 empty] | 0.7385 | 0.025484 | 12.5895
57284 | Moorhead Public Service | 57910 | Centennial Generating Station | MN | Clay | 2 | IC | OP | 2.3 | 2 | 2 |  | 8 | 2011 | DFO |  | N | N | N | Electric Utility | [62 empty] | LIQUID | [39 empty] | 0.7385 | 0.025484 | 12.5895
57284 | Moorhead Public Service | 57910 | Centennial Generating Station | MN | Clay | 3 | IC | OP | 2.3 | 2 | 2 |  | 8 | 2011 | DFO |  | N | N | N | Electric Utility | [62 empty] | LIQUID | [39 empty] | 0.7385 | 0.025484 | 12.5895
57284 | Moorhead Public Service | 57910 | Centennial Generating Station | MN | Clay | 4 | IC | OP | 2.3 | 2 | 2 |  | 8 | 2011 | DFO |  | N | N | N | Electric Utility | [62 empty] | LIQUID | [39 empty] | 0.7385 | 0.025484 | 12.5895
57284 | Moorhead Public Service | 57910 | Centennial Generating Station | MN | Clay | 5 | IC | OP | 2.3 | 2 | 2 |  | 8 | 2011 | DFO |  | N | N | N | Electric Utility | [62 empty] | LIQUID | [39 empty] | 0.7385 | 0.025484 | 12.5895
57285 | Roseburg LFG Energy LLC | 57911 | Roseburg LFG | OR | Douglas | 1 | IC | OP | 1.6 | 1.6 | 1.6 |  | 12 | 2011 | LFG |  | N | Y | N | IPP Non-CHP |  |  |  |  | N | [57 empty] | GAS | [39 empty] | 1.1659 | 0.0016829 | 10.4
57295 | DTE Calvert City LLC | 55308 | Calvert City | KY | Marshall | GEN1 | GT | OP | 26.7 | 23 | 28.5 |  | 4 | 2000 | NG |  | N | Y | Y | Industrial CHP |  |  |  |  | N | [57 empty] | GAS | KY | DTE Calvert City, LLC | 55308 | C | 2010 |  | CAIROS | 3560.43 | 6 | 90956.1 |  |  | 0.111 | 53.853 |  | 965871.509 | 4 |  | Marshall | Cogeneration |  |  | 37.0467 | -88.3506 | Air Products and Chemicals, Inc. (Owner/Operator) |  |  | Operating | Combustion turbine | Pipeline Natural Gas |  |  |  |  | 292.8 | 10.4 | GAS | 28 | -8.9286 | 0.111 | 0.0015747 | 10.9909
57296 | Sidney Sugars Incorporated | 57914 | Sidney MT Plant | MT | Richland | 1 | ST | OP | 2 |  | 2 |  | 9 | 1950 | LIG |  | N | N | Y | Industrial CHP |  |  |  |  | N | Y | [56 empty] | COAL | [39 empty] | 0.40223 | 0.72235 | 11.3747
57296 | Sidney Sugars Incorporated | 57914 | Sidney MT Plant | MT | Richland | 2 | ST | OP | 2 |  | 2 |  | 9 | 1950 | LIG |  | N | N | Y | Industrial CHP |  |  |  |  | N | Y | N | [55 empty] | COAL | [39 empty] | 0.40223 | 0.72235 | 11.3747
57297 | FMC Westvaco | 57915 | FMC Westvaco | WY | Sweetwater | 1 | ST | OP | 3.5 | 3.5 | 3.5 |  | 6 | 1953 | SUB | NG | Y | N | Y | Industrial CHP |  |  |  |  | N | Y | [56 empty] | COAL | [39 empty] | 0.90438 | 0.76329 | 14.3576
57297 | FMC Westvaco | 57915 | FMC Westvaco | WY | Sweetwater | 2 | ST | OP | 3.5 | 3.5 | 3.5 |  | 6 | 1953 | SUB | NG | Y | N | Y | Industrial CHP |  |  |  |  | N | Y | [56 empty] | COAL | [39 empty] | 0.90438 | 0.76329 | 14.3576
57297 | FMC Westvaco | 57915 | FMC Westvaco | WY | Sweetwater | 3 | ST | OP | 4 | 3.5 | 3.5 |  | 6 | 1964 | SUB | NG | Y | N | Y | Industrial CHP |  |  |  |  | N | Y | [56 empty] | COAL | [39 empty] | 0.82114 | 0.69144 | 13.7647
57297 | FMC Westvaco | 57915 | FMC Westvaco | WY | Sweetwater | 4 | ST | OP | 10 | 10 | 10 |  | 6 | 1972 | SUB | NG | Y | N | Y | Industrial CHP |  |  |  |  | N | Y | [56 empty] | COAL | [39 empty] | 0.62295 | 0.5829 | 12.809
57297 | FMC Westvaco | 57915 | FMC Westvaco | WY | Sweetwater | 5 | ST | OP | 10 | 10 | 10 |  | 6 | 1975 | SUB | NG | Y | N | Y | Industrial CHP |  |  |  |  | N | Y | [56 empty] | COAL | [39 empty] | 0.60768 | 0.5642 | 12.7112
57297 | FMC Westvaco | 57915 | FMC Westvaco | WY | Sweetwater | 6 | ST | OP | 10 | 10 | 10 |  | 6 | 1975 | SUB | NG | Y | N | Y | Industrial CHP |  |  |  |  | N | Y | [56 empty] | COAL | [39 empty] | 0.60768 | 0.5642 | 12.7112
57299 | Spreckels Sugar Company | 57916 | Spreckels Sugar Company | CA | Imperial | 1 | ST | OP | 8.9 | 8.9 | 8.9 |  | 4 | 1948 | BIT | NG | Y | N | Y | Industrial CHP |  | NG | 2012 |  | N | [57 empty] | COAL | [39 empty] | 0.9544 | 1.0849 | 14.015
57300 | Bayer CropScience | 57917 | Bayer CropScience Institute Plant | WV | Kanawha | 1 | ST | OP | 6.3 | 6.3 | 6.3 |  | 5 | 1958 | BIT | NG | Y | N | N | Industrial Non-CHP |  |  |  |  | N | Y | [56 empty] | COAL | [39 empty] | 0.82814 | 1.5809 | 13.6979
57300 | Bayer CropScience | 57917 | Bayer CropScience Institute Plant | WV | Kanawha | 2 | ST | OP | 6.3 | 6.3 | 6.3 |  | 4 | 1961 | BIT | NG | Y | N | N | Industrial Non-CHP |  |  |  |  | N | Y | [56 empty] | COAL | [39 empty] | 0.81719 | 1.5197 | 13.5253
57301 | Orchard Mesa Irrigation District | 473 | Grand Valley Project Power Plant | CO | Mesa | 1 | HY | OP | 1.5 | 1.6 | 1.6 |  | 1 | 1932 | WAT |  | N | Y | N | Electric Utility | [62 empty] | N/A | [39 empty] | 0 | 0 | 10.4
57301 | Orchard Mesa Irrigation District | 473 | Grand Valley Project Power Plant | CO | Mesa | 2 | HY | OP | 1.5 | 1.6 | 1.6 |  | 1 | 1932 | WAT |  | N | Y | N | Electric Utility |  |  |  |  | N | [57 empty] | N/A | [39 empty] | 0 | 0 | 10.4
57302 | Sonoco Products Co | 57919 | Sonoco Products Co | SC | Darlington | 3 | ST | OP | 10 | 10 | 10 |  | 2 | 1947 | BIT | NG | Y | N | Y | Industrial CHP |  |  |  |  | N | Y | [56 empty] | COAL | [39 empty] | 0.7039 | 1.6662 | 13.8838
57302 | Sonoco Products Co | 57919 | Sonoco Products Co | SC | Darlington | 4 | ST | OP | 28 | 28 | 28 |  | 6 | 1957 | BIT | WDS | Y | N | Y | Industrial CHP |  |  |  |  | N |  | Y | [55 empty] | COAL | [39 empty] | 0.45908 | 1.1882 | 12.346
57303 | State of Illinois | 57918 | Jacksonville Developmental Center | IL | Morgan | 1 | ST | OP | 0.7 | 0.7 | 0.7 |  | 6 | 1945 | BIT |  | N | N | Y | Commercial CHP |  |  |  |  | N | Y | [56 empty] | COAL | [39 empty] | 0.9544 | 2.6198 | 15.4002
57303 | State of Illinois | 57918 | Jacksonville Developmental Center | IL | Morgan | 2 | ST | OP | 0.7 | 0.7 | 0.7 |  | 6 | 1945 | BIT |  | N | N | Y | Commercial CHP |  |  |  |  | N | Y | [56 empty] | COAL | [39 empty] | 0.9544 | 2.6198 | 15.4002
57303 | State of Illinois | 57918 | Jacksonville Developmental Center | IL | Morgan | 3 | ST | OP | 2 | 2 | 2 |  | 6 | 1945 | BIT |  | N | N | Y | Commercial CHP |  |  |  |  | N | Y | [56 empty] | COAL | [39 empty] | 0.9544 | 2.0865 | 15.4002
57305 | Wright Patterson AFB | 57926 | Heat Plant 770 | OH | Greene | HP | ST | OP | 1.2 |  | 1.2 |  | 4 | 2003 | BIT |  | N | Y | Y | Commercial CHP |  | NG | 2015 |  | N | Y | [56 empty] | COAL | [39 empty] | 0.9544 | 0.57651 | 11.2521
57305 | Wright Patterson AFB | 57926 | Heat Plant 770 | OH | Greene | LP | ST | OP | 0.8 |  | 0.8 |  | 4 | 2003 | BIT |  | N | Y | Y | Commercial CHP |  | NG | 2015 |  | N | Y | [56 empty] | COAL | [39 empty] | 0.9544 | 0.62948 | 11.2971
57306 | Southern Illinois University Carbondale | 57928 | SIUC | IL | Jackson | GEN5 | ST | OP | 3.5 | 2.8 | 2.8 |  | 6 | 1998 | WC |  | N | N | Y | Commercial CHP |  |  |  |  | N |  | Y | [55 empty] | COAL | [39 empty] | 0.2905 | 0.2574 | 12.8174
57308 | Amonix UASTP Solar Generation 1 LLC | 57930 | Amonix UASTP Solar Power Station | AZ | Pima | UAST | PV | OP | 1.9 | 1.9 | 1.9 |  | 4 | 2011 | SUN |  | N | Y | N | IPP Non-CHP | [62 empty] | N/A | [39 empty] | 0 | 0 | 10.4
57309 | Holyoke Solar LLC | 57931 | Holyoke Solar Cooperative at Mueller | MA | Hampden | PV1 | PV | OP | 2.7 | 2.7 | 2.7 |  | 12 | 2011 | SUN |  | N | Y | N | IPP Non-CHP | [62 empty] | N/A | [39 empty] | 0 | 0 | 10.4
57310 | General Motors LLC | 57932 | Wentzville Assembly & Contiguous | MO | St Charles | GEN1 | ST | OP | 3 | 3 | 3 |  | 6 | 1981 | BIT |  | N | N | Y | Industrial CHP |  |  |  |  | N | Y | [56 empty] | COAL | [39 empty] | 0.9544 | 1.1084 | 12.7684
57313 | SolarCity Corporation | 57939 | Walmart Casa Grande | AZ | Pinal | 1 | PV | OP | 1.1 | 0.5 | 0.4 |  | 6 | 2011 | SUN |  | N | N | N | Commercial Non-CHP |  |  |  |  | N | [57 empty] | N/A | [39 empty] | 0 | 0 | 10.4
57313 | SolarCity Corporation | 57939 | Walmart Casa Grande | AZ | Pinal | 2 | PV | OP | 0.9 | 1 | 0.8 |  | 6 | 2011 | SUN |  | N | N | N | Commercial Non-CHP |  |  |  |  | N | [57 empty] | N/A | [39 empty] | 0 | 0 | 10.4
57314 | ADA Carbon Solutions LLC | 57938 | ADA Carbon Solutions Red River | LA | Red River | GEN1 | ST | OP | 20.8 | 20.5 | 20.8 |  | 2 | 2011 | WH |  | N | Y | Y | Industrial CHP |  |  |  |  | N | [57 empty] | N/A | [39 empty] | 0 | 0 | 10.4
57315 | Western Sugar Cooperative | 57937 | Scottsbluff | NE | Scotts Bluff | SCBF | ST | OP | 5 | 5 | 5 |  | 9 | 1987 | SUB |  | N | N | N | Industrial Non-CHP | [7 empty] | Y | [54 empty] | COAL | [39 empty] | 0.56325 | 0.5476 | 12.6509
57315 | Western Sugar Cooperative | 57967 | Torrington | WY | Goshen | GEGEN | ST | OP | 2 | 2 | 2 |  | 10 | 1978 | SUB | NG | N | N | Y | Industrial CHP | [5 empty] | Y | [56 empty] | COAL | [39 empty] | 0.78249 | 0.68236 | 13.5608
57317 | Wausau Paper Middletown | 57940 | Wausau Paper Middletown | OH | Butler | G3 | ST | OP | 7.5 | 1 | 1.5 |  | 4 | 1986 | BIT | DFO | N | Y | Y | Industrial CHP |  |  |  |  | N | Y | [56 empty] | COAL | [39 empty] | 0.68355 | 0.87652 | 11.9761
57322 | Naval Facilities Engineering Command | 57944 | Goddard Steam Plant | MD | Charles | 1 | ST | OP | 6.2 | 5 | 3.5 |  | 7 | 1957 | SUB | RFO | Y | N | N | Commercial Non-CHP |  |  |  | 2016 | N | Y | [56 empty] | COAL | [39 empty] | 0.36969 | 1.0593 | 13.5961
57322 | Naval Facilities Engineering Command | 57944 | Goddard Steam Plant | MD | Charles | 2 | ST | OP | 6.2 | 5 | 3.5 |  | 7 | 1957 | SUB | RFO | Y | N | N | Commercial Non-CHP |  |  |  | 2016 | N | Y | [56 empty] | COAL | [39 empty] | 0.36969 | 1.0593 | 13.5961
57324 | Michigan Sugar Company | 57949 | MSC Sebewaing | MI | Huron | 1 | ST | OP | 1.5 |  | 1.4 |  | 10 | 1990 | BIT | NG | N | N | N | Industrial Non-CHP |  |  |  |  | N | N | [56 empty] | COAL | [39 empty] | 0.9544 | 1.1155 | 12.2293
57324 | Michigan Sugar Company | 57949 | MSC Sebewaing | MI | Huron | 2 | ST | OP | 1 |  | 0.9 |  | 10 | 1979 | BIT | NG | N | N | N | Industrial Non-CHP |  |  |  |  | N | N | [56 empty] | COAL | [39 empty] | 0.9544 | 1.6298 | 13.4136
57324 | Michigan Sugar Company | 57950 | MSC Croswell | MI | Sanilac | 1 | ST | OP | 1.3 |  | 2.1 |  | 10 | 1948 | BIT | NG | N | N | N | Industrial Non-CHP |  |  |  |  | N | N | [56 empty] | COAL | [39 empty] | 0.9544 | 2.4707 | 15.4002
57326 | NJ Oak Solar LLC | 57948 | NJ Oak Solar Plant | NJ | Cumberland | OAK | PV | OP | 10 | 10 | 10 |  | 12 | 2011 | SUN |  | N | Y | N | IPP Non-CHP | [62 empty] | N/A | [39 empty] | 0 | 0 | 10.4
57327 | Element US Power LLC | 57947 | Macho Springs Power I | NM | Luna | GEN | WT | OP | 50.4 | 50.4 | 50.4 |  | 11 | 2011 | WND |  | N | Y | N | IPP Non-CHP | [62 empty] | N/A | [39 empty] | 0 | 0 | 10.4
57328 | Shore Point Solar LLC | 57951 | Shore Point Solar | NJ | Monmouth | 1 | PV | OP | 1 | 1 | 1 |  | 9 | 2011 | SUN |  | N | Y | N | IPP Non-CHP | [62 empty] | N/A | [39 empty] | 0 | 0 | 10.4
57332 | Roquette America | 57953 | Roquette America | IA | Lee | ST | ST | OP | 34.4 | 32 | 32 |  | 2 | 2007 | PC | BIT | Y | N | Y | Industrial CHP |  |  |  |  | N |  | Y | [55 empty] | Petroleum Coke | [39 empty] | 0.061665 | 0.47457 | 10.4
57339 | General Electric International Inc | 56184 | Red Bluff | CA | TEHAMA | IC1 | IC | OP | 2.9 | 2.8 | 2.8 |  | 8 | 2001 | NG |  | N | Y | N | IPP Non-CHP |  |  |  |  | N | [57 empty] | GAS | [39 empty] | 1.1659 | 0.0016829 | 10.4
57339 | General Electric International Inc | 56184 | Red Bluff | CA | TEHAMA | IC10 | IC | OP | 2.9 | 2.8 | 2.8 |  | 8 | 2001 | NG |  | N | Y | N | IPP Non-CHP |  |  |  |  | N | [57 empty] | GAS | [39 empty] | 1.1659 | 0.0016829 | 10.4
57339 | General Electric International Inc | 56184 | Red Bluff | CA | TEHAMA | IC11 | IC | OP | 2.9 | 2.8 | 2.8 |  | 8 | 2001 | NG |  | N | Y | N | IPP Non-CHP |  |  |  |  | N | [57 empty] | GAS | [39 empty] | 1.1659 | 0.0016829 | 10.4
57339 | General Electric International Inc | 56184 | Red Bluff | CA | TEHAMA | IC12 | IC | OP | 2.9 | 2.8 | 2.8 |  | 8 | 2001 | NG |  | N | Y | N | IPP Non-CHP |  |  |  |  | N | [57 empty] | GAS | [39 empty] | 1.1659 | 0.0016829 | 10.4
57339 | General Electric International Inc | 56184 | Red Bluff | CA | TEHAMA | IC13 | IC | OP | 2.9 | 2.8 | 2.8 |  | 8 | 2001 | NG |  | N | Y | N | IPP Non-CHP |  |  |  |  | N | [57 empty] | GAS | [39 empty] | 1.1659 | 0.0016829 | 10.4
57339 | General Electric International Inc | 56184 | Red Bluff | CA | TEHAMA | IC14 | IC | OP | 2.9 | 2.8 | 2.8 |  | 8 | 2001 | NG |  | N | Y | N | IPP Non-CHP |  |  |  |  | N | [57 empty] | GAS | [39 empty] | 1.1659 | 0.0016829 | 10.4
57339 | General Electric International Inc | 56184 | Red Bluff | CA | TEHAMA | IC15 | IC | OP | 2.9 | 2.8 | 2.8 |  | 8 | 2001 | NG |  | N | Y | N | IPP Non-CHP |  |  |  |  | N | [57 empty] | GAS | [39 empty] | 1.1659 | 0.0016829 | 10.4
57339 | General Electric International Inc | 56184 | Red Bluff | CA | TEHAMA | IC16 | IC | OP | 2.9 | 2.8 | 2.8 |  | 8 | 2001 | NG |  | N | Y | N | IPP Non-CHP |  |  |  |  | N | [57 empty] | GAS | [39 empty] | 1.1659 | 0.0016829 | 10.4
57339 | General Electric International Inc | 56184 | Red Bluff | CA | TEHAMA | IC2 | IC | OP | 2.9 | 2.8 | 2.8 |  | 8 | 2001 | NG |  | N | Y | N | IPP Non-CHP |  |  |  |  | N | [57 empty] | GAS | [39 empty] | 1.1659 | 0.0016829 | 10.4
57339 | General Electric International Inc | 56184 | Red Bluff | CA | TEHAMA | IC3 | IC | OP | 2.9 | 2.8 | 2.8 |  | 8 | 2001 | NG |  | N | Y | N | IPP Non-CHP |  |  |  |  | N | [57 empty] | GAS | [39 empty] | 1.1659 | 0.0016829 | 10.4
57339 | General Electric International Inc | 56184 | Red Bluff | CA | TEHAMA | IC4 | IC | OP | 2.9 | 2.8 | 2.8 |  | 8 | 2001 | NG |  | N | Y | N | IPP Non-CHP |  |  |  |  | N | [57 empty] | GAS | [39 empty] | 1.1659 | 0.0016829 | 10.4
57339 | General Electric International Inc | 56184 | Red Bluff | CA | TEHAMA | IC5 | IC | OP | 2.9 | 2.8 | 2.8 |  | 8 | 2001 | NG |  | N | Y | N | IPP Non-CHP |  |  |  |  | N | [57 empty] | GAS | [39 empty] | 1.1659 | 0.0016829 | 10.4
57339 | General Electric International Inc | 56184 | Red Bluff | CA | TEHAMA | IC6 | IC | OP | 2.9 | 2.8 | 2.8 |  | 8 | 2001 | NG |  | N | Y | N | IPP Non-CHP |  |  |  |  | N | [57 empty] | GAS | [39 empty] | 1.1659 | 0.0016829 | 10.4
57339 | General Electric International Inc | 56184 | Red Bluff | CA | TEHAMA | IC7 | IC | OP | 2.9 | 2.8 | 2.8 |  | 8 | 2001 | NG |  | N | Y | N | IPP Non-CHP |  |  |  |  | N | [57 empty] | GAS | [39 empty] | 1.1659 | 0.0016829 | 10.4
57339 | General Electric International Inc | 56184 | Red Bluff | CA | TEHAMA | IC8 | IC | OP | 2.9 | 2.8 | 2.8 |  | 8 | 2001 | NG |  | N | Y | N | IPP Non-CHP |  |  |  |  | N | [57 empty] | GAS | [39 empty] | 1.1659 | 0.0016829 | 10.4
57339 | General Electric International Inc | 56184 | Red Bluff | CA | TEHAMA | IC9 | IC | OP | 2.9 | 2.8 | 2.8 |  | 8 | 2001 | NG |  | N | Y | N | IPP Non-CHP |  |  |  |  | N | [57 empty] | GAS | [39 empty] | 1.1659 | 0.0016829 | 10.4
57339 | General Electric International Inc | 56185 | Chowchilla II | CA | MADERA | IC1 | IC | OP | 3.1 | 3.1 | 3.1 |  | 6 | 2001 | NG |  | N | Y | N | IPP Non-CHP |  |  |  |  | N | [57 empty] | GAS | [39 empty] | 1.1659 | 0.0016829 | 10.4
57339 | General Electric International Inc | 56185 | Chowchilla II | CA | MADERA | IC10 | IC | OP | 3.1 | 3.1 | 3.1 |  | 6 | 2001 | NG |  | N | Y | N | IPP Non-CHP |  |  |  |  | N | [57 empty] | GAS | [39 empty] | 1.1659 | 0.0016829 | 10.4
57339 | General Electric International Inc | 56185 | Chowchilla II | CA | MADERA | IC11 | IC | OP | 3.1 | 3.1 | 3.1 |  | 6 | 2001 | NG |  | N | Y | N | IPP Non-CHP |  |  |  |  | N | [57 empty] | GAS | [39 empty] | 1.1659 | 0.0016829 | 10.4
57339 | General Electric International Inc | 56185 | Chowchilla II | CA | MADERA | IC12 | IC | OP | 3.1 | 3.1 | 3.1 |  | 6 | 2001 | NG |  | N | Y | N | IPP Non-CHP |  |  |  |  | N | [57 empty] | GAS | [39 empty] | 1.1659 | 0.0016829 | 10.4
57339 | General Electric International Inc | 56185 | Chowchilla II | CA | MADERA | IC13 | IC | OP | 3.1 | 3.1 | 3.1 |  | 6 | 2001 | NG |  | N | Y | N | IPP Non-CHP |  |  |  |  | N | [57 empty] | GAS | [39 empty] | 1.1659 | 0.0016829 | 10.4
57339 | General Electric International Inc | 56185 | Chowchilla II | CA | MADERA | IC14 | IC | OP | 3.1 | 3.1 | 3.1 |  | 6 | 2001 | NG |  | N | Y | N | IPP Non-CHP |  |  |  |  | N | [57 empty] | GAS | [39 empty] | 1.1659 | 0.0016829 | 10.4
57339 | General Electric International Inc | 56185 | Chowchilla II | CA | MADERA | IC15 | IC | OP | 3.1 | 3.1 | 3.1 |  | 6 | 2001 | NG |  | N | Y | N | IPP Non-CHP |  |  |  |  | N | [57 empty] | GAS | [39 empty] | 1.1659 | 0.0016829 | 10.4
57339 | General Electric International Inc | 56185 | Chowchilla II | CA | MADERA | IC16 | IC | OP | 3.1 | 3.1 | 3.1 |  | 6 | 2001 | NG |  | N | Y | N | IPP Non-CHP |  |  |  |  | N | [57 empty] | GAS | [39 empty] | 1.1659 | 0.0016829 | 10.4
57339 | General Electric International Inc | 56185 | Chowchilla II | CA | MADERA | IC2 | IC | OP | 3.1 | 3.1 | 3.1 |  | 6 | 2001 | NG |  | N | Y | N | IPP Non-CHP |  |  |  |  | N | [57 empty] | GAS | [39 empty] | 1.1659 | 0.0016829 | 10.4
57339 | General Electric International Inc | 56185 | Chowchilla II | CA | MADERA | IC3 | IC | OP | 3.1 | 3.1 | 3.1 |  | 6 | 2001 | NG |  | N | Y | N | IPP Non-CHP |  |  |  |  | N | [57 empty] | GAS | [39 empty] | 1.1659 | 0.0016829 | 10.4
57339 | General Electric International Inc | 56185 | Chowchilla II | CA | MADERA | IC4 | IC | OP | 3.1 | 3.1 | 3.1 |  | 6 | 2001 | NG |  | N | Y | N | IPP Non-CHP |  |  |  |  | N | [57 empty] | GAS | [39 empty] | 1.1659 | 0.0016829 | 10.4
57339 | General Electric International Inc | 56185 | Chowchilla II | CA | MADERA | IC5 | IC | OP | 3.1 | 3.1 | 3.1 |  | 6 | 2001 | NG |  | N | Y | N | IPP Non-CHP |  |  |  |  | N | [57 empty] | GAS | [39 empty] | 1.1659 | 0.0016829 | 10.4
57339 | General Electric International Inc | 56185 | Chowchilla II | CA | MADERA | IC6 | IC | OP | 3.1 | 3.1 | 3.1 |  | 6 | 2001 | NG |  | N | Y | N | IPP Non-CHP |  |  |  |  | N | [57 empty] | GAS | [39 empty] | 1.1659 | 0.0016829 | 10.4
57339 | General Electric International Inc | 56185 | Chowchilla II | CA | MADERA | IC7 | IC | OP | 3.1 | 3.1 | 3.1 |  | 6 | 2001 | NG |  | N | Y | N | IPP Non-CHP |  |  |  |  | N | [57 empty] | GAS | [39 empty] | 1.1659 | 0.0016829 | 10.4
57339 | General Electric International Inc | 56185 | Chowchilla II | CA | MADERA | IC8 | IC | OP | 3.1 | 3.1 | 3.1 |  | 6 | 2001 | NG |  | N | Y | N | IPP Non-CHP |  |  |  |  | N | [57 empty] | GAS | [39 empty] | 1.1659 | 0.0016829 | 10.4
57339 | General Electric International Inc | 56185 | Chowchilla II | CA | MADERA | IC9 | IC | OP | 3.1 | 3.1 | 3.1 |  | 6 | 2001 | NG |  | N | Y | N | IPP Non-CHP |  |  |  |  | N | [57 empty] | GAS | [39 empty] | 1.1659 | 0.0016829 | 10.4
57341 | Foster Wheeler Twin Cities | 57966 | Southeast Steam Plant | MN | Hennepin | SSP | ST | OP | 13 | 0.1 | 9 |  | 1 | 1998 | NG | SUB | Y | Y | N | Commercial Non-CHP |  |  |  |  | N | [57 empty] | GAS | [39 empty] | 0.39396 | 0.0011704 | 10.1627
57344 | Hampton Lumber Mills - Washington Inc | 57969 | Darrington | WA | Snohomish | GEN1 | ST | OP | 4.5 | 4.5 | 4.5 |  | 2 | 2007 | WDS |  | N | N | Y | Industrial CHP | [62 empty] | OTHER SOLID | [39 empty] | 0.5034 | 0.01096 | 14.2367
57345 | Butte-Glenn Community College District | 57970 | Butte College Main Campus Solar | CA | Butte | SOL1 | PV | OP | 3.5 | 2.9 | 2.8 |  | 7 | 2011 | SUN |  | N | Y | N | Commercial Non-CHP |  |  |  |  | N | [57 empty] | N/A | [39 empty] | 0 | 0 | 10.4
57348 | AES ES Westover LLC | 57972 | AES Johnson City | NY | Broome | JCP1 | BA | OP | 8 | 8 | 8 |  | 12 | 2010 | MWH |  | N | Y | N | IPP Non-CHP |  |  |  |  | N | [57 empty] | N/A | [39 empty] | 0 | 0 | 10.4
57353 | Plumas Sierra Rural Electric Coop | 57977 | High Sierra Cogeneration Plant | CA | Lassen | ENG1 | IC | OP | 3 | 2.5 | 2.8 |  | 2 | 2010 | NG |  | N | Y | Y | Electric Utility |  |  |  |  | N | [57 empty] | GAS | [39 empty] | 1.1659 | 0.0016829 | 10.4
57353 | Plumas Sierra Rural Electric Coop | 57977 | High Sierra Cogeneration Plant | CA | Lassen | ENG2 | IC | OP | 3 | 2.5 | 2.8 |  | 2 | 2010 | NG |  | N | Y | Y | Electric Utility |  |  |  |  | N | [57 empty] | GAS | [39 empty] | 1.1659 | 0.0016829 | 10.4
57354 | Gestamp Asetym Solar North America | 57982 | Meridian Vineyards | CA | San Luis Obispo | PV-1 | PV | OP | 0.5 | 0.5 | 0.5 |  | 12 | 2010 | SUN |  | N | Y | N | IPP Non-CHP |  |  |  |  | N | [57 empty] | N/A | [39 empty] | 0 | 0 | 10.4
57354 | Gestamp Asetym Solar North America | 57982 | Meridian Vineyards | CA | San Luis Obispo | PV-2 | PV | OP | 0.6 | 0.6 | 0.6 |  | 12 | 2010 | SUN |  | N | Y | N | IPP Non-CHP |  |  |  |  | N | [57 empty] | N/A | [39 empty] | 0 | 0 | 10.4
57356 | Alabama River Cellulose LLC | 10216 | Alabama River Pulp | AL | Monroe | GEN1 | ST | OP | 48 | 44.6 | 45.1 |  | 11 | 1978 | BLQ | WDS | Y | Y | Y | Industrial CHP |  |  |  |  | N | [57 empty] | LIQUID | [39 empty] | 0.10581 | 0.049001 | 10.4
57356 | Alabama River Cellulose LLC | 54429 | Alabama Pine Pulp | AL | Monroe | GEN2 | ST | OP | 69 | 64.2 | 64.9 |  | 11 | 1991 | BLQ | WDS | Y | Y | Y | Industrial CHP |  |  |  |  | N | [57 empty] | LIQUID | [39 empty] | 0.0842 | 0.049001 | 10.4
57359 | Richland-Stryker Generation LLC | 2880 | Richland | OH | Defiance | 1 | GT | OP | 15 | 11 | 14 |  | 12 | 1965 | DFO | NG | N | Y | N | IPP Non-CHP |  |  |  |  | N | [57 empty] | LIQUID | [39 empty] | 0.99105 | 0.21567 | 12.2979
57359 | Richland-Stryker Generation LLC | 2880 | Richland | OH | Defiance | 2 | GT | OP | 15 | 11 | 14 |  | 2 | 1966 | NG | DFO | N | Y | N | IPP Non-CHP |  |  |  |  | N | [57 empty] | GAS | [39 empty] | 0.31707 | 0.0047644 | 11.6825
57359 | Richland-Stryker Generation LLC | 2880 | Richland | OH | Defiance | 3 | GT | OP | 15 | 11 | 14 |  | 2 | 1966 | NG | DFO | N | Y | N | IPP Non-CHP |  |  |  |  | N | [57 empty] | GAS | [39 empty] | 0.31707 | 0.0047644 | 11.6825
57359 | Richland-Stryker Generation LLC | 2880 | Richland | OH | Defiance | 4 | GT | OP | 135 | 112 | 130 |  | 3 | 2001 | NG |  | N | Y | N | IPP Non-CHP | [62 empty] | GAS | OH | Richland Peaking Station | 2880 | CTG4 | 2010 |  | ARP, CAIRNOX, CAIROS, CAIRSO2 | 473.04 | 12 | 24156.1 |  | 0.115 | 0.0826 | 15.491 | 22875.308 | 384920.352 | 5 |  | Defiance | Electric Utility | 4911 | Electric Services | 41.3033 | -84.3386 | FirstEnergy Generation Corporation (Owner/Operator) | Phase 2 |  | Operating | Combustion turbine | Pipeline Natural Gas |  |  | Water Injection |  | 1660 | 12.7782 | GAS | 119 | 453.7815 | 0.0826 | 0.000598 | 12.7782
57359 | Richland-Stryker Generation LLC | 2880 | Richland | OH | Defiance | 5 | GT | OP | 135 | 112 | 130 |  | 3 | 2001 | NG |  | N | Y | N | IPP Non-CHP | [62 empty] | GAS | OH | Richland Peaking Station | 2880 | CTG5 | 2010 |  | ARP, CAIRNOX, CAIROS, CAIRSO2 | 511.8 | 12 | 25414.24 |  | 0.121 | 0.0773 | 15.389 | 24006.812 | 403937.039 | 5 |  | Defiance | Electric Utility | 4911 | Electric Services | 41.3033 | -84.3386 | FirstEnergy Generation Corporation (Owner/Operator) | Phase 2 |  | Operating | Combustion turbine | Pipeline Natural Gas |  |  | Water Injection |  | 1660 | 13.152 | GAS | 108 | 398.1481 | 0.0773 | 0.000599 | 13.152
57359 | Richland-Stryker Generation LLC | 2880 | Richland | OH | Defiance | 6 | GT | OP | 135 | 112 | 130 |  | 3 | 2001 | NG |  | N | Y | N | IPP Non-CHP | [62 empty] | GAS | OH | Richland Peaking Station | 2880 | CTG6 | 2010 |  | ARP, CAIRNOX, CAIROS, CAIRSO2 | 442.04 | 12 | 22255.42 |  | 0.097 | 0.0779 | 12.375 | 19194.758 | 322970.095 | 5 |  | Defiance | Electric Utility | 4911 | Electric Services | 41.3033 | -84.3386 | FirstEnergy Generation Corporation (Owner/Operator) | Phase 2 |  | Operating | Combustion turbine | Pipeline Natural Gas |  |  | Water Injection |  | 1660 | 12.7084 | GAS | 119 | 453.7815 | 0.0779 | 0.000601 | 12.7084
57359 | Richland-Stryker Generation LLC | 2881 | Stryker | OH | WILLIAMS | 1 | GT | OP | 19 | 17 | 18 |  | 2 | 1968 | DFO |  | N | Y | N | IPP Non-CHP |  |  |  |  | N | [57 empty] | LIQUID | [39 empty] | 0.911 | 0.18951 | 12.7912
57362 | Energy 2001 Inc | 57988 | Lincoln Landfill | CA | Placer | GEN1 | IC | OP | 0.8 | 0.8 | 0.8 |  | 11 | 2004 | LFG |  | N | Y | N | IPP Non-CHP | [62 empty] | GAS | [39 empty] | 1.1659 | 0.0016829 | 10.4
57362 | Energy 2001 Inc | 57988 | Lincoln Landfill | CA | Placer | GEN2 | IC | OP | 0.8 | 0.8 | 0.8 |  | 11 | 2004 | LFG |  | N | Y | N | IPP Non-CHP | [62 empty] | GAS | [39 empty] | 1.1659 | 0.0016829 | 10.4
57362 | Energy 2001 Inc | 57988 | Lincoln Landfill | CA | Placer | GEN3 | IC | OP | 0.8 | 0.8 | 0.8 |  | 11 | 2004 | LFG |  | N | Y | N | IPP Non-CHP | [62 empty] | GAS | [39 empty] | 1.1659 | 0.0016829 | 10.4
57393 | Duke Energy Commercial Asset Management | 2831 | Dicks Creek | OH | Butler | 1 | GT | OP | 100 | 92 | 110 |  | 9 | 1965 | NG | DFO | N | Y | N | Electric Utility | [62 empty] | GAS | OH | Dicks Creek Station | 2831 | 1 | 2010 |  | CAIRNOX, CAIROS, CAIRSO2 | 3.98 | 12 | 48.86 |  | 0.001 | 0.1083 | 0.122 |  | 1919.18 | 5 |  | Butler | Electric Utility |  |  | 39.465 | -84.3775 | Duke Energy Ohio, Inc. (Owner/Operator) |  |  | Operating | Combustion turbine | Pipeline Natural Gas |  |  |  |  | 1980 | 23.2104 | GAS | 48 | 1354.1667 | 0.1083 | 0.0010421 | 20
57393 | Duke Energy Commercial Asset Management | 2831 | Dicks Creek | OH | Butler | 3 | GT | OP | 16.5 | 14.2 | 19.5 |  | 6 | 1969 | NG | DFO | N | Y | N | Electric Utility | [62 empty] | GAS | [39 empty] | 0.29466 | 0.0044657 | 11.8126
57393 | Duke Energy Commercial Asset Management | 2831 | Dicks Creek | OH | Butler | 4 | GT | OP | 21.3 | 15 | 21.4 |  | 10 | 1969 | DFO |  | N | Y | N | Electric Utility | [62 empty] | LIQUID | [39 empty] | 0.87896 | 0.18062 | 13.2364
57393 | Duke Energy Commercial Asset Management | 2831 | Dicks Creek | OH | Butler | 5 | GT | OP | 21.3 | 15 | 21.4 |  | 10 | 1969 | DFO |  | N | Y | N | Electric Utility | [62 empty] | LIQUID | [39 empty] | 0.87896 | 0.18062 | 13.2364
57393 | Duke Energy Commercial Asset Management | 55236 | Lee Energy Facility | IL | Lee | CT1 | GT | OP | 101.8 | 71 | 89.5 |  | 6 | 2001 | NG |  | N | Y | N | IPP Non-CHP |  |  |  |  | N | [57 empty] | GAS | IL | Duke Energy Lee, II LLC | 55236 | CT1 | 2010 |  | ARP, CAIRNOX, CAIROS, CAIRSO2 | 17.53 | 12 | 895.69 |  | 0.004 | 0.1578 | 0.496 | 737.808 | 12414.525 | 5 |  | Lee | Electric Utility |  |  | 41.8287 | -89.4054 | Duke Energy Ohio, Inc. (Owner/Operator) | Phase 2 |  | Operating | Combustion turbine | Pipeline Natural Gas |  |  | Dry Low NOx Burners |  | 1200 | 13.1764 | GAS | 77 | 1918.8312 | 0.1578 | 0.000644 | 13.1764
57393 | Duke Energy Commercial Asset Management | 55236 | Lee Energy Facility | IL | Lee | CT2 | GT | OP | 101.8 | 71 | 89.5 |  | 6 | 2001 | NG |  | N | Y | N | IPP Non-CHP |  |  |  |  | N | [57 empty] | GAS | IL | Duke Energy Lee, II LLC | 55236 | CT2 | 2010 |  | ARP, CAIRNOX, CAIROS, CAIRSO2 | 29.75 | 12 | 1890.02 |  | 0.008 | 0.1014 | 0.847 | 1498.854 | 25222.271 | 5 |  | Lee | Electric Utility |  |  | 41.8287 | -89.4054 | Duke Energy Ohio, Inc. (Owner/Operator) | Phase 2 |  | Operating | Combustion turbine | Pipeline Natural Gas |  |  | Dry Low NOx Burners |  | 1200 | 13.1418 | GAS | 80 | 1940.625 | 0.1014 | 0.000634 | 13.1418
57393 | Duke Energy Commercial Asset Management | 55236 | Lee Energy Facility | IL | Lee | CT3 | GT | OP | 101.8 | 71 | 89.5 |  | 6 | 2001 | NG |  | N | Y | N | IPP Non-CHP |  |  |  |  | N | [57 empty] | GAS | IL | Duke Energy Lee, II LLC | 55236 | CT3 | 2010 |  | ARP, CAIRNOX, CAIROS, CAIRSO2 | 16.19 | 12 | 849.01 |  | 0.003 | 0.0899 | 0.227 | 688.619 | 11585.28 | 5 |  | Lee | Electric Utility |  |  | 41.8287 | -89.4054 | Duke Energy Ohio, Inc. (Owner/Operator) | Phase 2 |  | Operating | Combustion turbine | Pipeline Natural Gas |  |  | Dry Low NOx Burners |  | 1200 | 13.1936 | GAS | 77 | 1918.8312 | 0.0899 | 0.000518 | 13.1936
57393 | Duke Energy Commercial Asset Management | 55236 | Lee Energy Facility | IL | Lee | CT4 | GT | OP | 101.8 | 71 | 89.5 |  | 6 | 2001 | NG |  | N | Y | N | IPP Non-CHP |  |  |  |  | N | [57 empty] | GAS | IL | Duke Energy Lee, II LLC | 55236 | CT4 | 2010 |  | ARP, CAIRNOX, CAIROS, CAIRSO2 | 46.45 | 12 | 2788.41 |  | 0.011 | 0.0798 | 1.207 | 2222.856 | 37405.491 | 5 |  | Lee | Electric Utility |  |  | 41.8287 | -89.4054 | Duke Energy Ohio, Inc. (Owner/Operator) | Phase 2 |  | Operating | Combustion turbine | Pipeline Natural Gas |  |  | Dry Low NOx Burners |  | 1200 | 13.0115 | GAS | 85 | 1973.5294 | 0.0798 | 0.000588 | 13.0115
57393 | Duke Energy Commercial Asset Management | 55236 | Lee Energy Facility | IL | Lee | CT5 | GT | OP | 101.8 | 71 | 89.5 |  | 5 | 2001 | NG |  | N | Y | N | IPP Non-CHP |  |  |  |  | N | [57 empty] | GAS | IL | Duke Energy Lee, II LLC | 55236 | CT5 | 2010 |  | ARP, CAIRNOX, CAIROS, CAIRSO2 | 58.82 | 12 | 3117.7 |  | 0.013 | 0.1017 | 1.074 | 2564.932 | 43152.002 | 5 |  | Lee | Electric Utility |  |  | 41.8287 | -89.4054 | Duke Energy Ohio, Inc. (Owner/Operator) | Phase 2 |  | Operating | Combustion turbine | Pipeline Natural Gas |  |  | Dry Low NOx Burners |  | 1200 | 13.3203 | GAS | 86 | 1979.6512 | 0.1017 | 0.000603 | 13.3203
57393 | Duke Energy Commercial Asset Management | 55236 | Lee Energy Facility | IL | Lee | CT6 | GT | OP | 101.8 | 71 | 89.5 |  | 5 | 2001 | NG |  | N | Y | N | IPP Non-CHP |  |  |  |  | N | [57 empty] | GAS | IL | Duke Energy Lee, II LLC | 55236 | CT6 | 2010 |  | ARP, CAIRNOX, CAIROS, CAIRSO2 | 26.56 | 12 | 1694.58 |  | 0.007 | 0.106 | 0.836 | 1324.431 | 22290.339 | 5 |  | Lee | Electric Utility |  |  | 41.8287 | -89.4054 | Duke Energy Ohio, Inc. (Owner/Operator) | Phase 2 |  | Operating | Combustion turbine | Pipeline Natural Gas |  |  | Dry Low NOx Burners |  | 1200 | 12.9956 | GAS | 79 | 1933.5443 | 0.106 | 0.000628 | 12.9956
57393 | Duke Energy Commercial Asset Management | 55236 | Lee Energy Facility | IL | Lee | CT7 | GT | OP | 101.8 | 71 | 89.5 |  | 6 | 2001 | NG |  | N | Y | N | IPP Non-CHP |  |  |  |  | N | [57 empty] | GAS | IL | Duke Energy Lee, II LLC | 55236 | CT7 | 2010 |  | ARP, CAIRNOX, CAIROS, CAIRSO2 | 54.55 | 12 | 3119.31 |  | 0.013 | 0.0632 | 0.862 | 2506.79 | 42179.769 | 5 |  | Lee | Electric Utility |  |  | 41.8287 | -89.4054 | Duke Energy Ohio, Inc. (Owner/Operator) | Phase 2 |  | Operating | Combustion turbine | Pipeline Natural Gas |  |  | Dry Low NOx Burners |  | 1200 | 13.0157 | GAS | 88 | 1991.4773 | 0.0632 | 0.000616 | 13.0157
57393 | Duke Energy Commercial Asset Management | 55236 | Lee Energy Facility | IL | Lee | CT8 | GT | OP | 101.8 | 71 | 89.5 |  | 6 | 2001 | NG |  | N | Y | N | IPP Non-CHP |  |  |  |  | N | [57 empty] | GAS | IL | Duke Energy Lee, II LLC | 55236 | CT8 | 2010 |  | ARP, CAIRNOX, CAIROS, CAIRSO2 | 41.96 | 12 | 2523 |  | 0.01 | 0.0669 | 0.691 | 2016.848 | 33940.832 | 5 |  | Lee | Electric Utility |  |  | 41.8287 | -89.4054 | Duke Energy Ohio, Inc. (Owner/Operator) | Phase 2 |  | Operating | Combustion turbine | Pipeline Natural Gas |  |  | Dry Low NOx Burners |  | 1200 | 13.2829 | GAS | 80 | 1940.625 | 0.0669 | 0.000589 | 13.2829
57393 | Duke Energy Commercial Asset Management | 55397 | Washington Energy Facility | OH | Washington | CT1 | CT | OP | 198.9 | 150 | 175 |  | 6 | 2002 | NG |  | N | Y | N | IPP Non-CHP |  |  |  |  | N | [57 empty] | GAS | OH | Duke Energy Washington, II LLC | 55397 | CT1 | 2010 |  | ARP, CAIRNOX, CAIROS, CAIRSO2 | 3890 | 12 | 831399.01 |  | 1.937 | 0.0134 | 27.222 | 383698.545 | 6456460.535 | 5 |  | Washington | Electric Utility |  |  | 39.5798 | -81.6571 | Duke Energy Ohio, Inc. (Owner/Operator) | Phase 2 |  | Operating | Combined cycle | Pipeline Natural Gas |  |  | Dry Low NOx Burners Selective Catalytic Reduction |  | 2625 | 7.6762 | GAS | 334 | 1545.7143 | 0.0134 | 0.0006 | 7.6762
57393 | Duke Energy Commercial Asset Management | 55397 | Washington Energy Facility | OH | Washington | CT2 | CT | OP | 198.9 | 150 | 175 |  | 6 | 2002 | NG |  | N | Y | N | IPP Non-CHP |  |  |  |  | N | [57 empty] | GAS | OH | Duke Energy Washington, II LLC | 55397 | CT2 | 2010 |  | ARP, CAIRNOX, CAIROS, CAIRSO2 | 4134.14 | 12 | 863727.56 |  | 1.999 | 0.0206 | 37.385 | 396037.039 | 6664084.79 | 5 |  | Washington | Electric Utility |  |  | 39.5798 | -81.6571 | Duke Energy Ohio, Inc. (Owner/Operator) | Phase 2 |  | Operating | Combined cycle | Pipeline Natural Gas |  |  | Dry Low NOx Burners Selective Catalytic Reduction |  | 2625 | 7.5888 | GAS | 334 | 1545.7143 | 0.0206 | 0.0006 | 7.5888
57393 | Duke Energy Commercial Asset Management | 55397 | Washington Energy Facility | OH | Washington | ST1 | CA | OP | 317.1 | 300 | 350 |  | 6 | 2002 | NG |  | N | Y | N | IPP Non-CHP |  |  |  |  | N | [57 empty] | GAS | [39 empty] | 0 | 0 | 10.4
57393 | Duke Energy Commercial Asset Management | 55516 | Fayette Energy Facility | PA | Fayette | CTG1 | CT | OP | 163.5 | 154.8 | 169.2 |  | 6 | 2003 | NG |  | N | Y | N | IPP Non-CHP |  |  |  |  | N | [57 empty] | GAS | PA | Duke Energy Fayette, II LLC | 55516 | CTG1 | 2010 |  | ARP, CAIRNOX, CAIROS, CAIRSO2 | 4828.14 | 12 | 1042841.36 |  | 2.395 | 0.0135 | 32.143 | 474432.017 | 7983229.503 | 3 |  | Fayette | Electric Utility |  |  | 39.8592 | -79.9182 | Duke Energy Ohio, Inc. (Owner/Operator) | Phase 2 |  | Operating | Combined cycle | Pipeline Natural Gas |  |  | Dry Low NOx Burners Selective Catalytic Reduction |  | 2700 | 7.6154 | GAS | 336 | 1507.0922 | 0.0135 | 0.0006 | 7.6154
57393 | Duke Energy Commercial Asset Management | 55516 | Fayette Energy Facility | PA | Fayette | CTG2 | CT | OP | 163.5 | 154.8 | 169.2 |  | 6 | 2003 | NG |  | N | Y | N | IPP Non-CHP |  |  |  |  | N | [57 empty] | GAS | PA | Duke Energy Fayette, II LLC | 55516 | CTG2 | 2010 |  | ARP, CAIRNOX, CAIROS, CAIRSO2 | 4710.42 | 12 | 1025714.64 |  | 2.356 | 0.0139 | 31.995 | 466632.65 | 7852014.891 | 3 |  | Fayette | Electric Utility |  |  | 39.8592 | -79.9182 | Duke Energy Ohio, Inc. (Owner/Operator) | Phase 2 |  | Operating | Combined cycle | Pipeline Natural Gas |  |  | Dry Low NOx Burners Selective Catalytic Reduction |  | 2700 | 7.6048 | GAS | 336 | 1507.0922 | 0.0139 | 0.0006 | 7.6048
57393 | Duke Energy Commercial Asset Management | 55516 | Fayette Energy Facility | PA | Fayette | STG1 | CA | OP | 317.1 | 290.9 | 296.1 |  | 6 | 2003 | NG |  | N | Y | N | IPP Non-CHP |  |  |  |  | N | [57 empty] | GAS | [39 empty] | 0 | 0 | 10.4
57393 | Duke Energy Commercial Asset Management | 55736 | Hanging Rock Energy Facility | OH | Lawrence | 1GT1 | CT | OP | 163.5 | 172 | 172 |  | 6 | 2003 | NG |  | N | Y | N | IPP Non-CHP |  |  |  |  | N | [57 empty] | GAS | OH | Duke Energy Hanging Rock, II LLC | 55736 | CTG1 | 2010 |  | ARP, CAIRNOX, CAIROS, CAIRSO2 | 4358.16 | 12 | 949197.82 |  | 2.165 | 0.0165 | 35.172 | 428935.982 | 7217668.511 | 5 |  | Lawrence | Electric Utility |  |  | 38.5731 | -82.7833 | Duke Energy Ohio, Inc. (Owner/Operator) | Phase 2 |  | Operating | Combined cycle | Pipeline Natural Gas |  |  | Dry Low NOx Burners Selective Catalytic Reduction |  | 2750 | 7.5365 | GAS | 337 | -479.6512 | 0.0165 | 0.0006 | 7.5365
57393 | Duke Energy Commercial Asset Management | 55736 | Hanging Rock Energy Facility | OH | Lawrence | 1GT2 | CT | OP | 163.5 | 172 | 172 |  | 6 | 2003 | NG |  | N | Y | N | IPP Non-CHP |  |  |  |  | N | [57 empty] | GAS | OH | Duke Energy Hanging Rock, II LLC | 55736 | CTG1 | 2010 |  | ARP, CAIRNOX, CAIROS, CAIRSO2 | 4358.16 | 12 | 949197.82 |  | 2.165 | 0.0165 | 35.172 | 428935.982 | 7217668.511 | 5 |  | Lawrence | Electric Utility |  |  | 38.5731 | -82.7833 | Duke Energy Ohio, Inc. (Owner/Operator) | Phase 2 |  | Operating | Combined cycle | Pipeline Natural Gas |  |  | Dry Low NOx Burners Selective Catalytic Reduction |  | 2750 | 7.5365 | GAS | 337 | -479.6512 | 0.0165 | 0.0006 | 7.5365
57393 | Duke Energy Commercial Asset Management | 55736 | Hanging Rock Energy Facility | OH | Lawrence | 1ST | CA | OP | 317.1 | 300 | 300 |  | 6 | 2003 | NG |  | N | Y | N | IPP Non-CHP |  |  |  |  | N | [57 empty] | GAS | [39 empty] | 0 | 0 | 10.4
57393 | Duke Energy Commercial Asset Management | 55736 | Hanging Rock Energy Facility | OH | Lawrence | 2GT1 | CT | OP | 163.5 | 172 | 172 |  | 7 | 2003 | NG |  | N | Y | N | IPP Non-CHP |  |  |  |  | N | [57 empty] | GAS | OH | Duke Energy Hanging Rock, II LLC | 55736 | CTG1 | 2010 |  | ARP, CAIRNOX, CAIROS, CAIRSO2 | 4358.16 | 12 | 949197.82 |  | 2.165 | 0.0165 | 35.172 | 428935.982 | 7217668.511 | 5 |  | Lawrence | Electric Utility |  |  | 38.5731 | -82.7833 | Duke Energy Ohio, Inc. (Owner/Operator) | Phase 2 |  | Operating | Combined cycle | Pipeline Natural Gas |  |  | Dry Low NOx Burners Selective Catalytic Reduction |  | 2750 | 7.5365 | GAS | 337 | -479.6512 | 0.0165 | 0.0006 | 7.5365
57393 | Duke Energy Commercial Asset Management | 55736 | Hanging Rock Energy Facility | OH | Lawrence | 2GT2 | CT | OP | 163.5 | 172 | 172 |  | 7 | 2003 | NG |  | N | Y | N | IPP Non-CHP |  |  |  |  | N | [57 empty] | GAS | OH | Duke Energy Hanging Rock, II LLC | 55736 | CTG1 | 2010 |  | ARP, CAIRNOX, CAIROS, CAIRSO2 | 4358.16 | 12 | 949197.82 |  | 2.165 | 0.0165 | 35.172 | 428935.982 | 7217668.511 | 5 |  | Lawrence | Electric Utility |  |  | 38.5731 | -82.7833 | Duke Energy Ohio, Inc. (Owner/Operator) | Phase 2 |  | Operating | Combined cycle | Pipeline Natural Gas |  |  | Dry Low NOx Burners Selective Catalytic Reduction |  | 2750 | 7.5365 | GAS | 337 | -479.6512 | 0.0165 | 0.0006 | 7.5365
57393 | Duke Energy Commercial Asset Management | 55736 | Hanging Rock Energy Facility | OH | Lawrence | 2ST | CA | OP | 317.1 | 300 | 300 |  | 7 | 2003 | NG |  | N | Y | N | IPP Non-CHP |  |  |  |  | N | [57 empty] | GAS | [39 empty] | 0 | 0 | 10.4
57431 | ReEnergy Biomass LLC | 54526 | ReEnergy Biomass LLC | NY | Lewis | STG | ST | OP | 21.1 | 19 | 19 |  | 8 | 1992 | WDS |  | N | Y | Y | IPP CHP |  |  |  |  | N | [57 empty] | OTHER SOLID | [39 empty] | 0.077744 | 0.027585 | 13.6604
57432 | ReEnergy Livermore Falls | 10354 | ReEnergy Livermore Falls | ME | Androscoggin | GEN1 | ST | OP | 39.6 | 34.7 | 34.4 |  | 8 | 1992 | OBS | WDS | N | Y | N | IPP Non-CHP | [62 empty] | OTHER SOLID | [39 empty] | 0 | 0 | 10.4
57433 | ReEnergy Chateaugay LLC | 50277 | ReEnergy Chateaugay Power Station | NY | Franklin | GEN1 | ST | OP | 19.7 | 18 | 18 |  | 2 | 1993 | WDS |  | N | Y | N | IPP Non-CHP |  |  |  |  | N | [57 empty] | OTHER SOLID | [39 empty] | 0.065559 | 0.026784 | 13.6804
57460 | NextEra Energy Wolf Ridge LLC | 58080 | Wolf Ridge Wind | TX | Cooke | 1 | WT | OP | 112.5 | 112.5 | 112.5 |  | 8 | 2008 | WND |  | N | Y | N | IPP Non-CHP | [62 empty] | N/A | [39 empty] | 0 | 0 | 10.4